## March 2021
COMPILE INVENTORY of 400 KV O&M Division, SRINAGAR for the M/O March 2021
Name of Circle/Zone: Garhwal
Name of Division: 400KV Srinagar(G)
Name of Substation:400 KV Srinagar (G)
MONTH :MARCH- 2021
S.N0 | Item Code | Name of Item | Unit | Unit rate in Rs. | Useable |  | Unserviceable |  | Non Moving |  | Obsolete |  | Scrap
[5 empty] | Qty. | Total Amount in Rs. | Qty. | Total Amount in Rs. | Qty. | Total Amount in Rs. | Qty. | Total Amount in Rs. | Qty. | Total Amount in Rs.
JE(SUBSTATION) Tarang Mogha (102010700)
1 | AA0A002002 | ACSR MOOSE CONDUCTOR DRUM & 70 Mtr. In Length pieces | Mtr. | 286.7386 | 1059 | 303656.188
2 | II0I001001 | 160 KN INSULATOR | Nos | 996.44 | 67 | 66761.48
3 | FF4F403008 | FLEXIBLE COOPER BOUND | Nos | 461.05 | 14 | 6454.7
4 | II4I404003 | RIGID SPACER | Nos | 517.14 | 18 | 9308.52
5 | I303 | CONDUCTOR VD (2 Nos. without breaket) | Nos | 959.82 | 16 | 15357.12
6 | II4I404003 | BUNDLE SPACER | Nos | 863.85 | 1792 | 1548019.2
7 | FF2F201004 | EARTHING MATERIAL MS ROUND 36 MM DIA | Mtr. | 56589 | 0.00912 | 516.0917
8 | G201 | HF CABLE | KM. | 266298 | 0.1 | 26629.8
9 | JJ3J301003 | CLOSING COIL FOR 132 KV CB | Nos. | 11318 | 3 | 33954
10 | JJ3J301001 | TRIPPING COIL 132 KV CB | Nos. | 11318 | 3 | 33954
11 | SS3S301004 | COPPER CONTECT FINGER ISOLATOR 132 KV | Nos. | 19972 | 1 | 19972
12 | SS3S301011 | ROTORY BEARING ISOLATOR 132 KV | Nos. | 11983 | 1 | 11983
13 | MM0M012004 | Set of Trip relay for 132 kv control panel 1nos. Each type | set | 33287 | 1 | 33287
14 | MM0M010002 | Set of Aux. relay for 132 kv control panel 1nos. Each type | set | 33287 | 1 | 33287
15 | PP0P016004 | STEEL WIRE ROPE WITH FIBER COR STAND 12 MM DIA | Mtr. | 310.295 | 400 | 124118
16 | N/A | STEEL WIRE ROPE SINGLE SLING | Nos. | 1385.45 | 4 | 5541.8
17 | N/A | STEEL WIRE ROPE DOUBLE SLING | Nos. | 1385.45 | 4 | 5541.8
18 | N/A | STEEL WIRE ROPE TRIPLE SLING | Nos. | 1385.45 | 4 | 5541.8
19 | N/A | STEEL WIRE ROPE QUAD SLING | Nos. | 1385.45 | 4 | 5541.8
20 | K302 | 22 KN BUS POST ISULTOR | SET | 3091.5 | 37 | 114385.5
21 | SS4S402003 | 33 KV ISOLATOR JOW (1200AMP) | Nos. | 6183 | 18 | 111294
22 | PP3P301008 | GUM BOOT | Pair | 1470.28 | 4 | 5881.12
23 | N/A | Silicon sealant | Nos. | 249.6 | 13 | 3244.8
24 | C3 | Cat 6 SFTP,PVC 4 pair cable | Mtr. | 207 | 1200 | 248400
25 | SS3S301005 | Male Contact assembly with Arm for 145 KV single break horizontal type isolator | Nos. | 23364 | 5 | 116820
26 | SS3S301006 | Female Contact assembly with Arm for 145 KV single break horizontal type isolator | Nos. | 23364 | 5 | 116820
27 | II0I004001 | Bimetallic Aluminum alloy PG Clamp Dear/zebra to tarantulla conductor | Nos. | 1982.4 | 30 | 59472
28 | II0I005002 | Bimetallic Aluminum alloy Isolator PG Clamp zebra to panther conductor | Nos. | 1866.76 | 22 | 41068.72
29 | II0I002004 | Bimetallic Aluminum alloy Isola Clamp zebra to tarantulla conductor | Nos. | 1866.76 | 23 | 42935.48
30 |  | Bimetallic Aluminum Alloy CT- Clamp suitable for Zebra conductor | Nos. | 1746.4 | 23 | 40167.2
31 | VV7V701006 | Bimetallic Aluminum Alloy PT- Clamp suitable for Zebra conductor | Nos. | 1746.4 | 24 | 41913.6
32 | K | Quic 'C' Wedge Connector Taruntulla to Zebra connector | Nos. | 3286.3 | 30 | 98589
33 | K | Quic 'C' Wedge Connector Zebra to panther connector | Nos. | 3286.3 | 36 | 118306.8
34 | SS6S610027 | HRC FUSE 2 AMP | Nos. | 72 | 8 | 576
35 | SS6S610026 | HRC FUSE 4 AMP | Nos. | 73.6 | 11 | 809.6
36 | N/A | HRC FUSE 8 AMP | Nos. | 85.3248 | 6 | 511.9488
37 | SS6S610020 | HRC FUSE 10AMP | Nos. | 92.4416 | 4 | 369.7664
38 | N/A | 2.5 MM 10 CORE PVC CABLE | KM. | 192251 | 0.035 | 6728.785
39 | N/A | 2.5 MM 6 CORE PVC CABLE | KM. | 137322 | 0.155 | 21284.91
40 | N/A | 2.5 MM 4 CORE PVC CABLE | KM. | 105281 | 0.162 | 17055.522
41 | N/A | 2.5 MM 2 CORE PVC CABLE | KM. | 66046 | 0.006 | 396.276
42 | N/A | (3-1/2)X70MM POWER CBLE | KM. | 183745 | 0.012 | 2204.94
43 | AA0A001001 | AAAC TARANTULLA CONDUCTOR | Mtr. | 598 | 87 | 52026
44 | II0I001001 | DISC INSULATOR | NOS. | 281 | 100 | 28100
45 | N/A | TWO WAY TERMINAL BLOCK | NOS. | 29.26 | 100 | 2926
46 | N/A | DISCONECTOR TYPE TB 32 | NOS. | 62.08 | 10 | 620.8
47 | N/A | DISCONECTOR TYPE TB 16 | NOS. | 44.84 | 10 | 448.4
48 | N/A | G TYPE STRIP FOR FIXING TB | MTR. | 112.12 | 2 | 224.24
49 | N/A | Thermal over load relay | Nos | 2351.74 | 4 | 9406.96
50 | N/A | set of illumination lamp | set | 11983 | 1 | 11983
51 | N/A | set of contol switch 1 nos. each type | set | 11983 | 1 | 11983
52 | V5 | 220KV CVT-220/110V (FAIL,NONFUNCTIONAL) | Nos | 4000 |  | 0 | 2 | 8000
53 | V3 | 132KV CT 800/400/1A (Redhotted, leakage CT) | Nos | 40000 |  | 0 | 1 | 40000
54 | N/A | Aluminium & Aluminium alloy scrap brunt conductor, connector ,clamp&conductor | kg | 25 |  | 0 | [6 empty] | 5 | 125
55 | V5 | 400KV CVT ,400KV/110V CVT(FAIL,NONFUNCTIONAL) | Nos | 5000 |  | 0 | 3 | 15000
56 | N/A | submersible motor pump Old & Used unserviceable | nos. | 500 |  | 0 | 1 | 500
57 | Y | 12V Exide make 180Ah battery old & used | nos. | 500 |  | 0 | 4 | 2000
58 | N/A | Supply of Hydraulic oil for centrifusing machine (As per sample) | Ltr's | 387.04 | 10 | 3870.4
59 | N/A | pump motor (Damaged & unusable) |  | 55 |  | 0 | 1 | 55
60 | S603 | Contactor TPI-D09 10AC3-9A |  | 5870.5 | 2 | 11741
61 | LL0L003003 | HPSV LAMPS 400W |  | 1060.82 | 40 | 42432.8
62 | LL0L003004 | HPSV LAMPS 250W |  | 823.64 | 40 | 32945.6
63 | LL0L003005 | HPSV LAMPS 150W |  | 649 | 30 | 19470
64 | N/A | 3PHASE STARTER HAVING WITH SINGLE PHASE PREVENTER , VOLTMETER, AMMETER , OVERLOAD RELAY FOR 5 TO 7 HP MOTOR |  | 11505 | 1 | 11505
65 | N/A | Raincoat of best quality(pant - coat type )(as per standard specifications |  | 2301 | 1 | 2301
| J | 420KV SF6 CIRCUIT Breaker |  |  |  | 0
66 | JJ1J101006 | 01 complete pole of CB with pole volumn and interrupter but without PIR and with MB & operating machenism and without support structure | No. | 952300 | 1 | 952300
67 | J707 | SF6 GAS QUANTITY | KG.. | 755 | 141.12 | 106545.6
68 | J703 | Rubber gaskets, Drins seals for sf6 gas (complete replacement for one breaker | set's | 65000 | 1 | 65000
69 | JJ1J101001 | Trip coil with resistor | No. | 30000 | 4 | 120000
70 | JJ1J101003 | Closing coil with resistor | No. | 30000 | 4 | 120000
71 | JJ7J710031 | Molecular filter for SF6 circuit for 1 pole of CB | set's | 2800 | 3 | 8400
72 | JJ7J701010 | Density /Pressure Monitor for SF6 circuit for one pole of CB | No. | 45000 | 1 | 45000
73 | J6 | Fixed, Moving and Arching contacts including insulating nozzels for one pole of cb | set's | 78000 | 1 | 78000
74 | JJ1J101004 | closing coils assembly/valve | No. | 38000 | 1 | 38000
75 | JJ1J101002 | Trip coil with resistor assembly / valve | No. | 37000 | 1 | 37000
76 | N/A | Pressure Guage and coupling device of each type | set's | 34000 | 1 | 34000
77 | JJ7J710028 | Operation counter | no. | 28500 | 1 | 28500
78 | N/A | All type of coupling for SF6 Gas | set's | 26000 | 1 | 26000
79 | N/A | Terminal pads and connectors | no. | 7000 | 1 | 7000
80 | N/A | Corona Rings | no. | 12000 | 1 | 12000
81 | N/A | Relay's,power contractor's, switch - fuse unit's , limit switches , push buttons, timer's ans MCB'S ETC. | set's | 72000 | 1 | 72000
|  | Spring Operating Mechanism (If applicable) |  |  |  | 0
82 | JJ1J101016 | Complete spring operating mechanism | no. | 360000 | 1 | 360000
83 | JJ7J710005 | Closing dashpot | set's | 37000 | 1 | 37000
84 | JJ7J710006 | Opening dahspot | set's | 38000 | 1 | 38000
85 | JJ7J710007 | Opening catch gear | set's | 27800 | 1 | 27800
86 | JJ7J710008 | Closing catchgear | set's | 27800 | 1 | 27800
| SS0S001001 | 420 KV Isolator |  |  |  | 0
87 | N/A | One complete pole of Isolator including support insulator with 1 E/S with operating mechanism for main isolator and earth switch (excluding structure) | No. | 253000 | 1 | 253000
88 | N/A | Copper contact fingers for female & male contracts | set's | 36000 | 2 | 72000
89 | N/A | Relay's,power contractor's,MCB'S, switch - fuse unit's , push buttons and resistor's for electrical control circuit as per approved sechematic |  | 24000 | 1 | 24000
90 | N/A | Terminal connector's | No. | 7000 | 3 | 21000
91 | N/A | Terminal pads and connectors | No. | 6000 | 3 | 18000
92 | N/A | Limit switch and auxilliary contact contact (complete for one MOM box of Isolator) | set's | 10900 | 2 | 21800
93 | N/A | Rotor housing bearing assembly | No. | 8000 | 1 | 8000
94 | N/A | Corona shielding rign of each type | set's | 2100 | 2 | 4200
95 | N/A | Bearings | set's | 3000 | 1 | 3000
96 | N/A | Interlocking coils with resistor | No. | 1500 | 5 | 7500
97 | SS1S101013 | Support Insulator | No. | 11000 | 1 | 11000
98 | VV3V301001 | 420 KV Current Transformers 420KV, 120% extended 5core CT complete in all respects including termianl connectors and support stool for erecting on standard support structure (2000A rated) | No. | 1785075 | 2 | 3570150
99 | VV6V507001 | 420KV Capacitive Voltage Transformer's 420KV , 440 pf CVT complete in all respects including terminalconnectors and support stool for erecting on standard support structure | no. | 1325000 | 1 | 1325000
100 | KK0K001001 | 390 KV Surge Arrestor 390 kv Surge Arrestor complete with insulating base and terminal connectors | No. | 431000 | 3 | 1293000
101 | N/A | Surge Monitor/Moniter | No. | 47000 | 3 | 141000
| JJ0J002002 | 245KV SF6Circuit Breaker |  |  |  | 0
102 | N/A | One Complete pole of 1600 a CB withpole column and Interruptor but without PIR and with MB & operating mechanism and without support structure | No. | 575500 | 1 | 575500
103 | JJ7J707001 | SF6 GAS QUANTITY | KG. | 755 | 100 | 75500
104 | JJ1J101006 | Rubber gaskets , O rings seals for SF6 gas (complete replacement for one breaker | sets | 30000 | 1 | 30000
105 | J707 | Trip coils with resistor | No. | 12550 | 4 | 50200
106 | J703 | closing coils with resistor | No. | 12550 | 4 | 50200
107 | JJ1J101001 | Molecular filter for SF6 circuit for 1 pole of CB | sets | 2667 | 3 | 8001
108 | JJ1J101003 | Density /Pressure Monitor for SF6 circuit for one pole of CB | No. | 45000 | 1 | 45000
109 | JJ7J710031 | Fixed, Moving and Arching contacts including insulating nozzels for 1 pole of CB | sets | 85000 | 1 | 85000
110 | JJ7J701010 | closing coils assembly/valve | No. | 14550 | 1 | 14550
111 | J6 | Trip coil assembly/valve | No. | 14550 | 1 | 14550
112 | JJ1J101004 | Pressure Guage and coupling device of each type | sets | 22000 | 1 | 22000
113 | JJ1J101002 | Operation counter | No. | 29000 | 1 | 29000
114 | N/A | All type of coupling for SF6 Gas | Set | 22000 | 1 | 22000
115 | JJ7J710028 | Terminal pads and connectors | No. | 6000 | 2 | 12000
116 | N/A | Corona Rings | No. | 8000 | 1 | 8000
117 | N/A | Relays, power contractors, switch fuse units, limit switches,push buttons , timers and MCBs etc. | sets | 30000 | 1 | 30000
118 | N/A | Control Valves | sets | 14000 | 1 | 14000
119 | N/A | Pressure switches | sets | 24000 | 1 | 24000
|  | Spring Operating Mechanism (If applicable) |  |  |  | 0
120 | JJ1J101016 | Complete spring operating mechanism | no. | 249999 | 1 | 249999
121 | JJ7J710005 | Closing dashpot | sets | 24000 | 1 | 24000
122 | JJ7J710006 | Opening dahspot | sets | 24000 | 1 | 24000
123 | JJ7J710007 | Opening catch gear | sets | 18000 | 1 | 18000
124 | JJ7J710008 | Closing catchgear | sets | 18000 | 1 | 18000
| SS0S002001 | 245KV Isolator |  |  |  | 0
125 | N/A | One complete pole of Isolator including support insulator with 1 E/S with operating mechanism for main isolator and earth switch (excluding structure) | No. | 278000 | 1 | 278000
126 | N/A | Copper contact fingers for female & male contracts | sets | 42000 | 2 | 84000
127 | N/A | Relays, power contractors, MCBs ,switch fuse units, push buttons and resistors for electrical control circuit as per approved schematic | Set | 36000 | 1 | 36000
128 | N/A | Terminal connector's | No. | 3600 | 3 | 10800
129 | N/A | Terminal pads | No. | 4500 | 3 | 13500
130 | N/A | Limit switch and auxilliary contract contract (complete for one MOM box of Isolator) | sets | 5800 | 2 | 11600
131 | N/A | Rotor housing bearing assembly | No. | 4600 | 1 | 4600
132 | N/A | Corona shielding rign of each type | sets | 3200 | 2 | 6400
133 | N/A | Bearings | sets | 7000 | 1 | 7000
134 | N/A | Interlocking coils with resistor | No. | 2600 | 5 | 13000
135 | N/A | Support Insulator | No. | 4000 | 1 | 4000
136 | VV3V302001 | 245 KV Current Transformers 245 kv , 1600A,120% extended 5 core CT complete in all respects including terminal connectors and support stool for erecting on standard support structure. | No. | 134328 | 1 | 134328
137 | KK0K002001 | 216KV Surge arrester 216 KV Surge arrester complete with insulating base and surge monitor and terminal connectors | No. | 102000 | 2 | 204000
|  | CONTROL AND RELAY PANEL |  |  |  | 0
|  | Control Panel Equipment Spares |  |  |  | 0
138 | N/A | Ammeter with transducer | No. | 7500 | 2 | 15000
139 | N/A | Wattmeter with transducer | No. | 6100 | 1 | 6100
140 | N/A | var meter with transducer | No. | 8200 | 1 | 8200
141 | N/A | Voltmeter with transducer | No. | 8800 | 1 | 8800
142 | N/A | Voltmeter selector switch | No. | 8400 | 1 | 8400
143 | N/A | Control switch for breaker | No. | 9500 | 2 | 19000
144 | N/A | Control switch for Isolator | No. | 7800 | 2 | 15600
145 | N/A | Semaphore indicator for Earthswitch | No. | 45000 | 2 | 90000
146 | N/A | Red/Green/White indicating lamp with complete assembly (3 no's for each colour) | set | 8500 | 1 | 8500
147 | N/A | Annunciation windows with necessary annunciation relay | No. | 27000 | 1 | 27000
148 | N/A | Push Button | No. | 3250 | 1 | 3250
149 | N/A | sybchronising socket | No. | 7600 | 1 | 7600
150 | N/A | Synchronising selector switch (If applicable) | No. | 8600 | 1 | 8600
|  | Breaker Relay Panel spares |  |  |  | 0
151 | N/A | Breaker failure relay | No. | 37000 | 1 | 37000
152 | N/A | Trip circuit supervision relay | No. | 38000 | 1 | 38000
153 | N/A | Auto reclose relay with check synchronising relay and dead line charging relay (If stand alone) | No. | 22000 | 1 | 22000
154 | N/A | Self reset trip relay (one relay of each type), if applicable | No. | 47000 | 1 | 47000
155 | N/A | Hand reset trip relay (one relay of each type), if applicable | No. | 450000 | 1 | 450000
156 | N/A | Timer relay (one relay of each type), If applicable | No. | 21000 | 1 | 21000
157 | N/A | DC supervision relays (if applicable) | No. | 34000 | 1 | 34000
158 | N/A | Flag relay (one relay of each type), if applicable | No. | 41500 | 1 | 41500
159 | N/A | Auxiliary relay (one relay of each type) | No. | 37000 | 1 | 37000
|  | Line Protection Panel Equipment Spares |  |  |  | 0
160 | N/A | Main-1 Neumerical distance relay(excluding external trip relays)with software and cable for front panel communication to pc 1set | sets | 1938000 | 1 | 1938000
|  | Transformers Protection Panel Spares |  |  |  | 0
161 | N/A | Transformers differential protection relay including all aux CTs and assosiated software in case of numerical relay | No. | 885000 | 1 | 885000
162 | N/A | Restricted earth fault Protection relay with non -linear resistor | No. | 885000 | 1 | 885000
163 | N/A | Back up protection relay with 30/C and 1 E/F element | sets | 318000 | 1 | 318000
164 | N/A | Over fluxing relay (If stand only) | sets | 100000 | 1 | 100000
165 | N/A | CVT selection relay | sets | 104000 | 1 | 104000
166 | N/A | Overload relay with timer | sets | 65000 | 1 | 65000
|  | Reactor Protection Panel Spares |  |  |  | 0
167 | N/A | Reactor differential Protection relay including all aux CTs and associated software in case of numerical relay | No. | 75000 | 1 | 75000
168 | N/A | Restricted earth fault Protection relay with non -linear resistor | No. | 62000 | 1 | 62000
169 | N/A | Back up forimpedence relay | sets | 72000 | 1 | 72000
|  | Common Spares |  |  |  | 0
170 | N/A | Inter-posing CT & PT each | sets | 38000 | 1 | 38000
171 | N/A | Metrosil (non - linear resistor) each type if applicable | No. | 47000 | 1 | 47000
172 | N/A | Power supply module of bus-bar protection | No. | 12000 | 1 | 12000
173 | N/A | Restricted earth fault Protection relay with non -linear resistor | No. | 58000 | 1 | 58000
174 | N/A | Back up Impedence relay | sets | 35000 | 1 | 35000
|  | SAS System |  |  |  | 0
175 | N/A | Each type of Bay Control Unit | No. | 47000 | 1 | 47000
176 | N/A | Switch of each type | sets | 37000 | 1 | 37000
177 | N/A | Longest optical cable with end equipment | sets | 34000 | 1 | 34000
| N5 | PLCC Equipments |  |  |  | 0
178 | N/A | Each type of card of carrier | Set | 270000 | 1 | 270000
179 | N/A | Set of Prints for EPAX (24/8) | Set | 900 | 1 | 900
180 | N/A | Coupling device without base plate | Set | 74000 | 2 | 148000
181 | N/A | Telephone 4 wire with necessary connecting cable | Set | 38000 | 2 | 76000
182 | N/A | Co-axial connector | Set | 8100 | 2 | 16200
183 | N/A | Straight through joint | Set | 8700 | 1 | 8700
184 | N/A | Set of prints for Protection coupler | Set | 12000 | 1 | 12000
|  | Lighting |  |  |  | 0
|  | Fluorescent Lights |  |  |  | 0
185 | N/A | Botton strips | sets | 55 | 20 | 1100
186 | L301 | Complete fittings | No. | 4200 | 10 | 42000
|  | Sodium Vapour/ Mercury Vapour Lamps |  |  |  | 0
187 | L006 & L007 | Covers and Reflectors | sets | 400 | 20 | 8000
188 | N/A | Complete fittings | No. | 4000 | 10 | 40000
|  | CFL (Compressed fluorsecent lamps) |  |  |  | 0
189 | L402 | CFL | Sets | 120 | 18 | 2160
190 | L404 | Holders | sets | 12 | 20 | 240
191 | N/A | Complete fittings of all types | No. | 7000 | 10 | 70000
192 | L603 | Junction boxes | sets | 640 | 5 | 3200
| Q201 | Fire Protection System |  |  |  | 0
|  | HVW spray pumps |  |  |  | 0
193 | N/A | Shaft sleeves | sets | 7000 | 1 | 7000
|  | Diesel Engine drive |  |  |  | 0
194 | N/A | Self Starter | No. | 43247 | 1 | 43247
|  | Hydrant pumps & Jockey pumbs |  |  |  | 0
195 | N/A | Shaft sleeves | sets | 4000 | 1 | 4000
|  | General |  |  |  | 0
196 | N/A | Quarzold bulb detectors | No. | 3137 | 5 | 15685
197 | N/A | Projector(Merxies) | No. | 3200 | 2 | 6400
198 | N/A | Smoke Detectors | No. | 800 | 2 | 1600
199 | N/A | Heat Detectors | No. | 800 | 3 | 2400
200 | N/A | Deluge Valve | sets | 69711 | 1 | 69711
201 | N/A | Isolation Valves (each size each type) | sets | 7000 | 1 | 7000
202 | N/A | Electricals control panel Annuciation printed circuit bosrds (for solid state annunciation) in the control panel | sets | 6000 | 1 | 6000
203 | N/A | Strainer | No. | 13942 | 1 | 13942
204 | N/A | Level Switch | No. | 8500 | 1 | 8500
205 | N/A | Safety valve for hydro pneumatic system | No. | 6000 | 1 | 6000
206 | N/A | Pressure Switch | No. | 3782 | 1 | 3782
207 | N/A | Hydrant Valve | No. | 7000 | 1 | 7000
208 | N/A | Pressure Guage and coupling device of each type | No. | 4400 | 1 | 4400
|  | DG Set |  |  |  | 0
209 | N/A | Set of filters(Lub oil/fuel/air ckt.) |  | 2693 | 1 | 2693
210 | N/A | Self starter assembly | No. | 80000 | 1 | 80000
211 | N/A | Solenoid coil assembly | No. | 22000 | 1 | 22000
212 | N/A | Switches | sets | 750 | 1 | 750
213 | N/A | Timer | sets | 2400 | 1 | 2400
214 | N/A | D.C. Starter assembly with clutch engaging and dis angaging arrangements complete with motor | No. | 28000 | 1 | 28000
215 | N/A | Lube oil pressure safety control | No. | 1200 | 1 | 1200
216 | N/A | High water temperature safety control | No. | 1600 | 1 | 1600
217 | N/A | AVR cord of each type | No. | 5800 | 1 | 5800
|  | Batteries & Battery chargers |  |  |  | 0
| Y0 | Battary 220 V |  |  |  | 0
218 | N/A | Spare Battary cells | No. | 9500 | 5 | 47500
219 | N/A | Inter cell connectors with bolts and nuts | No. | 250 | 15 | 3750
| Y0 | Battery 48 V |  |  |  | 0
220 | N/A | Spare battery cells | N0. | 7600 | 5 | 38000
221 | N/A | Inter cells connectors with bolts and nuts | N0. | 250 | 15 | 3750
| Y1 | Battery chargers (220V) |  |  |  | 0
222 | N/A | Set of control cards (All PCB cards) | Set | 35000 | 1 | 35000
223 | N/A | Set of relays | Set | 40000 | 1 | 40000
224 | N/A | Set of contactor | Set | 750 | 1 | 750
225 | N/A | Filter capacitor |  | 300 | 1 | 300
226 | N/A | Thyristor/diode | Set | 450 | 1 | 450
227 | N/A | Set of wound resistor(IF applicable) | Set | 500 | 1 | 500
228 | N/A | Set of switches | Set | 750 | 1 | 750
229 | N/A | Potentiometer | Nos. | 498 | 1 | 498
230 | N/A | Fuses of thyristor with indicator | Nos. | 605 | 6 | 3630
| Y1 | Spares of Battery Charger (48 V) |  |  |  | 0
231 | N/A | Set of Control cards (ALL PCB cards ) | Set | 47000 | 1 | 47000
232 | N/A | Set of relays | Set | 36000 | 1 | 36000
233 | N/A | Set of contactor | Set | 750 | 1 | 750
234 | N/A | Filter capacitor | No. | 300 | 1 | 300
235 | N/A | Thyristor /diode | Set | 450 | 1 | 450
236 | N/A | Set of wound resistor (if applicable ) | Set. | 500 | 1 | 500
237 | N/A | Set of switches | Set. | 750 | 1 | 750
238 | N/A | Potentiometer | No. | 498 | 1 | 498
239 | N/A | Fuses of thyristor with indicator | Nos. | 630 | 6 | 3780
|  | LT Switchgear |  |  |  | 0
240 | N/A | Relays of each type | Set. | 71000 | 1 | 71000
241 | N/A | CT,PT(each type ) | Set. | 46000 | 1 | 46000
242 | N/A | Switch ,Push buttons ,Meters | Set. | 40000 | 1 | 40000
243 | N/A | TPN switch/MCB Ino. Of each rating | Set. | 45000 | 1 | 45000
244 | N/A | MCCB of each rating | Set. | 30000 | 1 | 30000
|  | A/C and Ventilation |  |  |  | 0
245 | N/A | A/C System(1unit) as per specification | Set | 98800 | 1 | 98800
|  | CONDUCTORS / AL. TUBE |  |  |  | 0
246 | N/A | 7 | Nos. | 9933 | 13 | 129129
247 | N/A | 5.5 | Nos. | 7805 | 5 | 39025
248 | N/A | 4 | Nos. | 5676 | 4 | 22704
249 | AA3A302004 | Welding Sleeves with PIN | Nos. | 1150 | 13 | 14950
| N/A | BUS SUPPORT INSULATORS |  |  |  | 0
250 | N/A | Bus support insulators Voltage Rating | Nos | 46100 | 5 | 230500
| II0I001003 | INSULATOR STRINGS (DISC INSULATOR) |  |  |  | 0
251 | II0I001003 | Double Tension Insulator String (without hardware) suitable for twin ACSR Moose conductor Quantity of Disc Insulator | Nos. | 890 | 180 | 160200
252 | II0I001003 | Double Tension Insulator String (without hardware) suitable for quad ACSR Moose conductor Quantity of Disc Insulator | Nos. | 890 | 240 | 213600
253 | II0I001003 | Single suspension Insulator String (without hardware) for twin ACSR Moose conductor Quantity of Disc Insulator | Nos. | 890 | 30 | 26700
254 | II0I001003 | Single suspension Insulator String (without hardware) for quad ACSR Moose conductor Quantity of Disc Insulator | Nos. | 890 | 19 | 16910
|  | INSULATOR HARDWARE |  |  |  | 0
255 | II0I001003 | Double Tension-Double String-Twin Moose without Turn Buckle per conductor, 450 mmsub conductor spacing | Nos. | 14700 | 2 | 29400
256 | II0I001003 | Double Tension-Double String-Twin Moosewith Turn Buckle per conductor, 450 mm sub conductor spacing | Nos. | 18600 | 2 | 37200
257 | II0I001003 | Double Tension-Double String-Quad Moose without Turn Buckle per conductor, 450 mm sub conductor spacing | Nos. | 24000 | 3 | 72000
258 | II0I001003 | Double Tension-Double String-Quad Moosewith Turn Buckle per conductor, 450 mmsub conductor spacing | Nos. | 25500 | 3 | 76500
|  | Single Tension Insulator Hardware with Single anchoring point with all hardware accessories for Moose conductor |  |  |  | 0
259 | II0I001003 | Single Suspension -Single String-Twin Moose - Through'450 mm sub conductor spacing | Nos. | 8350 | 1 | 8350
260 | II0I001003 | Single Suspension -Single String-Twin Moose - Drop'450 mm sub conductor spacing | Nos. | 6400 | 1 | 6400
261 | II0I001003 | Single Suspension-Single String-Quad Moose - Through'450 mm sub conductor spacing | Nos. | 7900 | 1 | 7900
262 | II0I001003 | Single Suspension-Single String-Quad Moose - Drop'450 mm sub conductor spacing | Nos. | 8410 | 1 | 8410
| V | CLAMPS AND CONNECTORS |  |  |  | 0
263 | N/A | Terminal Connector for CB to receive |  |  |  | 0
264 | N/A | Al. Tube Flexible type | Nos. | 3195 | 4 | 12780
265 | N/A | Breaker - Quad Moose - Horizontal | Nos. | 3058 | 1 | 3058
| N/A | Terminal Connector for CT to receive |  |  |  | 0
266 | N/A | Universal take off | Nos. | 2300 | 1 | 2300
267 | N/A | Al. Tube Rigid type | Nos. | 2700 | 1 | 2700
268 | N/A | Al. Tube Flexible type | Nos. | 4750 | 3 | 14250
|  | Terminal connector for Isolator to receive |  |  |  | 0
269 | N/A | Isolator-4"IPS-Tandem | Nos. | 2205 | 3 | 6615
270 | N/A | Al. Tube Rigid type | Nos. | 2170 | 2 | 4340
271 | N/A | Al. Tube Flexible type | Nos. | 4805 | 3 | 14415
|  | ACSR Twin Moose Conductor |  |  |  | 0
272 | N/A | (i) Universal take off | Nos. | 2205 | 4 | 8820
273 | N/A | (ii) Isolator-TM-Horizontal | Nos. | 2230 | 2 | 4460
274 | N/A | Isolator-QM-Tandem-Vertical | Nos. | 3996 | 1 | 3996
275 | N/A | Isolator-Quad-Horizontal | Nos. | 3528 | 1 | 3528
276 | N/A | Terminal connector for CVT to receive ACSR Twin Moose Conductor (i) Universal take off | Nos. | 2430 | 1 | 2430
277 | N/A | Terminal connector for LA to receive ACSR Twin Moose Conductor (i) Universal take off | Nos. | 2470 | 2 | 4940
278 | N/A | Terminal Connector for Auto Trafo. to receive On HT side ACSR Twin Moose Conductor |  |  |  | 0
279 | N/A | (i) Horizontal take off | Nos. | 1803 | 1 | 1803
280 | N/A | (ii) Transformer - Pad - Neutral | Nos. | 980 | 1 | 980
| N/A | Terminal connector for WT to receive ACSR Twin MooseConductor |  |  |  | 0
281 | N/A | (i) Universal take off | Nos. | 2200 | 1 | 2200
282 | N/A | (ii) Al. Tube Rigid / Sliding type | Nos. | 2200 | 1 | 2200
| N/A | Terminal connector for BPI to receive |  |  |  | 0
283 | N/A | Al. Tube Rigid / Sliding type | Nos. | 2350 | 2 | 4700
| N/A | ACSR Twin MooseConductor |  |  |  | 0
284 | N/A | (i) Through -Type | Nos. | 3600 | 1 | 3600
285 | N/A | BPI-4"IPS- Flexible |  | 4900 | 3 | 14700
286 | N/A | BPI-Quad Moose- Through | Nos. | 3350 | 1 | 3350
287 | II4I404004 | Spacers for ACSR Twin Moose Conductor (450 mm spacer for ACSR Twin Moose - Rigid type) | Nos. | 1400 | 38 | 53200
288 | II4I404003 | Spacers for ACSR Quad Moose Conductor (450mm spacer for ACSR Quad Moose - Rigid type) | Nos. | 1890 | 23 | 43470
| N/A | Terminal Connector for Reactor & accessories to receive ACSR Twin Moose Conductor |  |  |  | 0
289 | N/A | (i) On Reactor Primary side - Horizontal take off | Nos. | 3700 | 1 | 3700
290 | N/A | (ii) Reactor-N - Twin Moose - Hor | Nos. | 3200 | 1 | 3200
291 | N/A | `T' Clamp for ACSR Moose Conductor | Nos. | 2300 | 6 | 13800
292 | N/A | Twin-single Inter connector | Nos. | 3700 | 10 | 37000
293 | I003 | PG. Clamp for ACSR Moose Conductor | Nos. | 3860 | 8 | 30880
| N/A | Shield wire clamps and accessories |  |  |  | 0
294 | N/A | Shield wire tension clamps. | Nos. | 578 | 4 | 2312
295 | N/A | Pad type clamp for Shield Wire | Nos. | 680 | 3 | 2040
296 | N/A | Cleat type clamp for Shield Wire | Nos. | 270 | 31 | 8370
297 | N/A | PG Clamp for Shield wire | Nos. | 475 | 6 | 2850
298 | I205 | Cleat for earth strip | Nos. | 95 | 115 | 10925
299 | I205 | Cleat for earth strip | Nos. | 95 | 5 | 475
|  | 132kV System |  |  |  | 0
300 | N/A | Transformer to Twin Moose -Vertical Type | Nos. | 2340 | 1 | 2340
301 | N/A | Transformer-Neutral to Pad Type -Horizontal Type | Nos. | 2700 | 1 | 2700
|  | 33kV System |  |  |  | 0
302 | N/A | Aux Trafo to Single Moose-Through type | Nos. | 2600 | 1 | 2600
303 | N/A | VCB to Single Moose-Horizontal type | Nos. | 1670 | 1 | 1670
304 | N/A | CT to Single Moose-Horizontal type | Nos. | 1680 | 1 | 1680
305 | N/A | PT to Single Moose-Through Type | Nos. | 1670 | 1 | 1670
306 | N/A | Isolator to Single Moose-Horizontal type | Nos. | 2300 | 1 | 2300
307 | N/A | BPI to Single Moose - Through Type- Rigid connection | Nos. | 2650 | 2 | 5300
| AA3A301004 | CONDUCTORS / AL. TUBE |  |  |  | 0
|  | Cut lengths (mts) |  |  |  | 0
308 |  | 7 | Nos. | 9933 | 8 | 79464
309 |  | 5.5 | Nos. | 7804 | 4 | 31216
310 |  | 4 | Nos. | 5676 | 2 | 11352
311 | A302 | Welding Sleeves with PIN | Nos. | 1150 | 6 | 6900
| N/A | BUS SUPPORT INSULATORS |  |  |  | 0
312 | N/A | Bus Support Insulators Voltage Rating | Nos | 32500 | 5 | 162500
|  | INSULATOR STRINGS / HARDWARE |  |  |  | 0
313 | II0I001003 | Double Tension Insulator String (without hardware) suitable for twin ACSR Moose conductor Disc Insulator | Nos. | 890 | 90 | 80100
314 | II0I001003 | Double Tension Insulator String (without hardware) suitable for quad ACSR Moose conductor Quantity of Disc Insulator | Nos. | 890 | 117 | 104130
315 | II0I001003 | Single suspension Insulator String (without hardware) for twin ACSR Moose conductor Quantity of Disc Insulator | Nos. | 890 | 15 | 13350
316 | II0I001003 | Single suspension Insulator String (without hardware) for Quad ACSR Moose conductor Quantity of Disc Insulator | Nos. | 890 | 3 | 2670
|  | INSULATOR HARDWARE |  |  |  | 0
|  | Double Tension Insulator Hardware with Double anchoring point with all hardware accessories for Moose conductor |  |  |  | 0
317 | II0I001003 | Double Tension-Double String-Twin Moose without turnbuckel per conductor), 250 mm sub conductor spacing | Nos. | 11800 | 2 | 23600
318 | II0I001003 | Double Tension-Double String-Twin Moose with turnbuckel per conductor), 250 mm sub conductor spacing | Nos. | 10790 | 2 | 21580
319 | II0I001003 | Double Tension-Double String-Quad Moose without turnbuckel per conductor), 250 mm sub conductor spacing | Nos. | 12700 | 2 | 25400
320 | II0I001003 | Double Tension-Double String-Quad Moose with turnbuckel per conductor), 250 mm sub conductor spacing | Nos. | 17860 | 2 | 35720
|  | Single Suspension hardware with Single anchoring point with all accessories for Moose Conductor |  |  |  | 0
321 | II0I001003 | Single Tension-Single String-Twin Moose - Drop 250 mm sub conductor spacing | Nos. | 5200 | 1 | 5200
322 | II0I001003 | Single Tension-Single String-Quad Moose - Drop 250 mm sub conductor spacing | Nos. | 7200 | 1 | 7200
| V | CLAMPS AND CONNECTORS |  |  |  | 0
| N/A | Terminal Connector for CB to receive |  |  |  | 0
323 | N/A | Al. Tube Flexible type | Nos. | 4600 | 3 | 13800
| N/A | Terminal Connector for CT to receive |  |  |  | 0
324 | N/A | Al. Tube Rigid type | Nos. | 3800 | 1 | 3800
325 | N/A | Al. Tube Flexible type | Nos. | 4750 | 2 | 9500
326 | N/A | ACSR Twin Moose Conductor |  |  |  | 0
| N/A | (i) Universal take off-Horizontal | Nos. | 5300 | 1 | 5300
| N/A | (ii) Universal take off-Vertical | Nos. | 4200 | 1 | 4200
327 | N/A | Terminal connector for Isolator to receive Al. Tube Rigid Through type for Tandem Isolator | Nos. | 1799 | 3 | 5397
328 | N/A | (i) Isolator-TM-Tandem-Vertical | Nos. | 1653 | 4 | 6612
329 | N/A | (ii) Isolator-TM-Horizontal | Nos. | 1370 | 1 | 1370
330 | N/A | Isolator-4"IPS-Horizontal-Flex | Nos. | 2058 | 4 | 8232
331 | N/A | Isolator-4"IPS-Horizontal-Rigid | Nos. | 1700 | 2 | 3400
332 | N/A | Terminal connector for CVT to receive ACSR Twin Moose Conductor (i) Universal take off | Nos. | 4405 | 1 | 4405
333 | N/A | Terminal connector for LA to receive ACSR Twin Moose Conductor (i) Universal take off | Nos. | 2250 | 2 | 4500
334 | N/A | Terminal Connector for Auto Trafo. to receive On LT side ACSR Twin MooseConductor |  |  |  | 0
| N/A | (i) Universal take off | Nos. | 1450 | 1 | 1450
335 | N/A | Transformer - 4"IPS - Hor-Rigid | Nos. | 1421 | 1 | 1421
336 | N/A | Transformer - Pad - Neutral | Nos. | 1450 | 1 | 1450
337 | N/A | Terminal connector for WT to receive |  |  |  | 0
| N/A | ACSR Twin MooseConductor (i) Universal take off | Nos. | 1300 | 1 | 1300
| N/A | Terminal connector for BPI to receive |  |  |  | 0
338 | N/A | Al. Tube Rigid / Sliding Type | Nos. | 4870 | 3 | 14610
339 | N/A | Al. Tube Flexible type | Nos. | 5032 | 3 | 15096
340 | N/A | ACSR Twin Moose Conductor (i) Universal take off |  | 5200 | 1 | 5200
341 | N/A | 250mm spacer for ACSR Twin Moose - Rigid type | Nos. | 1600 | 44 | 70400
342 | II4I404003 | 250mm spacer for ACSR Quad Moose - Rigid type | Nos. | 1950 | 26 | 50700
343 | N/A | `T' Clamp for ACSR Moose Conductor | Nos. | 2700 | 9 | 24300
344 | N/A | Inter connector for 250mm spacing ACSR Twin Moose to ACSR Single Moose Conductor | Nos. | 2450 | 5 | 12250
345 | N/A | Tee Interconnector-4"IPS-TM-Tee | Nos. | 3500 | 1 | 3500
346 | N/A | Tee Interconnector-4"IPS-QM-Tee | Nos. | 3883 | 1 | 3883
347 | N/A | Tee Interconnector-4"IPS-TM-Hor | Nos. | 3800 | 1 | 3800
348 | N/A | PG. Clamp for ACSR Moose Conductor | Nos. | 3860 | 9 | 34740
349 | N/A | Tee Interconnector-4"IPS-SM-Hor | Nos. | 5400 | 2 | 10800
|  | Shield wire clamps and accessories |  |  |  | 0
350 | N/A | Shield wire tension clamps. | Nos. | 778 | 3 | 2334
351 | N/A | Pad type clamp for Shield Wire | Nos. | 680 | 2 | 1360
352 | N/A | Cleat type clamp for Shield Wire | Nos. | 270 | 21 | 5670
353 | N/A | PG Clamp for Shield Wire | Nos. | 196 | 4 | 784
354 | N/A | Cleat for earth strip | Nos. | 95 | 77 | 7315
355 | N/A | Cleat for earth strip | Nos. | 95 | 5 | 475
|  | 11kV System |  |  |  | 0
356 | N/A | Aux Trafo to Single Moose-Through type | Nos | 2650 | 1 | 2650
357 | N/A | HG Fuse to Single Moose-Horizontal Type | Nos | 682 | 1 | 682
358 | N/A | LA to Single Moose-Through Type | Nos | 2280 | 1 | 2280
359 | N/A | Isolator to Single Moose-Horizontal type | Nos | 2800 | 1 | 2800
360 | JJ1J101012 | SPRING CHARGING MOTOR FOR 400 KV CIRCUIT BREAKER (ARMATURE BURNT) | Nos | 1 | 150 | 150
361 | PP1P144007 | FIBERGLASS TELESCOPIC EARTH DISCHARGE ROD | Nos | 5 | 13275 | 66375
362 | N/A | REQUIREMENT OF 1.5 MM NON RETURN VALVE | Nos | 20 | 289.1 | 5782
363 | N407 | TIMER GIC L&T DAILY/WEEKLY | Nos | 3 | 3905.67 | 11717.01
364 | N/A | NEOPRENE RUBBER SHEET | Nos | 1 | 11753 | 11753
365 | LL0L004003 | Electronic Ignitors For 70-350W HPSV Lamps | Nos | 14 | 414.79 | 5807.06
366 | LL0L005003 | Condensor 42 MFD +-5%250v AC 50HZ for HPSV Lamps | Nos | 14 | 406.5 | 5691
367 | N/A | Overload protection relay3U5000-1F used with Contactor 3tf3101-0A(Seimens make) | Nos | 4 | 2926.5 | 11706
368 | N/A | Power contactor 3TF3101-0A (Seimens make) | Nos | 4 | 2926.5 | 11706
369 | N/A | CRC 2-26 (500ml. Spray type cans) | Nos | 10 | 510.91 | 5109.1
370 | N/A | NEOPRENE RUBBER SHEET | No's | 1 | 11741 | 11741
371 | N/A | Samsung Make HDD (Internal) model no. ST320DM00, 1TB | Nos | 1 | 5841 | 5841
372 | VV2V204001 | EHV grade transformer oil IS335/1993(209 ltr. Each drum) | Drum | 2.5 | 15357 | 38392.5
373 | V203 | Silica gel (blue crystals of 10 to 15 mm) | KG | 10 | 377.6 | 3776
374 | CC3C318002 | Tape roll (ISI marked containing 30 rolls per packet) | PKT. | 3 | 525.1 | 1575.3
375 | LL3L303001 | Fluorescent Tube 40W | No | 20 | 67.26 | 1345.2
376 | DD1D102006 | DVD drive | No | 2 | 2655 | 5310
377 | LL3L302001 | Electronic Ballast Choke for 40W Fluorescent tube fitting | No | 15 | 282.21 | 4233.15
TOTAL (In Rs.) | [5 empty] | 25039918.3879 |  | 65555 | [5 empty] | 125
Grand Total(In Rs.) |  |  |  | 25105598.3879
373 | PP3P301013 | INSULATING GLOVES | Nos. |  | 5
374 | II1I106003 | 145 kv wedge type connector for AAAC TARNTULLA TO ZEBRA | Nos. |  | 11
375 | N/A | 145 kc wedge type connector for PANTHER LINE CONDUCTOR ON MAIN WAY SINGLE ACSR ON BRANCH WAY | Nos. |  | 6
376 | II1I106001 | 145 kc wedge type connector TO SUIT TARNTULLA AAAC on main way and single tarantulla on branch way for transfer bus | Nos. |  | 27
377 | N/A | 145 KV inter connector TO SUIT 4" IPS alluminium tube (EH type ) on main way & single ZEBRA ACSR on branch way | Nos. |  | 6
378 | N/A | 145 KV inter connector TO SUIT 4" IPS alluminium tube (EH type ) on main way & single TARANTULLA AAAC on branch way | Nos. | Rates not available | 4
379 | N/A | 145 KV BUS POST CLAMP TO SUIT 4" IPS ALUMINIUM TUBE THROUGH TYPE (EH TYPE) RIGID/ SLIDING | Nos. |  | 7
380 | N/A | 145 KV TERMINAL CONNECTOR (FLEXIBLE TYPE ) SUITABLE CONNECTING OF CIRCUIT BREAKER & 4" IPS ALLUMINUM TUBE (EH TYPE) | Nos. |  | 54
381 | AA3A301004 | 4" IPS ALUMINIUM TUBE (EH TYPE) TWISTED in different size in pieces | Mtr. |  | 224.1
382 | N/A | 7/3.66mm GI SHIELD WIRE | Mtr. |  | 32
Name of Circle/Zone: Garhwal
Name of Division: 400KV Srinagar(G)
Name of Substation:132KV Srinagar (G)
MONTH :MARCH 2021
S.N0 | Item Code | Name of Item | Unit | Unit rate in Rs. | Useable |  | Unserviceable |  | Non Moving |  | Obsolete |  | Scrap
[5 empty] | Qty. | Total Amount in Rs. | Qty. | Total Amount in Rs. | Qty. | Total Amount in Rs. | Qty. | Total Amount in Rs. | Qty. | Total Amount in Rs.
JE(SUBSTATION) ASHA BISHT
1 |  | Needle Bearing | No. | 250 | 0 | 0 | 0 | 0 | 0 | 0 | 2 | 500 | 0 | 0
2 |  | Universal motor | No. | 200 | 0 | 0 | 0 | 0 | 0 | 0 | 0 | 0 | 1 | 200
3 |  | 66 KV LA Base Insulator | No. | 100 | 2 | 200 | 0 | 0 | 0 | 0 | 0 | 0 | 0 | 0
4 | KK0K004001 | 66 KV LA 10KA | No. | 400 | 1 | 400 | 0 | 0 | 0 | 0 | 0 | 0 | 0 | 0
5 | II0I001008 | 22 KV Post Insulator | No. | 400 | 1 | 400 | 0 | 0 | 0 | 0 | 0 | 0 | 0 | 0
6 |  | LV Line Bushing of 5 MVA T/F | No. | 1500 | 1 | 1500 | 0 | 0 | 0 | 0 | 0 | 0 | 0 | 0
7 | VV4V306001 | 11 KV CT 200-100/5 for protection & metering | No. | 1000 | 0 | 0 | 0 | 0 | 0 | 0 | 3 | 3000 | 0 | 0
8 | VV2V210009 | Valve wef 1½" for 5MVA T/F | No. | 500 | 1 | 500 | 0 | 0 | 0 | 0 | 0 | 0 | 0 | 0
9 | VV2V204007 | Empty Trasfomer Oil Drum | No. | 200 | 185 | 37000 | 19 | 3800 | 0 | 0 | 0 | 0 | 10 | 2000
10 |  | Blanking plate ofs. | No. | 10 | 0 | 0 | 0 | 0 | 0 | 0 | 225 | 2250 |  | 0
11 | FF1F108003 | U-Bolt | No. | 30 | 12 | 360 | 0 | 0 | 0 | 0 | 0 | 0 | 0 | 0
12 | FF1F108003 | Nut for U-Bolt | No. | 20 | 52 | 1040 | 0 | 0 | 0 | 0 | 0 | 0 | 0 | 0
13 | FF0F045001 | Cleat for column "CAA" | No. | 50 | 6 | 300 | 0 | 0 | 0 | 0 | 0 | 0 | 0 | 0
14 | FF3F303002 | Stay Rod 17.5 mm² with nut | No. | 120 | 20 | 2400 | 0 | 0 | 0 | 0 | 0 | 0 | 0 | 0
15 | FF4F402001 | Al Strip 25mm*3mm thick | Kg. | 50 | 16.5 | 825 | 0 | 0 | 0 | 0 | 0 | 0 | 0 | 0
16 | YY1Y106023 | Control Card 110 V Float Charger | No. | 200 | 0 | 0 | 1 | 200 | 0 | 0 | 0 | 0 | 0 | 0
17 | FF4F401002 | RS Joist 116x100mm | Kg. | 14 | 880.52 | 12327.28 | 0 | 0 | 0 | 0 | 0 | 0 | 0 | 0
18 | FF4F401001 | RS Joist 150x150 mm 10 Mtr Long. | No. | 1000 | 2 | 2000 | 0 | 0 | 0 | 0 | 0 | 0 | 0 | 0
19 |  | MS Plate | Kg. | 14 | 620 | 8680 | 0 | 0 | 0 | 0 | 0 | 0 | 0 | 0
20 | QQ1Q106001 | GC Sheet | Kg. | 10 | 108 | 1080 | 0 | 0 | 0 | 0 | 0 | 0 | 0 | 0
21 |  | GI step nut & bolt | No. | 40 | 115 | 4600 | 0 | 0 | 0 | 0 | 0 | 0 | 0 | 0
22 |  | GI spring washer 5/8" | No. | 0.5 | 2752 | 1376 | 0 | 0 | 0 | 0 | 0 | 0 | 0 | 0
23 |  | GI washer 50x50x6 mm | Kg. | 20 | 28 | 560 | 0 | 0 | 0 | 0 | 0 | 0 | 0 | 0
24 |  | GI bolt & nut 50mm´5/8" | Kg. | 20 | 190 | 3800 | 0 | 0 | 0 | 0 | 0 | 0 | 0 | 0
25 |  | GI bolt & nut 1½"´5/8" | Kg. | 20 | 28 | 560 | 0 | 0 | 0 | 0 | 0 | 0 | 0 | 0
26 | FF1F101068 | GI bolt & nut ofs. | Kg. | 15 | 50 | 750 | 0 | 0 | 0 | 0 | 0 | 0 | 0 | 0
27 | FF1F101047 | GI bolt & nut 27´12mm | Kg. | 20 | 20 | 400 | 0 | 0 | 0 | 0 | 0 | 0 | 0 | 0
28 | FF1F101046 | GI bolt & nut 30´12mm | Kg. | 20 | 10 | 200 | 0 | 0 | 0 | 0 | 0 | 0 | 0 | 0
29 |  | GI bolt & nut with washer 25´6mm | No. | 4 | 72 | 288 | 0 | 0 | 0 | 0 | 0 | 0 | 0 | 0
30 | FF3F301006 | Round pole 8.5 mtr. | No. | 800 | 1 | 800 | 0 | 0 | 0 | 0 | 0 | 0 | 0 | 0
31 |  | GI pipe 3" dia, 6.3 mtr. | No. | 500 | 1 | 500 | 0 | 0 | 0 | 0 | 0 | 0 | 0 | 0
32 |  | Set for circlip, split pin, dowell pin | Set | 100 | 0 | 0 | 0 | 0 | 0 | 0 | 2 | 200 | 0 | 0
33 |  | Torsom Spring Left | No. | 100 | 0 | 0 | 0 | 0 | 0 | 0 | 3 | 300 | 0 | 0
34 |  | Torsom Spring Right | No. | 100 | 0 | 0 | 0 | 0 | 0 | 0 | 3 | 300 | 0 | 0
35 |  | Pawl stopper with bolt | No. | 150 | 0 | 0 | 0 | 0 | 0 | 0 | 3 | 450 | 0 | 0
36 |  | DC Contactor | No. | 50 | 6 | 300 | 0 | 0 | 0 | 0 | 0 | 0 | 0 | 0
37 |  | Thermostate | No. | 50 | 0 | 0 | 2 | 100 | 0 | 0 | 0 | 0 | 0 | 0
38 | JJ7J710015 | Gas pipe assembly consisting:- (a)gas pipe, (B)gas pipe HRA, ©gas pipe housing | No. | 1000 | 0 | 0 | 4 | 4000 | 0 | 0 | 0 | 0 | 0 | 0
39 | VV1V101035 | 36 KV LV bushing for 40 MVA T/F | No. | 38000 | 1 | 38000 | 0 | 0 | 0 | 0 | 0 | 0 | 0 | 0
40 | VV3V304002 | 66 KV CT O/D Live tank, 3 core, 30 VA, 200-100/1 | No. | 27500 | 0 | 0 | 0 | 0 | 0 | 0 | 0 | 0 | 1 | 27500
41 |  | ACSR Deer conductor | Mtr. | 100 | 175 | 17500 | 0 | 0 | 0 | 0 | 0 | 0 | 0 | 0
42 |  | Double core/double ratio type "R", 50 VA, CT for 11 KV | No. | 4000 | 0 | 0 | 0 | 0 | 0 | 0 | 3 | 12000 | 0 | 0
43 | JJ6J601008 | Roller assembly for biecco make OCB | No. | 130 | 0 | 0 | 0 | 0 | 0 | 0 | 2 | 260 | 0 | 0
44 | JJ6J601009 | Central block for biecco make OCB | No. | 500 | 0 | 0 | 0 | 0 | 0 | 0 | 7 | 3500 | 0 | 0
45 | VV4V307001 | 11 KV CT 400-200/1A | No. | 6050 | 0 | 0 | 0 | 0 | 0 | 0 | 2 | 12100 | 0 | 0
46 |  | Release prop. Pin 4250152 | No. | 500 | 0 | 0 | 0 | 0 | 0 | 0 | 5 | 2500 | 0 | 0
47 |  | Buffer 4250500 | No. | 500 | 0 | 0 | 0 | 0 | 0 | 0 | 2 | 1000 | 0 | 0
48 |  | Release prop. 4250151 | No. | 500 | 0 | 0 | 0 | 0 | 0 | 0 | 3 | 1500 | 0 | 0
49 | KK0K004001 | 72.5 KV LA with accessories, spec.-10 KA, class 3, 60 KV | No. | 10000 | 2 | 20000 | 0 | 0 | 0 | 0 |  | 0 | 0 | 0
50 | II5I501005 | Single tension fitting Bolted Type for panther conductor (incomplete) | No. | 700 | 0 | 0 | 0 | 0 | 0 | 0 | 0 | 0 | 4 | 2800
51 | II0I001007 | Disc Insulator 7000 Kg. capacity | No. | 250 | 8 | 2000 | 0 | 0 | 0 | 0 | 0 | 0 | 0 | 0
52 |  | Trip latch assembly | No. | 3992 | 0 | 0 | 0 | 0 | 0 | 0 | 1 | 3992 | 0 | 0
53 |  | Porcelain spout for 11 KV switchgear | No. | 500 | 0 | 0 | 0 | 0 | 0 | 0 | 3 | 1500 | 0 | 0
54 |  | Tripping Coil EXIN-400833-R9 | No. | 2638 | 1 | 2638 | 0 | 0 | 0 | 0 | 0 | 0 | 0 | 0
55 | LL6L609002 | MK-1 type starter | No. | 2807 | 0 | 0 | 1 | 2807 | 0 | 0 | 0 | 0 | 0 | 0
56 | II5I501005 | Single tension fitting Bolted Type for panther conductor (complete) | No. | 2832.96 | 2 | 5665.92 | 0 | 0 | 0 | 0 | 0 | 0 | 0 | 0
57 | SS6S617006 | Fuse for silicon & germanium rectifier (75 amp) suitable for Battery Charger. | No. | 844.44 | 1 | 844.44 | 0 | 0 | 0 | 0 | 0 | 0 | 0 | 0
58 | SS6S614001 | Kick fuse for micro switch suitable for Battery Charger. | No. | 561.82 | 1 | 561.82 | 0 | 0 | 0 | 0 | 0 | 0 | 0 | 0
59 | CC1C104010 | 3½ Core 70 mm2 Power Cable | Mtr. | 150 | 0 | 0 | 15 | 2250 | 0 | 0 | 0 | 0 | 0 | 0
60 | CC1C109006 | 11 KV XLPE Cable 3 Core 70mm2 | Mtr. | 350 | 0 | 0 | 14.2 | 4970 | 0 | 0 | 0 | 0 | 0 | 0
61 |  | Cu Control Cable Different Size (Old & Used Pieces) | Mtr. | 15 | 0 | 0 | 450 | 6750 | 0 | 0 | 0 | 0 | 0 | 0
62 |  | Shirting Colour Khaki (polyster) | Mtr. | 42 | 0 | 0 | 9 | 378 | 0 | 0 | 0 | 0 | 0 | 0
63 |  | Suiting Colour Khaki (polyster) | Mtr. | 128 | 0 | 0 | 4.8 | 614.4 | 0 | 0 | 0 | 0 | 0 | 0
64 | JJ5J502014 | Fixed contact for 33 KV MOCB | No. | 500 | 0 | 0 | 3 | 1500 | 0 | 0 | 0 | 0 | 0 | 0
65 | NN5N506005 | Poly Corbonate Seal | No. | 16.83 | 50 | 841.5 | 0 | 0 | 0 | 0 | 0 | 0 | 0 | 0
66 | NN5N506006 | Paper Seal | No. | 15.81 | 50 | 790.5 | 0 | 0 | 0 | 0 | 0 | 0 | 0 | 0
67 |  | 33KV PT clamp suitable for Dog conductor. | No. | 640.5 | 2 | 1281 | 0 | 0 | 0 | 0 | 0 | 0 | 0 | 0
68 | VV3V305008 | 36 KV CT,CTR-400/200/1,Accuracy 0.2 | No. | 48900 | 1 | 48900 | 0 | 0 | 0 | 0 | 0 | 0 | 0 | 0
69 |  | 3 Phase 440V Energy Meter | No. | 4900 | 1 | 4900 | 0 | 0 | 0 | 0 | 0 | 0 | 0 | 0
70 |  | 3 Phase 4 Wire Digital Amp Meter | No. | 2400 | 1 | 2400 | 0 | 0 | 0 | 0 | 0 | 0 | 0 | 0
71 |  | 3 Phase 4 Wire Digital Volt Meter | No. | 2400 | 1 | 2400 | 0 | 0 | 0 | 0 | 0 | 0 | 0 | 0
72 | JJ0J005007 | 33 KV SF-6 CB (Old & used & Damage) | No. | 1500 | 0 | 0 | 1 | 1500 | 0 | 0 | 0 | 0 | 0 | 0
73 | JJ0J005010 | 33 KV VCB (Old & used & Damage) | No. | 1500 | 0 | 0 | 1 | 1500 | 0 | 0 | 0 | 0 | 0 | 0
74 |  | Para bitumin bar tarcoal | Kg. | 5 | 0 | 0 | 100 | 500 | 0 | 0 | 0 | 0 | 0 | 0
75 |  | Shaft seal assembly (old & used) | No. | 100 | 0 | 0 | 0 | 0 | 0 | 0 | 0 | 0 | 7 | 700
76 | JJ5J502012 | Moving contact for 33 KV MOCB (repaired) | No. | 400 | 0 | 0 | 0 | 0 | 0 | 0 | 8 | 3200 | 0 | 0
77 | JJ5J502027 | Pull rod for 33 KV MOCB | No. | 800 | 0 | 0 | 0 | 0 | 0 | 0 | 3 | 2400 | 0 | 0
78 | JJ7J710026 | Ratched wheel | No. | 3932 | 0 | 0 | 0 | 0 | 0 | 0 | 1 | 3932 | 0 | 0
79 | JJ7J710035 | Big pawl | No. | 1694 | 0 | 0 | 0 | 0 | 0 | 0 | 1 | 1694 | 0 | 0
80 | JJ7J710034 | Small pawl | No. | 1572 | 0 | 0 | 0 | 0 | 0 | 0 | 1 | 1572 | 0 | 0
81 | JJ7J710025 | Tuman Rod | No. | 200 | 0 | 0 | 0 | 0 | 0 | 0 | 1 | 200 | 0 | 0
82 | VV2V215015 | T/F Wheel | No. | 100 | 0 | 0 |  | 0 | 0 | 0 | 4 | 400 | 0 | 0
83 | JJ7J710026 | Ratched wheel for 33KV CB | No. | 100 | 0 | 0 | 1 | 100 | 0 | 0 | 0 | 0 | 0 | 0
84 | JJ5J501025 | Small Pawl for 33KV CB | No. | 50 | 0 | 0 | 1 | 50 | 0 | 0 | 0 | 0 | 0 | 0
85 | JJ5J501024 | Big Pawl for 33KV CB | No. | 50 | 0 | 0 | 1 | 50 | 0 | 0 | 0 | 0 | 0 | 0
86 | II0I001009 | 11 KV Disc Insulator | No. | 100 | 0 | 0 | 0 | 0 | 0 | 0 | 24 | 2400 | 0 | 0
87 | VV2V204001 | Transformer Oil (Old & Used) | Ltr | 20 | 0 | 0 | 0 | 0 | 0 | 0 | 0 | 0 | 1950 | 39000
88 | II0I003001 | PG clamp For M to M conductor | No. | 250 | 0 | 0 |  | 0 | 0 | 0 | 1 | 250 | 0 | 0
89 | VV3V305009 | 33KV CT 400-200/1 (old,used,Obsolete) | No. | 6000 | 0 | 0 | 1 | 6000 | 0 | 0 | 0 | 0 | 0 | 0
90 | VV4V305013 | 33 KV CT 200-100/1 (old & used) (Obsolete) | No. | 100 | 0 | 0 | 1 | 100 | 0 | 0 | 0 | 0 | 0 | 0
91 | MM0M002009 | Differential relay for T/F (old & used) (Obsolete) | No. | 20000 | 0 | 0 | 1 | 20000 | 0 | 0 | 0 | 0 | 0 | 0
92 | MM2M203014 | Amp. Meter 200/1A (old& used) (Damage) | No. | 10 | 0 | 0 | 1 | 10 | 0 | 0 | 0 | 0 | 0 | 0
93 | MM2M203016 | Amp. Meter 100/1A (old & used) (Obsolete) | No. | 10 | 0 | 0 | 12 | 120 | 0 | 0 | 0 | 0 | 0 | 0
94 | MM3M302008 | KV meter 132/110V (old & used) (Obsolete) | No. | 10 | 0 | 0 | 1 | 10 | 0 | 0 | 0 | 0 | 0 | 0
95 | MM3M302009 | KV meter 132/63.5V (old & used) (Obsolete) | No. | 10 | 0 | 0 | 1 | 10 | 0 | 0 | 0 | 0 | 0 | 0
96 | MM3M302013 | KV meter 33/110V (old & used) (Obsolete) | No. | 10 | 0 | 0 | 4 | 40 | 0 | 0 | 0 | 0 | 0 | 0
97 | MM2M205001 | MVAR meter (old & used) | No. | 50 | 0 | 0 | 5 | 250 | 0 | 0 | 0 | 0 | 0 | 0
98 | MM2M204001 | MW meter (old & used) | No. | 50 | 0 | 0 | 3 | 150 | 0 | 0 | 0 | 0 | 0 | 0
99 | MM3M306001 | PF meter (old & used) . | No. | 50 | 0 | 0 | 1 | 50 | 0 | 0 | 0 | 0 | 0 | 0
100 | JJ0J005009 | 33 KV MOCB (old & used) (Damage) | No. | 35000 | 0 | 0 | 1 | 35000 | 0 | 0 | 0 | 0 | 0 | 0
101 |  | 66 KV MOCB (old & used) (Damage) | No. | 65000 | 0 | 0 | 1 | 65000 | 0 | 0 | 0 | 0 | 0 | 0
102 | JJ0J003008 | 132 KV MOCB (old & used)(Damage) | No. | 90000 | 0 | 0 | 1 | 90000 | 0 | 0 | 0 | 0 | 0 | 0
103 | VV3V305 | 33 KV CT (old & used) (Damage) | No. | 1000 | 0 | 0 | 7 | 7000 | 0 | 0 | 0 | 0 | 0 | 0
104 | VV3V304 | 66 KV CT (old & used)(Damage) | No. | 1000 | 0 | 0 | 0 | 0 | 0 | 0 | 0 | 0 | 1 | 1000
105 | JJ7J707005 | Empty SF-6 Gas Cylinder ofs. (Obsolete) | No. | 500 | 0 | 0 | 8 | 4000 | 0 | 0 | 0 | 0 | 0 | 0
106 |  | 3 Phase 3 Wire Energy Meter Class 0.5 (secure Make) Old & used. (Obsolete) | No. | 25 | 0 | 0 | 7 | 175 | 0 | 0 | 0 | 0 | 0 | 0
107 | JJ0J003008 | 132KV MOCB (Old & Damage) | No. | 20000 | 0 | 0 | 1 | 20000 | 0 | 0 | 0 | 0 | 0 | 0
108 | JJ0J005009 | 33KV MOCB (Old, used & (Damage) | No. | 10000 | 0 | 0 | 3 | 30000 | 0 | 0 | 0 | 0 | 0 | 0
109 | JJ0J005007 | 33KV SF-6 cicuit breaker (old,defective) | No. | 6500 | 0 | 0 | 0 | 0 | 0 | 0 | 0 | 0 | 1 | 6500
110 |  | 33KV PT (old & defective & obsolete) | No. | 500 | 0 | 0 | 2 | 1000 | 0 | 0 | 0 | 0 | 0 | 0
111 | JJ0J005007 | 36KV SF6 Circuit Breaker (old,used & Damage) | No. | 5500 | 0 | 0 | 1 | 5500 | 0 | 0 | 0 | 0 | 0 | 0
112 |  | 132/66KV 5MVA T/F(old,used & Damage) (single phase) | No. | 800000 | 0 | 0 | 2 | 1600000 | 0 | 0 | 0 | 0 | 0 | 0
113 |  | RTCC panel of 3x5MVA T/F -2nd unit old,used & (Damage) | No. | 20000 | 0 | 0 | 1 | 20000 | 0 | 0 | 0 | 0 | 0 | 0
114 |  | 132/66KV 5MVA T/F old,used & obsolete srl no B-9471(single phase incomplete | No. | 800000 | 0 | 0 | 1 | 800000 | 0 | 0 | 0 | 0 | 0 | 0
115 |  | 33 KV circuit breaker (old used & Damage) | No. | 2500 | 0 | 0 | 1 | 2500 | 0 | 0 | 0 | 0 | 0 | 0
116 | VV0V005006 | 33/11 KV 3 MVA T/F-Ist old, used & defective. | No. | 50000 | 0 | 0 | 1 | 50000 | 0 | 0 | 0 | 0 | 0 | 0
117 | CC1C110002 | old damage LT XLPE Cable 400 sq mm | Mtr. | 10 | 0 | 0 | 65 | 650 | 0 | 0 | 0 | 0 | 0 | 0
118 | MM0M019007 | E.E CDG (02 Over Current & 01 E/F) old & Used Obsolete | No. | 3000 | 0 | 0 | 0 | 0 | 0 | 0 | 6 | 18000 | 0 | 0
119 | MM0M019007 | E.E CDG Over Current Relay (03 O/C) old & Used Obsolete | No. | 3000 | 0 | 0 | 0 | 0 | 0 | 0 | 4 | 12000 | 0 | 0
120 | MM0M002002 | Differential Prot. Relay (old & Used)Obsolete | No. | 3500 | 0 | 0 | 0 | 0 | 0 | 0 | 3 | 10500 | 0 | 0
121 |  | Directional Earth Fault Relay (old & Used)Obsolete | No. | 2000 | 0 | 0 | 0 | 0 | 0 | 0 | 4 | 8000 | 0 | 0
122 | VV3V303003 | 132 KV CT,CTR-400/200/100/01(Old Used & Obsolete) | No. | 5000 | 0 | 0 | 0 | 0 | 0 | 0 | 1 | 5000 | 0 | 0
123 | VV3V304002 | 72.5 KV CT,CTR-200/100/01(Old Used) | No. | 15000 | 0 | 0 | 0 | 0 | 0 | 0 | 2 | 30000 | 0 | 0
124 | JJ0J005009 | 33 KV MOCB (old & used,Damage) | No. | 2000 | 0 | 0 | 1 | 2000 | 0 | 0 |  | 0 | 0 | 0
125 | VV4V305013 | 33 KV CT (200/100/1A) Old & Used.Damage. | No. | 150 | 0 | 0 | 0 | 0 | 0 | 0 |  | 0 | 1 | 150
126 | VV3V305006 | 33KV CT (800/400/01A)(Old Used & Obsolete) | No. | 1500 | 0 | 0 | 0 | 0 | 0 | 0 | 3 | 4500 | 0 | 0
127 | KK0K005001 | 33 KV LA(Old&Used) dismantled. | No. | 464 | 0 | 0 | 7 | 3248 | 0 | 0 |  | 0 | 0 | 0
128 |  | 132 KV CT(Old Used & Obsolete)dismantled. | No. | 500 | 0 | 0 | 0 | 0 | 0 | 0 | 5 | 2500 | 0 | 0
129 | SS0S003001 | 132 KV Isolator (Old Used & dismantled) | No. | 1000 | 0 | 0 | 5 | 5000 | 0 | 0 | 0 | 0 | 0 | 0
130 | SS0S005001 | 33 KV Isolator (Old Used & dismantled) | No. | 250 | 0 | 0 | 6 | 1500 | 0 | 0 | 0 | 0 | 0 | 0
131 | VV6V505001 | 33 KV 3ph PT(Old Used & Obsolete)dismantled. | No. | 500 | 0 | 0 | 0 | 0 | 0 | 0 | 1 | 500 | 0 | 0
132 | KK0K005001 | 33 KV LA, Spec 30 KV, 10 KA(Old &Used) | No. | 1000 | 0 | 0 | 0 | 0 | 0 | 0 | 0 | 0 | 2 | 2000
133 | JJ5J502012 | Arc Extiguisher chamber for 33 KV MOCB (repaired) | No. | 700 | 0 | 0 | 0 | 0 | 0 | 0 | 0 | 0 | 2 | 1400
134 | JJ5J502012 | Extinguisher Chamber (Damage) | No. | 200 | 0 | 0 | 0 | 0 | 0 | 0 | 0 | 0 | 4 | 800
135 |  | 132KV PT (Damage) | No. | 200 | 0 | 0 | 0 | 0 | 0 | 0 | 0 | 0 | 1 | 200
136 |  | 132 KV Bushing, 5MVA T/F (Damage) | No. | 150 | 0 | 0 | 0 | 0 | 0 | 0 | 0 | 0 | 1 | 150
137 |  | Copper (scrap) | Kg. | 50 | 0 | 0 | 0 | 0 | 0 | 0 | 0 | 0 | 220 | 11000
138 |  | Feb. rail 4.5 mtr. (scrap) | No. | 200 | 0 | 0 | 0 | 0 | 0 | 0 | 0 | 0 | 1 | 200
139 |  | 11 KV Cable 3/70 (Damage) (scrap) | Mtr. | 20 | 0 | 0 | 0 | 0 | 0 | 0 | 0 | 0 | 20 | 400
140 | YY1Y106023 | Control Card 110 V Battery Charger (Damage) | No. | 20 | 0 | 0 | 1 | 20 | 0 | 0 | 0 | 0 | 0 | 0
141 |  | control Card 48 V Battery Charger (Damage) | No. | 20 | 0 | 0 | 1 | 20 | 0 | 0 | 0 | 0 | 0 | 0
142 |  | Battery Cell Container (Damage) | No. | 5 | 0 | 0 | 2 | 10 | 0 | 0 | 0 | 0 | 0 | 0
143 |  | Battery Cell Container zinc coated cu-strip (scrap) | Kg. | 20 | 0 | 0 | 0 | 0 | 0 | 0 | 0 | 0 | 15 | 300
144 |  | MS (scrap) | Kg. | 14 | 0 | 0 | 0 | 0 | 0 | 0 | 0 | 0 | 225 | 3150
145 |  | Capacitor Cell (Damage scrap) | No. | 100 | 0 | 0 | 0 | 0 | 0 | 0 | 0 | 0 | 7 | 700
146 | JJ0J005006 | 33 KV CB (old & used) (Damage)(scrap) | No. | 35000 | 0 | 0 | 0 | 0 | 0 | 0 | 0 | 0 | 1 | 35000
147 | AA1A101002 | Earth wire (old & used) (Damage) | Kg. | 15 | 0 | 0 | 15 | 225 | 0 | 0 | 0 | 0 | 0 | 0
148 |  | 132 KV CT Damage/Burnt. | No. | 2500 | 0 | 0 | 1 | 2500 | 0 | 0 | 0 | 0 | 0 | 0
149 | JJ0J004001 | 66 KV SF-6 Circuit Breaker (Old & Damage) . | No. | 15000 | 0 | 0 | 1 | 15000 | 0 | 0 | 0 | 0 | 0 | 0
150 |  | 3 Pair fixed & moving contact (old & used) | No. | 120 | 0 | 0 | 0 | 0 | 0 | 0 | 0 | 0 | 4 | 480
151 |  | 66 KV CT (defective different ratio) | No. | 100 | 0 | 0 | 0 | 0 | 0 | 0 | 0 | 0 | 3 | 300
152 | JJ5J502035 | Cubical for 33 KV MOCB (Damage) | No. | 2500 | 0 | 0 | 1 | 2500 | 0 | 0 | 0 | 0 | 0 | 0
153 |  | Trip Close indicator (old & used) | No. | 10 | 0 | 0 | 0 | 0 | 0 | 0 | 0 | 0 | 2 | 20
154 | VV2V207001 | WTI (old & used, Defective) | No. | 10 | 0 | 0 | 0 | 0 | 0 | 0 | 0 | 0 | 3 | 30
155 |  | Energy meter 3 phase 4 wire (old &used) (Defective) | No. | 200 | 0 | 0 | 0 | 0 | 0 | 0 | 0 | 0 | 1 | 200
156 |  | Standard Battery Cell, 2V (old & used, Damage) | No. | 25 | 0 | 0 | 0 | 0 | 0 | 0 | 0 | 0 | 56 | 1400
157 |  | Chloride make Battery Cell, 2V (old & used, Damage) | No. | 25 | 0 | 0 | 0 | 0 | 0 | 0 | 0 | 0 | 54 | 1350
158 |  | Chloride Cell Container with cover | No. | 15 | 0 | 0 | 0 | 0 | 0 | 0 | 0 | 0 | 3 | 45
159 |  | Amp. Meter (Defective) | No. | 10 | 0 | 0 | 0 | 0 | 0 | 0 | 0 | 0 | 2 | 20
160 |  | Power supply cubical for cable & lamp | No. | 200 | 0 | 0 | 0 | 0 | 0 | 0 | 0 | 0 | 2 | 400
161 |  | UP dail guage thermometer with HD back (Defective) | No. | 200 | 0 | 0 | 1 | 200 | 0 | 0 | 0 | 0 |  | 0
162 |  | Tube for Jeep (old & used damage) | No. | 5 | 0 | 0 | 0 | 0 | 0 | 0 | 0 | 0 | 2 | 10
163 |  | Tyre for Jeep (old & used damage) | No. | 10 | 0 | 0 | 0 | 0 | 0 | 0 | 0 | 0 | 2 | 20
164 |  | 3ø 4wire energymeter (old & used) (different ratio) | No. | 100 | 0 | 0 | 0 | 0 | 0 | 0 | 0 | 0 | 14 | 1400
165 |  | 1 no. pole of 132 KV MOCB (Defective) | No. | 1000 | 0 | 0 | 0 | 0 | 0 | 0 | 0 | 0 | 1 | 1000
166 | VV3V304001 | 66 KV CT 400-200/1 (old & used) (Defective) | No. | 1400 | 0 | 0 | 0 | 0 | 0 | 0 | 0 | 0 | 1 | 1400
167 |  | 132 KV Surge counter different Make (old&used) Defective. | No. | 10 | 0 | 0 | 0 | 0 | 0 | 0 | 0 | 0 | 11 | 110
168 | LL6L609002 | MK-1 Starter (old & used) (Defective) | No. | 20 | 0 | 0 | 0 | 0 | 0 | 0 | 0 | 0 | 1 | 20
169 |  | Variac 300 VA, 12 A (Old & used, Defective) | No. | 1500 | 0 | 0 | 1 | 1500 | 0 | 0 | 0 | 0 | 0 | 0
170 |  | Fixed & Moving Contact with Extinguisher chamber (Damage) | No. | 500 | 0 | 0 | 0 | 0 | 0 | 0 | 0 | 0 | 4 | 2000
171 |  | 33 KV CT Damage/Burnt. | No. | 500 | 0 | 0 | 0 | 0 | 0 | 0 | 0 | 0 | 3 | 1500
172 | II0I004005 | PG clamp Deer to Panther as a scrap | No. | 10 | 0 | 0 | 0 | 0 | 0 | 0 | 0 | 0 | 1 | 10
173 |  | Buchholz Relay (Old, used & defective) | No. | 20 | 0 | 0 | 0 | 0 | 0 | 0 | 0 | 0 | 1 | 20
174 |  | 36KV CT (Old, used& defective) | No. | 500 | 0 | 0 | 0 | 0 | 0 | 0 | 0 | 0 | 2 | 1000
175 | JJ5J503006 | 33KV Vacuum Circuit Breaker(old,used& damage) | No. | 6500 | 0 | 0 | 1 | 6500 | 0 | 0 | 0 | 0 | 0 | 0
176 |  | 33KV PT (old & damage) | No. | 50 | 0 | 0 | 1 | 50 | 0 | 0 | 0 | 0 | 0 | 0
177 | KK0K004001 | 66KV damage LA | No. | 25 | 0 | 0 | 1 | 25 | 0 | 0 | 0 | 0 | 0 | 0
178 |  | 36KV CT (old & Damage) | No. | 10 | 0 | 0 | 1 | 10 | 0 | 0 | 0 | 0 | 0 | 0
179 | AA0A002004 | ACSR Conductor (Damage & Burnt,scrap) | Kg. | 20 | 0 | 0 | 0 | 0 | 0 | 0 | 0 | 0 | 225 | 4500
180 |  | Control cable 2 core (old, used & Damage) | Mtr | 1 | 0 | 0 | 35 | 35 | 0 | 0 | 0 | 0 | 0 | 0
181 |  | Buchholze relay old & Damage | No. | 20 | 0 | 0 | 0 | 0 | 0 | 0 | 0 | 0 | 1 | 20
182 | VV2V211001 | Marshalling box old & Damage | No. | 50 | 0 | 0 | 0 | 0 | 0 | 0 | 0 | 0 | 1 | 50
183 | SS0S005001 | 33KV (Old & used) defective damage Isolator | No. | 500 | 0 | 0 | 1 | 500 | 0 | 0 | 0 | 0 | 0 | 0
184 |  | 48v,Battery Set having 24 no. cell(old, used & Damage) as a scrap | Set | 480 | 0 | 0 | 0 | 0 | 0 | 0 | 0 | 0 | 1 | 480
185 | VV3V303004 | 132 KV CT,CTR-400/200/100/01 (Damage&Burnt) | No. | 2500 | 0 | 0 | 0 | 0 | 0 | 0 | 0 | 0 | 2 | 5000
186 |  | 132 KV Coupling capacitor (Damage&Burnt) | No. | 50 | 0 | 0 | 0 | 0 | 0 | 0 | 0 | 0 | 1 | 50
187 |  | 132 KV PT (Old & used) Damage | No. | 1000 | 0 | 0 | 0 | 0 | 0 | 0 | 4 | 4000 | 0 | 0
188 | MM2M203011 | Amp Meter (Range-0 To 400 Amp), CTR-400/1 Aux supply 220 V AC, 50 Hz. | No. | 3500 | 7 | 24500 | 0 | 0 | 0 | 0 | 0 | 0 | 0 | 0
189 | MM2M202007 | Volt Meter, (Range-0 to 200 V), PTR 132 KV/110 V, Accuracy class 0.5 | No. | 3700 | 1 | 3700 | 0 | 0 | 0 | 0 | 0 | 0 | 0 | 0
190 | MM3M302014 | Volt Meter, (Range-0 to 200 V), PTR 33 KV/110 V, Accuracy class 0.5 | No. | 3700 | 4 | 14800 | 0 | 0 | 0 | 0 | 0 | 0 | 0 | 0
191 | MM2M204007 | MW meter Type 3 phase 4 wire CTR 400/1A, PTR 132/110V, Aux supply 220 V AC, 50 Hz Accuracy class 0.5 | No. | 6900 | 5 | 34500 | 0 | 0 | 0 | 0 | 0 | 0 | 0 | 0
192 | MM2M205007 | MWAR meter CTR 400/1A, PTR 132 KV/110V, Aux supply 220V AC, 50 Hz Accuracy class 0.5 | No. | 6900 | 5 | 34500 | 0 | 0 | 0 | 0 | 0 | 0 | 0 | 0
193 | YY0Y003010 | 110V,300AH Lead acid Battery Set (containing 55 Nos. cells) (old, used & Damage) as a Scrap | Set | 1000 | 0 | 0 | 0 | 0 | 0 | 0 | 0 | 0 | 1 | 1000
194 | YY1Y106024 | 110V Battery charger (old, used & Damage) | No. | 5000 | 0 | 0 | 1 | 5000 | 0 | 0 | 0 | 0 | 0 | 0
195 | YY1Y103001 | 48V Battery charger(old, used & Damage) | No. | 2500 | 0 | 0 | 1 | 2500 | 0 | 0 | 0 | 0 | 0 | 0
196 | JJ0J003008 | 132 KV MOCB (old & used) (Obsolete) | No. | 5000 | 0 | 0 | 0 | 0 | 0 | 0 | 1 | 5000 | 0 | 0
197 | JJ0J006003 | 11 KV OCB (Old &Used) | No. | 1000 | 0 | 0 | 0 | 0 | 0 | 0 | 0 | 0 | 9 | 9000
198 | SS6S610018 | HRC Fuse Fitting 20-32A,415V AC,Kit-Kat type complete. | No. | 165 | 15 | 2475 | 0 | 0 | 0 | 0 | 0 | 0 | 0 | 0
199 | JJ5J503006 | 33KV vacuum Circuit Breaker (old,used) | No. | 10000 | 1 | 10000 | 0 | 0 | 0 | 0 | 0 | 0 | 0 | 0
200 |  | 132 KV PT Clamp (As per Sample) | No. | 1228 | 8 | 9824 | 0 | 0 | 0 | 0 | 0 | 0 | 0 | 0
201 | VV0V005006 | 33/11 KV,3MVA T/F (Old,Used & Damage) | No. | 25000 | 0 | 0 | 1 | 25000 | 0 | 0 | 0 | 0 | 0 | 0
202 | KK0K003001 | 132 KV LA (old & used) (Obsolete) | No. | 500 | 0 | 0 | 0 | 0 | 0 | 0 | 1 | 500 | 0 | 0
203 | VV3V305009 | 33KV CT 400-200/1 (old,used,Damage) | No. | 200 | 0 | 0 | 0 | 0 | 0 | 0 | 0 | 0 | 1 | 200
204 |  | Electronic Trivector Meter ER300P. | No. | 5000 | 13 | 65000 | 0 | 0 | 0 | 0 | 0 | 0 | 0 | 0
205 |  | Secure 3 Phase 4 Wire E-3MO21 Meter. | No. | 2000 | 1 | 2000 | 0 | 0 | 0 | 0 | 0 | 0 | 0 | 0
206 |  | Secure 3 Phase 3 Wire energy meter. | No. | 10 | 0 | 0 | 0 | 0 | 0 | 0 | 3 | 30 | 0 | 0
207 | VV5V406005 | CT Junction Box(Old,Used & Damage) As a Scrap | No. | 10 | 0 | 0 | 0 | 0 | 0 | 0 | 0 | 0 | 15 | 150
208 | SS4S402001 | 33 KV Isolator Jaw | No. | 4965 | 2 | 9930 | 0 | 0 | 0 | 0 | 0 | 0 | 0 | 0
209 | SS5S501013 | 33 KV Isolator Clamp (As per sample) | No. | 993 | 4 | 3972 | 0 | 0 | 0 | 0 | 0 | 0 | 0 | 0
210 | AA0A002003 | ACSR Zebra Conductor | Km | 21438 | 0.15 | 3215.7 | 0 | 0 | 0 | 0 | 0 | 0 | 0 | 0
211 | VV4V305013 | 33 KV CT Ratio 200/100/01A (OLD & Used) | No. | 500 | 2 | 1000 | 0 | 0 | 0 | 0 | 0 | 0 | 0 | 0
212 | VV4V305013 | 33 KV CT Ratio 200/100/01A (Burnt & Damage) | No. | 100 | 0 | 0 | 0 | 0 | 0 | 0 | 0 | 0 | 1 | 100
213 |  | 66 KV PT (Old,used& Damage)As a Scrap | No. | 500 | 0 | 0 | 0 | 0 | 0 | 0 | 0 | 0 | 1 | 500
214 | JJ7J707001 | SF-6 Gas | Kg. | 1995 | 30 | 59850 | 0 | 0 | 0 | 0 | 0 | 0 | 0 | 0
215 | FF4F403011 | Copper bond flexible | No. | 486.16 | 3 | 1458.48 | 0 | 0 | 0 | 0 | 0 | 0 | 0 | 0
216 | NN1N102003 | RTCC /PLTC Pannel 132/33 KV 40 MVA T/F (Old, used) | No. | 5000 | 0 | 0 | 1 | 5000 | 0 | 0 | 0 | 0 | 0 | 0
217 | NN1N102003 | RTCC /PLTC Pannel 132/33 KV 20 MVA T/F (Old, used) | No. | 1000 | 0 | 0 | 1 | 1000 | 0 | 0 | 0 | 0 | 0 | 0
218 |  | 133 KV PT (Old Used & Damage) | No. | 1000 | 0 | 0 | 0 | 0 | 0 | 0 |  | 0 | 1 | 1000
219 | VV2V204001 | EHV Grade Transformer OIL IS 335/1993 (209 Ltr each drum) | Drum | 15357 | 1 | 15357 | 0 | 0 | 0 | 0 | 0 | 0 | 0 | 0
220 | VV2V204000 | Transformer OIL (old, used) | Ltr | 5 | 5852 | 29260 | 0 | 0 | 0 | 0 | 0 | 0 | 0 | 0
221 | VV3V303004 | 72.5 KV CT,CTR-400/200/01(Old, Used) | No. | 30000 | 1 | 30000 | 0 | 0 | 0 | 0 | 0 | 0 | 0 | 0
222 | PP2P206002 | Distilled water plant's heating element | No. | 578.2 | 8 | 4625.6 | 0 | 0 | 0 | 0 | 0 | 0 | 0 | 0
223 | SS6S602001 | DCDB panel 110V (old, used, obsolete) | No. | 1000 | 0 | 0 | 0 | 0 | 0 | 0 | 1 | 1000 | 0 | 0
224 | SS6S601001 | ACDB panel 440V 400A 3phase (old, used, damaged) | No. | 1500 | 0 | 0 | 1 | 1500 | 0 | 0 | 0 | 0 | 0 | 0
225 | LL0L005004 | HVSP Choke 250Watt, 250Volt | No. | 2936 | 2 | 5872 | 0 | 0 | 0 | 0 | 0 | 0 | 0 | 0
226 | VV2V203001 | Silica Gel | Kg. | 390.6 | 15 | 5859 | 0 | 0 | 0 | 0 | 0 | 0 | 0 | 0
227 | CC0C001024 | PVC insulated wire 1.5Sq mm size(Make Havells) | mtr | 21.5333 | 270 | 5814 | 0 | 0 | 0 | 0 | 0 | 0 | 0 | 0
228 |  | Supply of 6Sq mm Aluminium cable | mtr | 64.3111 | 90 | 5788 | 0 | 0 | 0 | 0 | 0 | 0 | 0 | 0
229 | LL6L601006 | PVC insulated wire 2.5Sq mm size (Make Havells) | mtr | 32.45 | 180 | 5841 | 0 | 0 | 0 | 0 | 0 | 0 | 0 | 0
230 | GG0G001003 | CTC of 425ml (push & spray) | No. | 578.2 | 10 | 5782 | 0 | 0 | 0 | 0 | 0 | 0 | 0 | 0
231 | II0I004003 | Al Alloy PG Clamp Deer to Deer | No. | 973.5 | 6 | 5841 | 0 | 0 | 0 | 0 | 0 | 0 | 0 | 0
232 | II0I004005 | Al Alloy PG Clamp Panther to Deer | No. | 1168.2 | 5 | 5841 | 0 | 0 | 0 | 0 | 0 | 0 | 0 | 0
233 | II0I006001 | Al Alloy PG Clamp Panther to Panther | No. | 1469.1 | 4 | 5876.4 | 0 | 0 | 0 | 0 | 0 | 0 | 0 | 0
234 |  | 66 KV CT Clamp | No. | 1168.2 | 5 | 5841 | 0 | 0 | 0 | 0 | 0 | 0 | 0 | 0
235 | VV4V305013 | 33KV CT (200/100/1A) (Damaged) | No. | 1000 | 0 | 0 | 1 | 1000 | 0 | 0 | 0 | 0 | 0 | 0
236 | VV2V203001 | Silica Gel (As per Sample) | Kgs. | 390.58 | 15 | 5858.7 | 0 | 0 | 0 | 0 | 0 | 0 | 0 | 0
237 | SS5S501017 | 33 KV Isolator Clamp made of Al Alloy with GI Nuts, Bolts and Washers | Nos. | 979.4 | 6 | 5876.4 | 0 | 0 | 0 | 0 | 0 | 0 | 0 | 0
238 | SS5S501017 | 66 KV Isolator Clamp made of Al Alloy with GI Nuts, Bolts and Washers | No. | 1168.2 | 5 | 5841 | 0 | 0 | 0 | 0 | 0 | 0 | 0 | 0
239 | SS5S501013 | 132 KV Isolator Clamp made of Al Alloy with GI Nuts, Bolts and Washers | No. | 1463.2 | 4 | 5852.8 | 0 | 0 | 0 | 0 | 0 | 0 | 0 | 0
JE(LINE) MAHIPAL SINGH
240 | AA0A002004 | ACSR Panther Conductor | Mtr | 130 | 650 | 84500 | 0 | 0 | 0 | 0 | 0 | 0 | 0 | 0
241 | II0I001003 | 120 KN disc insulator | No. | 464 | 19 | 8816 | 0 | 0 | 0 | 0 | 0 | 0 | 0 | 0
242 | II3I306004 | Aluminum Jumper Cone Suitable For Panther Conductor. | No. | 930.67 | 2 | 1861.34 | 0 | 0 | 0 | 0 | 0 | 0 | 0 | 0
243 | II5I501005 | Aluminum Single Tension Compressed Type Fitting For Panther Conductor. | No. | 1390.5 | 1 | 1390.5 | 0 | 0 | 0 | 0 | 0 | 0 | 0 | 0
244 | II5I501005 | Al Single Tension Fitting compressed type (incomplete) | No. | 300 | 0 | 0 | 2 | 600 | 0 | 0 | 0 | 0 | 0 | 0
245 | AA1A102001 | GI Stay Wire 7/8 SWG | Kg. | 12 | 528 | 6336 | 0 | 0 | 0 | 0 | 0 | 0 | 0 | 0
246 | AA1A101001 | Earth Wire 7/9 SWG | Kg. | 10 | 800 | 8000 | 0 | 0 | 0 | 0 | 0 | 0 | 0 | 0
247 | AA1A102001 | Earth Wire 7/10 SWG | Kg. | 10 | 40 | 400 | 0 | 0 | 0 | 0 | 0 | 0 | 0 | 0
248 | PP0P016004 | Flexible steel wire rope. | Mtr | 189 | 300 | 56700 | 0 | 0 | 0 | 0 | 0 | 0 | 0 | 0
249 | AA0A002004 | ACSR Panther Conductor | Mtr | 232.12 | 770 | 178732.4 | 0 | 0 | 0 | 0 | 0 | 0 | 0 | 0
250 | AA0A002004 | ACSR Panther Conductor Damaged/Burnt in bits | Mtr | 100 | 0 | 0 | 0 | 0 | 0 | 0 | 0 | 0 | 665 | 66500
251 | AA1A101002 | 7/10 SWG earth wire damaged in bits | Mtr | 10 | 0 | 0 | 0 | 0 | 0 | 0 | 0 | 0 | 65 | 650
252 | II3I301008 | Mid span joint for E/W 7/9 | No. | 454 | 0 | 0 | 2 | 908 | 0 | 0 | 0 | 0 | 0 | 0
253 | PP0P015004 | Nylone Rope (28mm Dia ) (Garhware make) | Mtr | 94.5 | 100 | 9450 | 0 | 0 | 0 | 0 | 0 | 0 | 0 | 0
254 | PP0P016005 | Steel wire Rope. | Mtr | 50 | 330 | 16500 | 0 | 0 | 0 | 0 | 0 | 0 | 0 | 0
255 | PP0P015013 | Pollypropline Rope 15mm Dia | Mtr | 63 | 100 | 6300 | 0 | 0 | 0 | 0 | 0 | 0 | 0 | 0
256 | II5I501009 | Single tension fitting for E/W | No. | 300 | 2 | 600 | 0 | 0 | 0 | 0 | 0 | 0 | 0 | 0
257 | PP0P016005 | Flexible steel wire rope 10mm dia. | Mtr | 154.575 | 250 | 38643.75 | 0 | 0 | 0 | 0 | 0 | 0 | 0 | 0
258 | AA1A101002 | 7/10 SWG Earth wire and Hardwear | Km | 500 | 0 | 0 | 0 | 0 | 0 | 0 | 78.382 | 39191 | 0 | 0
259 | PP0P015004 | Nylone Rope (28mm Dia ) (Garhware make) | Mtr | 114.5 | 120 | 13740 | 0 | 0 | 0 | 0 | 0 | 0 | 0 | 0
260 | PP0P015013 | Pollypropline Rope 15mm Dia | Mtr | 91.6 | 120 | 10992 | 0 | 0 | 0 | 0 | 0 | 0 | 0 | 0
261 | I305 | Armor rod set for Panther Conducor | Set | 250 | 3 | 750 | 0 | 0 | 0 | 0 | 0 | 0 | 0 | 0
262 | PP0P002004 | Aluminum Aerial Roller 450 mm Spacing | No. | 11149 | 10 | 111490 | 0 | 0 | 0 | 0 | 0 | 0 | 0 | 0
263 | FF0F003006 | Single circuit B type tower (old, used & damage) without Stub and Nuts & Bolts | Mtr | 5000 | 0 | 0 | 0 | 0 | 0 | 0 | 4.7 | 23500 | 0 | 0
264 | AA0A002004 | ACSR panther conductor (old & used) in bits | Km | 20000 | 0 | 0 | 2.4 | 48000 | 0 | 0 | 0 | 0 | 0 | 0
265 | - | OPGW (24 Fibre) old & used in Pieces. | Mtr | 20 | 0 | 0 | 0 | 0 | 0 | 0 | 0 | 0 | 850 | 17000
266 | II0I001003 | 120 KN disc insulator (old & used) | No. | 200 | 100 | 20000 | 0 | 0 | 0 | 0 | 0 | 0 | 0 | 0
267 | PP0P016005 | steel wire rope (old & used) | Mtr | 20 | 550 | 11000 | 0 | 0 | 0 | 0 | 0 | 0 | 0 | 0
268 | - | Vibration damper for OPGW (old & used) | No. | 200 | 5 | 1000 | 0 | 0 | 0 | 0 | 0 | 0 | 0 | 0
269 | II3I303004 | Vibration damper for ACSR panther conductor (old & used) | No. | 500 | 15 | 7500 | 0 | 0 | 0 | 0 | 0 | 0 | 0 | 0
270 | II4I402002 | Arching horn suitable for panther conductor (old & used) | No. | 50 | 20 | 1000 | 0 | 0 | 0 | 0 | 0 | 0 | 0 | 0
271 | II1I105001 | "C" Type Boltless Wedge Clamp for Panther to Panther Conductor | No. | 1675.57 | 5 | 8377.85 | 0 | 0 | 0 | 0 | 0 | 0 | 0 | 0
272 | AA0A002004 | ACSR Panther conductor | Km | 284092.33 | 0.556 | 157955.3355 | 0 | 0 | 0 | 0 | 0 | 0 | 0 | 0
273 | II5I501005 | Single tension fitting for single ACSR panther conductor suitable for 120 KN disc insulator | No. | 5129.38 | 1 | 5129.38 | 0 | 0 | 0 | 0 | 0 | 0 | 0 | 0
274 | II5I501010 | Tension fitting for GS Earth wire 7/10 SWG | No. | 1997.76 | 1 | 1997.76 | 0 | 0 | 0 | 0 | 0 | 0 | 0 | 0
275 | II3I303009 | Vibration damper for GS Earth wire 7/10 SWG | No. | 1457.82 | 2 | 2915.64 | 0 | 0 | 0 | 0 | 0 | 0 | 0 | 0
276 | II0I001003 | Disc Insulator 120 KN | No. | 1187.86 | 80 | 95028.8 | 0 | 0 | 0 | 0 | 0 | 0 | 0 | 0
277 | FF0F043012 | C type S/C tower template (C+0 tower) | MT | 111920.36 | 0.7376 | 82552.4575 | 0 | 0 | 0 | 0 | 0 | 0 | 0 | 0
278 | II51501005 | Tension fitting for ACSR Panther conductor 120 KN complete fitting | No. | 5705.3 | 22 | 125516.6 | 0 | 0 | 0 | 0 | 0 | 0 | 0 | 0
279 | II31301004 | MS Joint | No. | 499.8 | 9 | 4498.2 | 0 | 0 | 0 | 0 | 0 | 0 | 0 | 0
TOTAL (In Rs.) | [5 empty] | 1753295.553 |  | 2919985.4 |  | 0 |  | 225621 |  | 254085
Grand Total(In Rs.) | [5 empty] | 5152986.953
|  | Name of Circle | 400KV SUB STATION SRINAGAR GARHWAL
|  | Name of Division/Sub-Division | 400KV O&M DIVISION SRINAGAR GARHWAL
|  | Name of Substation | 132KV S/S SATPULI
STORE INVENTORY FOR MARCH 2021 OF SUB STATION CUM LINES
S. No. | Item code | Name of Items | Unit | Unit Rate (in Rs) | Useable |  | Unserviceable |  | Non Moving |  | Obsolete |  | Scrap
[5 empty] | Qty | Total amount in Rs. | Qty | Total amount in Rs. | Qty | Total amount in Rs. | Qty | Total amount in Rs. | Qty | Total amount in Rs.
1 | CC0C002010 | PVC Cable 2.5mmx6 core | KM | 68593 | 0.061 | 4184.173
2 | AA0A002004 | ACSR Zbebra conductor | Mtr. | 187.75 | 61.17 | 11484.6675
3 |  | M.S. Round 36mm | MT | 35313.2 | 1.488 | 52546.0416
4 |  | MS Flat 32x6mm | MT | 35313 | 0.492 | 17373.996
5 | C201 | H.F.Cable | KM | 81492 | 0.551 | 44902.092
6 | AA1A101002 | Earth wire | KM | 38038 | 0.384 | 14606.592
7 | II0I001007 | Disc Insulators (70KN) | Nos | 325.61 | 33 | 10745.13
8 |  | HRC fuse fittings, 20-32A, 415V AC kit-kat type | Nos | 160 | 13 | 2080
9 | SS5S501006 | Isolator clamp suitable for Tarantulla conductor | Nos | 680 | 1 | 680
10 | PP2P223007 | NOKIA 130DS, Rm-1035 | Nos | 2390 | 1 | 2390
11 | SS5S501017 | Isolator clamp for panther conductor | Nos | 944.63 | 2 | 1889.26
12 |  | HBC fuse link 415V AC 2amp | Nos | 82 | 9 | 738
13 | SS6S610026 | HBC fuse link 415V AC 4amp | Nos | 82 | 11 | 902
14 | SS6S610022 | HBC fuse link 415V AC 6amp | Nos | 82 | 9 | 738
15 | SS6S610020 | HBC fuse link 415V AC 10amp | Nos | 82 | 10 | 820
16 | SS6S610019 | HBC fuse link 415V AC 16amp | Nos | 82 | 8 | 656
17 |  | 245KV CT 800/300/1 Amp | Nos | 170000 | 2 | 340000
18 | SS6S617005 | High glass fuse for 33KV fuse set. | Nos | 1640 | 3 | 4920
19 | SS5S501017 | Isolator clamps for panther conductor. | Nos | 815 | 6 | 4890
20 | SS4S402001 | Isolator Jaw with G.I. nut and bolts for 33KV isolator post and panther conductor. | Nos | 2450 | 2 | 4900
21 | GG0G001001 | Pertoleum Jelly | KG | 331 | 4 | 1324
22 | SS5S501006 | Alluminum alloy metal clamp/connector for 33KV isolator suitable for tarantulla conductor. | Nos | 830 | 3 | 2490
23 | N406 | Electronic Semaphore indication LED type, 110V DC/AC (OD:63mm) | Nos | 2250 | 9 | 20250
24 | NN4N401001 | Indication lamp, LED type red color | Nos | 399 | 16 | 6384
25 | NN4N401003 | Indication lamp, LED type green color | Nos | 399 | 17 | 6783
26 | NN4N401004 | Indication lamp, LED type blue color | Nos | 399 | 13 | 5187
27 | NN4N401006 | Indication lamp, LED type white color | Nos | 399 | 16 | 6384
28 | NN4N401002 | Indication lamp, LED type yellow color | Nos | 399 | 19 | 7581
29 | P223 | I-Tel Power Pro (smartphone)P41 | Nos | 5300 | 1 | 5300
30 |  | Biometric Attendance System Bio 27 | Nos | 13900 | 1 | 13900
31 | K005 | 33KV Lighting arrester | Nos | 15000 | 2 | 30000
32 | LL0L005007 | Capacitor 33MFD, 240V AC, 50Hz | Nos | 199 | 10 | 1990
33 | PP4P416005 | Gasket/Corksheet (3x2ft, 6mm) | Nos | 1190 | 2 | 2380
34 | VV2V201007 | Gasket/Corksheet (3x2ft, 4mm) | Nos | 790 | 2 | 1580
35 | VV2V201009 | Gasket/Corksheet (3x2ft, 2mm) | Nos | 490 | 2 | 980
36 | VV3V305006 | 36KV CT ratio 800/400/1A | Nos | 31387.5 | 3 | 94162.5
37 |  | LPS 3 | PACK | 1335 | 6 | 8010
38 | LL0L005007 | Capacitor 33MFD, 240V AC, 50Hz | Nos | 199.7 | 20 | 3994
39 |  | Alluminum Alloy metal Clamps suitable for Tarantulla to Panther conductor | Nos | 992 | 4 | 3968
40 | SS5S501017 | Isolator clamps for panther conductor | Nos | 973.5 | 2 | 1947
41 | II0I006001 | PG Clamps suitable for panther to panther conductor | Nos | 1168.2 | 10 | 11682
42 | SS4S402001 | 33KV Isolator Jaw | Nos | 3899.9 | 1 | 3899.9
43 | NN4N408011 | Breaker control switch (T&C), 25A, 660V | Nos | 1463.2 | 3 | 4389.6
44 | MM0M002007 | Differential relay ABB make RADSB(Old and used) | Nos | 70000 |  |  | 1 | 70000
45 |  | Annunciator (24 window) | Nos | 18360 |  |  | 1 | 18360
46 |  | Used and dirty Oil filled drums | Nos | 6000 |  |  | 3 | 18000
47 | VV2V210003 | Gate Valve (used and damaged) | Nos | 1000 |  |  | 1 | 1000
48 |  | Buchholze relay (used and damaged) | Nos | 2000 |  |  | 1 | 2000
49 | VV3V303002 | CT 145KV 800/400/1 (Used and damaged) | Nos | 5000 |  |  | 4 | 20000
50 | VV3V303004 | CT 145KV 400/200/1 (Used and damaged) | Nos | 5000 |  |  | 1 | 5000
51 | K003 | 145KV LA with surge counter (Used & Damaged) | Nos | 500 |  |  | 1 | 500
52 | K003 | 145KV LA (Damaged and Burned) | Nos | 50 |  |  | 1 | 50
53 | VV2V204007 | Empty oil drums | Nos | 200 |  |  | 78 | 15600
54 | VV6V505001 | PT 110V (Damaged and bursted) | Nos | 200 |  |  | 1 | 200
55 | J005 | 33KV VCB ABB make (Damaged and bursted) | Nos | 500 |  |  | 3 | 1500
56 | VV3V305009 | CT 33KV 400/200/1A (Damaged and bursted) | Nos | 500 |  |  | 3 | 1500
57 | GG0G001005 | WD-40 multiple maintenance spray (push and spray bottle 420ml, 341G) | Nos | 727.18 | 3 | 2181.54
58 | C0 | Control cable damaged | Mtr. | 1 | [8 empty] | 65 | 65
59 |  | Anabond 681RTV Silicon Sealant, 150gm. | Nos | 736.32 | 5 | 3681.6
60 | AA0A002004 | ACSR Panther conductor (in pieces) | KM | 189184.68 | 0.22 | 41620.6296
61 | II0I001003 | 120KN Disc Insulator | Nos | 942.77 | 249 | 234749.73
62 | II0I001007 | 70KN Disc Insulator | Nos | 551.79 | 702 | 387356.58
63 | II5I501005 | Single tension fitting for ACSR Panther | Set | 3281.96 | 16 | 52511.36
64 |  | Pilot fitting for ACSR Panther | Set | 1349.84 | 75 | 101238
65 | II5I504005 | Suspension fitting for ACSR Panther | Set | 1085.16 | 1 | 1085.16
66 | II3I303004 | Vibration damper for ACSR Panther | Nos | 809.9 | 8 | 6479.2
67 | II3I301004 | Mid span compression joint for ACSR panther | Nos | 804.61 | 23 | 18506.03
68 | II3I302004 | Repair sleeve for ACSR Panther | Nos | 487 | 69 | 33603
69 | FF0F015002 | Tower parts damaged/twisted (Cross arm type B tower) | MT | 5000 | 0.11 | 550
70 | F403 | Flexible copper bond (Old and Used) | Nos | 20 | 26 | 520
71 | II5I501005 | Single tension fitting 120KN for panther conductor | Nos | 5664 | 10 | 56640
72 | II5I502005 | Double tension fitting 120KN for panther conductor | Nos | 9440 | 4 | 37760
73 | II3I301004 | Mid span compression joint for ACSR panther conductor | Nos | 1298 | 10 | 12980
74 | II3I301008 | Mid span compression joint for 7/9 SWG earthwire. | Nos | 590 | 6 | 3540
75 | II3I302004 | Repair sleeve for ACSR Panther conductor. | Nos | 531 | 10 | 5310
76 |  | SF6 Gas with cylinder | KG | 2301 | 14 | 32214
Total in Rs. | [5 empty] | 1766324.7817 |  | 153710 |  | 0 |  | 0 |  | 65
Grand Total In Rs. |  |  | 1920099.7817
Name of Zone: Garhwal Zone Roorkee |  |  |  | STORE INVENTORY OF MAR-2021 OF SUB STATION & LINE .
Name of Circle:400KV S/S Srinagar Garhwal
Name of Division:400KV O&M Division Srinagar(G).
Name of Sub Station : 132 KV Simli
Sl.No. | Item code | Name of Item | Unit | Unit rate in Rs. | Useable |  | Unserviceble |  | Non moving |  | Obsolete |  | Scrap
[5 empty] | Qty | Total Amount in Rs. | Qty | Total Amount in Rs. | Qty | Total Amount in Rs. | Qty | Total Amount in Rs. | Qty | Total Amount in Rs.
1 | II5I501005 | S/T Fitting for Panther conductor | Set | 1782.88 | 11 | 19611.68
2 | II5I502005 | D/T Fitting for Panther conductor | Set | 2842.4 | 3 | 8527.2
3 | II5I502005 | S/S/T Fitting for Panther conductor | Set | 888.8 | 3 | 2666.4
4 | II3I303009 | Vibrate Damper for E/W | Nos | 250 | 14 | 3500
5 | II3I301004 | M.S. Joint for Panther conductor | Nos | 499.8 | 42 | 20991.6
6 | II3I301009 | M.S. Joint for E/W | Nos | 303.8 | 139 | 42228.2
7 | II3I302004 | Repair Sleave for Panther conductor | Nos | 181.3 | 193 | 34990.9
8 | FF4F403011 | Flexible Copper Bond | Nos | 394.94 | 187 | 73853.78
9 | II2I202002 | T/Clamp for 7/3.15 Earth Wire | Set | 536.8 | 8 | 4294.4
10 | II2I203002 | S/Fitting for 7/3.15 Earth Wire | Set | 316.8 | 1 | 316.8
11 | FF1F101027 | A' Type Tamplate's Nut & Bolts 16x35 12.87 Kg | Kg | 64.88 | 31.66 | 2054.1008
| FF1F101024 | A' Type Tamplate's Nut & Bolts 16x40 11.57 Kg
| FF1F109012 | Washer 5 mm 07.22 Kg
12 | FF1F101027 | B' Type Tamplate's Nut & Bolts 16x35 77.25 Kg | Kg | 64.88 | 187.89 | 12190.3032
| FF1F101024 | B' Type Tamplate's Nut & Bolts 16x40 67.32 Kg
| FF1F109012 | Washer 5mm 43.32 Kg
13 | FF1F101027 | C' Type Tamplate's Nut & Bolts 16x35 | Kg | 64.88 | 271.296 | 17601.6845
| FF1F101024 | C' Type Tamplate's Nut & Bolts 16x40
| FF1F101025 | C' Type Tamplate's Nut & Bolts 16x45
| FF1F101023 | C' Type Tamplate's Nut & Bolts 16x50
| FF1F109012 | Washer 5 mm
14 | FF0F043002 | A' Type Tamplate (0+3+6 meter) (563 Kg each) | Set | 64876 | 1 | 64876
15 | FF0F043004 | B' Type Tamplate (0+3+6 meter) (920.714 Kg each) | Set | 64876 | 6 | 389256
16 | FF0F043006 | C' Type Tamplate (0+3+6 meter) (823.65 Kg each) | Set | 64876 | 8 | 519008
17 | FF0F033001 | A' Type Stub with Nut & Bolt | Kg | 64.88 | 244.6 | 15869.648
18 | AA0A002004 | ACSR Panther Conductors cut in different bits | Km | 122052.4 | 2 | 244104.8
19 | AA1A101002 | Earth Wire | Km | 44100 | 3.133 | 138165.3
20 | AA0A002004 | ACSR Panther Conductors old,used & damaged | Km | 60000 | 0.865 | 51900
21 | JJ3J301007 | Closing coil for 132kv Circuit Breaker | No. | 5000 | 2 | 10000
22 | JJ3J301005 | Tripping coil for 132kv Circuit Breaker | No. | 5000 | 2 | 10000
23 | JJ5J501008 | Closing coil for 33kv Circuit Breaker | No. | 5000 | 1 | 5000
24 | SS3S301004 | Copper Contact finger for 132 KV Isolator | No. | 10000 | 1 | 10000
25 | SS3S301011 | Rotary Bearing For 132KV Isolator | No. | 10000 | [6 empty] | 1 | 10000
26 |  | Terminal Rod for 132KV Isolator | No. | 5000 | [6 empty] | 1 | 5000
27 | SS4S402007 | Copper Contact Finger for 33KV Isolator | No. | 5000 | [6 empty] | 1 | 5000
28 |  | Contact Switches | Set | 5000 | [6 empty] | 1 | 5000
29 | NN4N403001 | Illumination Lamp | Set | 5000 | 1 | 5000
30 | MM0M019037 | Trip Relay | Set | 20000 | 1 | 20000
31 | AA0A002004 | ACSR Panther Conductor in Bits | Mtr. | 170 | 59 | 10030
32 | AA0A002003 | ACSR Zebra Conductor | Mtr. | 300 | 375 | 112500
33 | AA0A001001 | ACSR Tarantula Conductor | Mtr. | 350 | 550 | 192500
34 | FF2F201004 | MS Round 36mm Dia | Mt. | 49028 | 6.87 | 336822.36
35 | CC0C001009 | Control Cable 2.5*10mm (10Core 2.5mm) | Mtr. | 100 | 100 | 10000
36 | II0I001007 | 70KN Disc Insulator | No. | 620 | 11 | 6820
37 | CC1C103010 | Power Cable 3.5*70mm | Mtr. | 443.51 | 65 | 28828.15
38 | VV2V204007 | Empty Transformer Oil Drums | No. | 350 | 185 | 64750
39 | VV2V204007 | Empty Transformer Oil Drums | No. | 350 | [8 empty] | 15 | 5250
40 | VV2V204002 | Transformer Oil (Old & Used) | Ltrs | 13.9 | [8 empty] | 21109 | 293415.1
41 | VV2V204001 | Transformer Oil (Fresh) | Ltrs | 42.2 | 14 | 590.8
42 | PP1P122003 | SF6 Gas Riffling Kit with Briefcase | No. | 3000 | 6 | 18000
43 | JJ7J707005 | Empty SF6 Gas Cylinder | No. | 500 | [8 empty] | 6 | 3000
44 |  | Valve Tool | No. | 400 | [6 empty] | 3 | 1200
45 |  | Steer Pin | No. | 300 | [6 empty] | 4 | 1200
46 |  | CT Clamp (Old) | No. | 300 | [8 empty] | 2 | 600
47 |  | Bending Model | No. | 300 | [6 empty] | 5 | 1500
48 |  | Connector Assemble | No. | 400 | [6 empty] | 3 | 1200
49 |  | Clamp Complete for Dia (13mm) | No. | 100 | [6 empty] | 1 | 100
50 |  | Clamp with Rubber | No. | 200 | [6 empty] | 1 | 200
51 |  | Stay B-17 | No. | 100 | [6 empty] | 5 | 500
52 |  | Auxiliary Switch for Bus Transfer | No. | 5000 | [6 empty] | 1 | 5000
53 |  | Fibber Pipe for Transformer Oil label Indicator | No. | 400 | [8 empty] | 1 | 400
54 |  | Steel pin (19 Cm Long) | No. | 40 | [6 empty] | 5 | 200
55 | II0I002001 | PG Clamp for Tarantula/Tarantula Conductor | No. | 200 | 12 | 2400
56 | II0I002005 | PG Clamp for Tarantula/Panther Conductor | No. | 161.54 | 25 | 4038.5
57 | SS6S611009 | Fuse NS type 2 Amp | No. | 73.5 | 10 | 735
58 | SS6S611008 | Fuse NS type 4 Amp | No. | 73.5 | 7 | 514.5
59 | SS6S611006 | Fuse NS type 6 Amp | No. | 74.55 | 7 | 521.85
60 | SS6S611004 | Fuse NS type 8 Amp | No. | 75.6 | 6 | 453.6
61 |  | 132KV damage LA | No. | 10 | [8 empty] | 2 | 20
62 |  | Metal pad clamp with fastening bolt & washer | No. | 125.69 | 22 | 2765.18
63 | SS6S615005 | HRC Fuse fitting 20-32 Amp Kit kat type | No. | 167.08 | 4 | 668.32
64 |  | Defective exhaust fan | No. | 50 | [8 empty] | 1 | 50
65 |  | Solid Cu. Conductor control cable 6Cx2.5 Sq. mm. | Km | 249000 | 0.45 | 112050
66 |  | Damage latch assembly of circuit breaker | No. | 10 | 1 | 10
67 |  | ACSR Panther conductor (Old& damage) | Mtrs | 10 | 5 | 50
68 |  | Control cable damage | Mtrs | 1 | [8 empty] | 65 | 65
69 |  | 33KV LA, spec. 30KV.10KA (Old & used) | No. | 1000 | 1 | 1000
70 | JJ5J501011 | 33KV Circuit breaker damage pole | No. | 366.66 |  | 0 | [6 empty] | 3 | 1099.98
71 |  | Rotary Selector Switch range 10 to 16 amp | No. | 1775 | 2 | 3550
72 |  | 3Phase 415 Volt,12Amp Contactor | No. | 535 | 8 | 4280
73 |  | Single Phase terminator (over/load) 415Volt AC | No. | 995 | 5 | 4975
74 | NN4N403003 | LED Pilot Green light Indicator | No. | 362.52 | 4 | 1450.08
75 |  | Delay timer 240Volt AC A1 B1 Timer A1 A2 50HZ | No. | 2495 | 2 | 4990
76 |  | Miniature case circuit breaker(TP) Scenider MCCB 415Volt 15amp with Thermal magnaticTrip 15KA NKS-100R | No. | 4900 | 1 | 4900
77 |  | DC Miniature Circuit Breaker 220V 5SX-51067RC,6Amp make Schnecdir | No. | 654.09 | 8 | 5232.72
78 |  | Miniature Circuit Breaker AC 415Volt,c-10,1EC-0898 High Breaking SC-40 make Sanxin | No. | 370 | 4 | 1480
79 |  | Terminal box slide connector | No. | 200 | 10 | 2000
80 | CC3C318002 | Black cloth adhasive insulation tape 25mm*0.75mm*9m | ROLL | 90 | 5 | 450
81 | CC3C321001 | Ring tape thimble 2.5mm (100Nos) | PKT | 1100 | 1 | 1100
82 | NN4N408010 | Single phase contractor (air breaker contractor) 3TA 21,12 OA,AC 2 & DC 3-10 with 2NC | No. | 2490 | 4 | 9960
83 | NN4N405007 | Electrical Semaphore indication having Red & Green LED for open and close position110Volt DC/AC suitable for universal electricals control panel (as per site sample) | No | 2200 | 14 | 30800
84 | NN4N403006 | LED Type 110Volt DC Indication lamp White color | No | 399 | 2 | 798
85 | SS0S005002 | 33KV Double End Brake Isolator complete | Set | 59160 | 2 | 118320
86 | VV5V406006 | Epoxy type CT junction box | No | 9129 | 4 | 36516
87 | II0I001008 | 22KV Post Insulator | Set | 2748.9 | 10 | 27489
88 | II1I103003 | C- Type Wedge Connector Deer to Panther. | No | 2863.4 | 12 | 34360.8
89 |  | AC Contactor with Thermal Overload Relay (EMCO) | No | 7323.6 | 3 | 21970.8
90 | AA0A002010 | ACSR Rabbit conductor CUT IN PIECE | Km | 36000 | 0.9 | 32400
91 | CC0C003015 | PVC cable 2x6 sq mm | Mtr | 20 | 50 | 1000
92 | CC1C114005 | LT XLPE cable 3.5 core, 240 sq mm | Mtr | 620 | 50 | 31000
93 | KK0K005001 | 33KV Lightening Arrester | No | 15000 | 5 | 75000
94 | KK0K003001 | 132KV Lightening Arrester | No | 56235 | 5 | 281175
95 | II0I005001 | PG clamp Zebra to Zebra conductor | No | 850 | 20 | 17000
96 | II0I005002 | PG clamp Zebra to Panther conductor | No | 1000 | 6 | 6000
97 | II0I006001 | PG clamp Panther to Panther conductor | No | 800 | 10 | 8000
98 |  | 132KV Isolator clamp with copper sleeve | No | 800 | 8 | 6400
99 |  | 132KV PT clamp with copper sleeve | No | 500 | 3 | 1500
100 |  | 20MVA Bushing clamp with copper sleeve | No | 3000 | 3 | 9000
101 |  | 33KV PTclamp with copper sleeve | No | 500 | 3 | 1500
102 |  | 33KV CTclamp with copper sleeve | No | 800 | 10 | 8000
103 |  | 33KV Isolator clamp with copper sleeve | No | 500 | 6 | 3000
104 |  | Hack saw with frame | No | 584.1 | 2 | 1168.2
105 | PP3P301004 | Safety belt | No | 2944.1 | 2 | 5888.2
106 | SS6S611003 | Fuse NS type 10 A | No | 93.22 | 11 | 1025.42
107 | SS6S611001 | Fuse NS type 16 A | No | 147.5 | 9 | 1327.5
108 |  | MCB 63 A Double pole | No | 404.74 | 2 | 809.48
109 | SS7S706001 | 8 way MCB mettalic box | No | 1958.8 | 2 | 3917.6
110 | PP0P016005 | Flexible steel wire rope 10mm dia | Mtr | 154.58 | 250 | 38645
111 |  | steel wire rope | Mtr | 50 | 500 | 25000
112 | AA0A002004 | ACSR Panther conductor | Mtr | 162 | 287 | 46494
113 | AA0A002004 | ACSR Panther conductor (30+7/3.0mm) | Mtr | 162 | 857 | 138834
114 | AA0A002004 | ACSR Panther conductor (30+7/3.0mm) | Km | 99555.75 | 1.128 | 112298.886
115 | FF0F033006 | B Type tower stub | MT | 64876 | 0.5 | 32438
116 | FF0F043004 | Template with nut & bolt for 132 KV B+6 Tower | MT | 126503 | 0.922 | 116635.766
117 | FF0F033006 | B Type tower stub | MT | 47572 | 0.58916 | 28027.5195
118 | FF0F013007 | D/C tower 83 B+3 Mtr Extension | MT | 47572 | 1.1056 | 52595.6032
119 |  | Different tower parts incomplete B & C type tower | MT | 50000 | 10.1211 | 506052.5
120 |  | MS Tower parts Bended cut in piece | MT | 12000 |  | 0 | [6 empty] | 6.9 | 82800
121 | FF0F013001 | A Type Tower Incomplete | KG | 64.88 | 3267.52 | 211996.6976
122 |  | 3 Pole moulded case circuit breaker, 125Amp | No | 5841 | 1 | 5841
123 | SS7S706001 | 3 way MCB Metallic MCB make Havells | No | 550 | 2 | 1100
124 | SS7S705001 | Tripple pole Miniaturre Circuit Btreaker, 63Amp, Legrand make | No | 1186 | 1 | 1186
125 |  | Tripple pole Miniaturre Circuit Btreaker,25Amp, Legrand make | No | 985 | 3 | 2955
126 |  | Old and used Energy meter make Secure | No | 10000 | [6 empty] | 4 | 40000
127 |  | Old and used Energy meter make L&T | No | 2500 | [6 empty] | 4 | 10000
128 |  | PVC white nylon gitti 50mm | Pkt | 141.6 | 2 | 283.2
129 |  | Double pole MCB 220V 32 Amp | No | 1469 | 1 | 1469
130 |  | LED 12 Watt | No | 389.4 | 4 | 1557.6
131 |  | Double pole MCB 220V 63 Amp | No | 1469 | 4 | 5876
132 |  | LPS 3(312GMSPer pack) | Pack | 1335 | 6 | 8010
133 |  | PVC 1.5 sq. mm flexible copper ( 90 mtr/ per roll) | Roll | 2332.86 | 2 | 4665.72
134 | SS6S615005 | HRC fuse fitting 20-32 Amp,415 Volt, kit kat type complete | Nos | 233.64 | 9 | 2102.76
135 | JJ5J501010 | Spring Charge motor for 36KV ABB make | Nos | 23600 | 1 | 23600 | [7 empty] | 0
136 |  | limit switch for 110V 36KV ABB Make SF6 Circuit Breaker | Nos | 590 | 3 | 1770 | [7 empty] | 0
137 | JJ5J501008 | Closing/Tripping coil 110V DC for 36KV C.B Make ABB | Nos | 1180 | 3 | 3540 | [7 empty] | 0
138 | NN4N412004 | Local remote Selector switch label trip-neutal-close 3 positions 4 ways | Nos | 1180 | 1 | 1180 | [7 empty] | 0
139 | SS7S702005 | Double pole 6 Amp DC MCB | Nos | 590 | 6 | 3540 | [7 empty] | 0
140 | SS7S704006 | Double pole 6 Amp AC MCB | Nos | 590 | 7 | 4130
141 | II5I502005 | Double tension fitting for ACSR panther conductor | Set | 6938.4 | 18 | 124891.2
142 | II2I202002 | Tension fitting for GS E/W 7/10 SWG | Set | 814.2 | 5 | 4071
143 | II5I502005 | Single suspension fitting for ACSR panther conductor suitable for 70 KN disk insulator | Set | 3823.2 | 9 | 34408.8
144 | II3I303004 | Vibration damper for ACSR panther conductor | Nos | 885 | 32 | 28320
145 | II3I303009 | Vibration damper for GS earth wire 7/10 SWG | Nos | 700.92 | 1 | 700.92
146 | FF4F403011 | Flaxible copper bond | Nos | 778.8 | 3 | 2336.4
147 | II0I001003 | Disk insulator for 120 KN | Nos | 972.32 | 537 | 522135.84
148 | II0I001007 | Disk insulator for 70 KN | Nos | 759.92 | 31 | 23557.52
149 | AA0A002004 | ACSR Panther conductor | Km | 211833.65 | 0.408 | 86428.1292
150 | FF0F013011 | "C'' type tower from Srinagar-Satpuli line and Srinagar-Simli lines with Nut & Bolt | MT | 32000 | 17.702 | 566464
151 | AA0A002004 | ACSR Panther conductor Cut in piece | Km | 211833.6 | 4.353 | 922111.6608
152 | AA1A101002 | Earth wire 7/10 SWG | Km | 44100 | 0.006 | 264.6
153 | VV2V203001 | Silica gel blue crystal | KG | 389.4 | 10 | 3894
154 |  | 12 way 440 volt AC SPN Distribution Board | Nos | 2932.25 | 1 | 2932.25
155 |  | Four pole 440 Volt 63 Amp MCB | Nos | 2932.25 | 2 | 5864.5
156 |  | PVC 1.0 Sq. mm flexible Cop ( multi strainded,1100Volt, 90 Meter per roll | Roll | 1935.2 | 1 | 1935.2
157 |  | 25 Amp Single pole MCB | Nos | 483.8 | 6 | 2902.8
158 | VV2V204001 | Transformer oil | Drum | 15357.03 | 6 | 92142.18
159 |  | M C B Single pole 40 Amp | Nos | 581.15 | 2 | 1162.3
160 |  | M C B Single pole 63 Amp | Nos | 584.69 | 2 | 1169.38
161 | PP2P221003 | Exhaust fan 220-240volt | Nos | 1952.9 | 3 | 5858.7
162 |  | LED T-bulb 30watt | Nos | 730.42 | 4 | 2921.68
163 |  | 3phase 440volt D.O.L.Starter Di -cast Aluminum Motor Power 5HP. | Nos | 5864.6 | 1 | 5864.6
164 |  | 2.5 SQ mm copper cable 1100 volt | Roll | 2920.5 | 2 | 5841
165 |  | 1.0 SQ mm copper cable 1100 volt | Roll | 1951.66 | 4 | 7806.64
166 | SS7S704001 | MCB 32 Amp single pole | Nos | 277.3 | 8 | 2218.4
167 |  | MCB 40 Amp Double pole | Nos | 507.4 | 5 | 2537
168 |  | single phase panel heater | Nos | 732.75 | 4 | 2931
169 | JJ7J707001 | SF6 gas | KG | 2336.4 | 29 | 67755.6
170 | MM0M004006 | Defective Over Current & Earth Fault Relay REX 521 | No | 50 |  | 0 | [6 empty] | 1 | 50
171 | VV2V204002 | Empty T/f Oil Drums(Rusted) Capacity 209 Ltr | No | 100 |  | 0 | [6 empty] | 40 | 4000
172 | JJ8J801010 | PG clamp 33 KV circuit breaker to panther | No | 1174.2 | 5 | 5871
173 | II1I106005 | 33KV T clamp For Tarantula to Panther | No | 1175.2 | 5 | 5876
174 | II1I109002 | 132 KV T clamp For Zebra to Panther | No | 1174.2 | 3 | 3522.6
175 |  | 33 KV Isolater end clamp Suitable for Panther Conductor | No | 1170.6 | 5 | 5853
176 |  | O/C, E/F Relay Siemens make,Old used Dismentled | No | 5000 | 1 | 5000
177 |  | HPSV Lamp 250watt, 250 Volt. | No | 977.04 | 6 | 5862.24
178 |  | Ignitor suitable f0r 250 watt HPSV lamp. | No | 420.55 | 4 | 1682.2
179 |  | LED 23 Watt, 250Volt | No | 588.82 | 10 | 5888.2
180 |  | 3 Pole moulded case circuit breaker, 125Amp,30kA | No | 5612 | 1 | 5612
181 |  | Emersion Heater 250v 1500Watt | No | 835.44 | 5 | 4177.2
182 |  | Silica gel blue crystal 6 to 8 mm | Kg | 391.76 | 15 | 5876.4
183 |  | Low voltage HBC fuse (BS) Rated voltage 415 Volt rated current 32 Amp | No | 486.16 | 6 | 2916.96
184 |  | Electronic Step Fan Regulator | No | 731.6 | 4 | 2926.4
[5 empty] | Sub /Total | 7416104.6088 | [5 empty] | 86100 |  | 390750.08
[5 empty] | Grand/total | 7892954.6888
END
NIL
NIL
NIL
NIL
NIL
NIL
NIL
NIL
NIL
NIL
NIL
NIL
NIL
NIL
NIL
NIL
NIL
NIL
NIL
NIL
NIL
NIL
NIL
NIL
NIL
NIL
NIL
NIL
NIL
NIL
NIL
NIL
NIL
NIL
NIL
NIL
NIL
NIL
NIL
NIL
NIL
NIL
NIL
NIL
NIL
NIL
NIL
NIL
NIL
NIL
NIL
NIL
NIL
NIL
NIL
NIL
NIL
NIL
NIL
NIL
NIL
NIL
NIL
NIL
NIL
NIL
NIL
NIL
NIL
NIL
NIL
NIL
NIL
NIL
NIL
NIL
NIL
NIL
NIL
NIL
NIL
NIL
NIL
NIL
NIL
NIL
NIL
NIL
NIL
NIL
NIL
NIL
NIL
NIL
NIL
NIL
NIL
NIL
NIL
NIL
NIL
NIL
NIL
NIL
NIL
NIL
NIL
NIL
NIL
NIL
NIL
NIL
NIL
NIL
NIL
NIL
NIL
NIL
NIL
NIL
NIL
NIL
NIL
NIL
NIL
NIL
NIL
NIL
NIL
NIL
NIL
NIL
NIL
NIL
NIL
NIL
NIL
NIL
NIL
NIL
NIL
NIL
NIL
NIL
NIL
NIL
NIL
NIL
NIL
NIL
NIL
NIL
NIL
NIL
NIL
NIL
NIL
NIL
NIL
NIL
NIL
NIL
NIL
NIL
NIL
NIL
NIL
NIL
NIL
NIL
NIL
NIL
NIL
NIL
NIL
NIL
NIL
NIL
NIL
NIL
NIL
NIL
NIL
NIL
NIL
NIL
NIL
NIL
NIL
NIL
NIL
NIL
NIL
NIL
NIL
NIL
NIL
NIL
NIL
NIL
NIL
NIL
NIL
NIL
NIL
NIL
NIL
NIL
NIL
NIL
NIL
NIL
NIL
NIL
NIL
NIL
NIL
NIL
NIL
NIL
NIL
NIL
NIL
NIL
NIL
NIL
NIL
NIL
NIL
NIL
NIL
NIL
NIL
NIL
NIL
NIL
NIL
NIL
NIL
NIL
NIL
NIL
NIL
NIL
NIL
NIL
NIL
NIL
NIL
NIL
NIL
NIL
NIL
NIL
NIL
NIL
NIL
NIL
NIL
NIL
NIL
NIL
NIL
NIL
NIL
NIL
NIL
NIL
NIL
NIL
NIL
NIL
NIL
NIL
NIL
NIL
NIL
NIL
NIL
NIL
NIL
NIL
NIL
NIL
NIL
NIL
NIL
NIL
NIL
NIL
NIL
NIL
NIL
NIL
NIL
NIL
NIL
NIL
NIL
NIL
NIL
NIL
NIL
NIL
NIL
NIL
NIL
NIL
NIL
NIL
NIL
NIL
NIL
NIL
NIL
NIL
NIL
NIL
NIL
NIL
NIL
NIL
NIL
NIL
NIL
NIL
NIL
NIL
NIL
NIL
NIL
NIL
NIL
NIL
NIL
NIL
NIL
NIL
NIL
NIL
NIL
NIL
NIL
NIL
NIL
NIL
NIL
NIL
NIL
NIL
NIL
NIL
NIL
NIL
NIL
NIL
NIL
NIL
NIL
NIL
NIL
NIL
NIL
NIL
NIL
NIL
NIL
NIL
NIL
NIL
NIL
NIL
NIL
NIL
NIL
NIL
NIL
NIL
NIL
NIL
NIL
NIL
NIL
NIL
NIL
NIL
NIL
NIL
NIL
NIL
NIL
NIL
NIL
NIL
NIL
NIL
NIL
NIL
NIL
NIL
NIL
NIL
NIL
NIL
NIL
NIL
NIL
NIL
NIL
NIL
NIL
NIL
NIL
NIL
NIL
NIL
NIL
NIL
NIL
NIL
NIL
NIL
NIL
NIL
NIL
NIL
NIL
NIL
NIL
NIL
NIL
NIL
NIL
NIL
NIL
NIL
NIL
NIL
NIL
NIL
NIL
NIL
NIL
NIL
NIL
NIL
NIL
NIL
NIL
NIL
NIL
NIL
NIL
NIL
NIL
NIL
NIL
NIL
NIL
NIL
NIL
NIL
NIL
NIL
NIL
NIL
NIL
NIL
NIL
NIL
NIL
NIL
NIL
NIL
NIL
NIL
NIL
NIL
NIL
NIL
NIL
NIL
NIL
NIL
NIL
NIL
NIL
NIL
NIL
NIL
NIL
NIL
NIL
NIL
NIL
NIL
NIL
NIL
NIL
NIL
NIL
NIL
NIL
NIL
NIL
NIL
NIL
NIL
NIL
NIL
NIL
NIL
NIL
NIL
NIL
NIL
NIL
NIL
NIL
NIL
NIL
NIL
NIL
NIL
NIL
NIL
NIL
NIL
NIL
NIL
NIL
NIL
NIL
NIL
NIL
NIL
NIL
NIL
NIL
NIL
NIL
NIL
NIL
NIL
NIL
NIL
NIL
NIL
NIL
NIL
NIL
NIL
NIL
NIL
NIL
NIL
NIL
NIL
NIL
NIL
NIL
NIL
NIL
NIL
NIL
NIL
NIL
NIL
NIL
NIL
NIL
NIL
NIL
NIL
NIL
NIL
NIL
NIL
NIL
NIL
NIL
NIL
NIL
NIL
NIL
NIL
NIL
NIL
NIL
NIL
NIL
NIL
NIL
NIL
NIL
NIL
NIL
NIL
NIL
NIL
NIL
NIL
NIL
NIL
NIL
NIL
NIL
NIL
NIL
NIL
NIL
NIL
NIL
NIL
NIL
NIL
NIL
NIL
NIL
NIL
NIL
NIL
NIL
NIL
NIL
NIL
NIL
NIL
NIL
NIL
NIL
NIL
NIL
NIL
NIL
NIL
NIL
NIL
NIL
NIL
NIL
NIL
NIL
NIL
NIL
NIL
NIL
NIL
NIL
NIL
NIL
NIL
NIL
NIL
NIL
NIL
NIL
NIL
NIL
NIL
NIL
NIL
NIL
NIL
NIL
NIL
NIL
NIL
NIL
NIL
NIL
NIL
NIL
NIL
NIL
NIL
NIL
NIL
NIL
NIL
NIL
NIL
NIL
NIL
NIL
NIL
NIL
NIL
NIL
NIL
NIL
NIL
NIL
NIL
NIL
NIL
NIL
NIL
NIL
NIL
NIL
NIL
NIL
NIL
NIL
NIL
NIL
NIL
NIL
NIL
NIL
NIL
NIL
NIL
NIL
NIL
NIL
NIL
NIL
NIL
NIL
NIL
NIL
NIL
NIL
NIL
NIL
NIL
NIL
NIL
NIL
NIL
NIL
NIL
NIL
NIL
NIL
NIL
NIL
NIL
NIL
NIL
NIL
NIL
NIL
NIL
NIL
NIL
NIL
NIL
NIL
NIL
NIL
NIL
NIL
NIL
NIL
NIL
NIL
NIL
NIL
NIL
NIL
NIL
NIL
NIL
NIL
NIL
NIL
NIL
NIL
NIL
NIL
NIL
NIL
NIL
NIL
NIL
NIL
NIL
NIL
NIL
NIL
NIL
NIL
NIL
NIL
NIL
NIL
NIL
NIL
NIL
NIL
NIL
NIL
NIL
NIL
NIL
NIL
NIL
NIL
NIL
NIL
NIL
NIL
NIL
NIL
NIL
NIL
NIL
NIL
NIL
NIL
NIL
NIL
NIL
NIL
NIL
NIL
NIL
NIL
NIL
NIL
NIL
NIL
NIL
NIL
NIL
NIL
NIL
NIL
NIL
NIL
NIL
NIL
NIL
NIL
NIL
NIL
NIL
NIL
NIL
NIL
NIL
NIL
NIL
NIL
NIL
NIL
NIL
NIL
NIL
NIL
NIL
NIL
NIL
NIL
NIL
NIL
NIL
NIL
NIL
NIL
NIL
NIL
NIL
NIL
NIL
NIL
NIL
NIL
NIL
NIL
NIL
NIL
NIL
NIL
NIL
NIL
NIL
NIL
NIL
NIL
NIL
NIL
NIL
NIL
NIL
NIL
NIL
NIL
NIL
NIL
NIL
NIL
NIL
NIL
NIL
NIL
NIL
NIL
NIL
NIL
NIL
NIL
NIL
NIL
NIL
NIL
NIL
NIL
NIL
NIL
NIL
NIL
NIL
NIL
NIL
NIL
NIL
NIL
NIL
NIL
NIL
NIL
NIL
NIL
NIL
NIL
NIL
NIL
NIL
NIL
NIL
NIL
NIL
NIL
NIL
NIL
NIL
NIL
NIL
NIL
NIL
NIL
NIL
NIL
NIL
NIL
NIL
NIL
NIL
NIL
NIL
NIL
NIL
NIL
NIL
NIL
NIL
NIL
NIL
NIL
NIL
NIL
NIL
NIL
NIL
NIL
NIL
NIL
NIL
NIL
NIL
NIL
NIL
NIL
NIL
NIL
NIL
NIL
NIL
NIL
NIL
NIL
NIL
NIL
NIL
NIL
NIL
NIL
NIL
NIL
NIL
NIL
NIL
NIL
NIL
NIL
NIL
NIL
NIL
NIL
NIL
NIL
NIL
NIL
NIL
NIL
NIL
NIL
NIL
NIL
NIL
NIL
NIL
NIL
NIL
NIL
NIL
NIL
NIL
NIL
NIL
NIL
NIL
NIL
NIL
NIL
NIL
NIL
NIL
NIL
NIL
NIL
NIL
NIL
NIL
NIL
NIL
NIL
NIL
NIL
NIL
NIL
NIL
NIL
NIL
NIL
NIL
NIL
NIL
NIL
NIL
NIL
NIL
NIL
NIL
NIL
NIL
NIL
NIL
NIL
NIL
NIL
NIL
NIL
NIL
NIL
NIL
NIL
NIL
NIL
NIL
NIL
NIL
NIL
NIL
NIL
NIL
NIL
NIL
NIL
NIL
NIL
NIL
NIL
NIL
NIL
NIL
NIL
NIL
NIL
NIL
NIL
NIL
NIL
NIL
NIL
NIL
NIL
NIL
NIL
NIL
NIL
NIL
NIL
NIL
NIL
NIL
NIL
NIL
NIL
NIL
NIL
NIL
NIL
NIL
NIL
NIL
NIL
NIL
NIL
NIL
NIL
NIL
NIL
NIL
NIL
NIL
NIL
NIL
NIL
NIL
NIL
NIL
NIL
NIL
NIL
NIL
NIL
NIL
NIL
NIL
NIL
NIL
NIL
NIL
NIL
NIL
NIL
NIL
NIL
NIL
NIL
NIL
NIL
NIL
NIL
NIL
NIL
NIL
NIL
NIL
NIL
NIL
NIL
NIL
NIL
NIL
NIL
NIL
NIL
NIL
NIL
NIL
NIL
NIL
NIL
NIL
NIL
NIL
NIL
NIL
NIL
NIL
NIL
NIL
NIL
NIL
NIL
NIL
NIL
NIL
NIL
NIL
NIL
NIL
NIL
NIL
NIL
NIL
NIL
NIL
NIL
NIL
NIL
NIL
NIL
NIL
NIL
NIL
NIL
NIL
NIL
NIL
NIL
NIL
NIL
NIL
NIL
NIL
NIL
NIL
NIL
NIL
NIL
NIL
NIL
NIL
NIL
NIL
NIL
NIL
NIL
NIL
NIL
NIL
NIL
NIL
NIL
NIL
NIL
NIL
NIL
NIL
NIL
NIL
NIL
NIL
NIL
NIL
NIL
NIL
NIL
NIL
NIL
NIL
NIL
NIL
NIL
NIL
NIL
NIL
NIL
NIL
NIL
NIL
NIL
NIL
NIL
NIL
NIL
NIL
NIL
NIL
NIL
NIL
NIL
NIL
NIL
NIL
NIL
NIL
NIL
NIL
NIL
NIL
NIL
NIL
NIL
NIL
NIL
NIL
NIL
NIL
NIL
NIL
NIL
NIL
NIL
NIL
NIL
NIL
NIL
NIL
NIL
NIL
NIL
NIL
NIL
NIL
NIL
NIL
NIL
NIL
NIL
NIL
NIL
NIL
NIL
NIL
NIL
NIL
NIL
NIL
NIL
NIL
NIL
NIL
NIL
NIL
NIL
NIL
NIL
NIL
NIL
NIL
NIL
NIL
NIL
NIL
NIL
NIL
NIL
NIL
NIL
NIL
NIL
NIL
NIL
NIL
NIL
NIL
NIL
NIL
NIL
NIL
NIL
NIL
NIL
NIL
NIL
NIL
NIL
NIL
NIL
NIL
NIL
NIL
NIL
NIL
NIL
NIL
NIL
NIL
NIL
NIL
NIL
NIL
NIL
NIL
NIL
NIL
NIL
NIL
NIL
NIL
NIL
NIL
NIL
NIL
NIL
NIL
NIL
NIL
NIL
NIL
NIL
NIL
NIL
NIL
NIL
NIL
NIL
NIL
NIL
NIL
NIL
NIL
NIL
NIL
NIL
NIL
NIL
NIL
NIL
NIL
NIL
NIL
NIL
NIL
NIL
NIL
NIL
NIL
NIL
NIL
NIL
NIL
NIL
NIL
NIL
NIL
NIL
NIL
NIL
NIL
NIL
NIL
NIL
NIL
NIL
NIL
NIL
NIL
NIL
NIL
NIL
NIL
NIL
NIL
NIL
NIL
NIL
NIL
NIL
NIL
NIL
NIL
NIL
NIL
NIL
NIL
NIL
NIL
NIL
NIL
NIL
NIL
NIL
NIL
NIL
NIL
NIL
NIL
NIL
NIL
NIL
NIL
NIL
NIL
NIL
NIL
NIL
NIL
NIL
NIL
NIL
NIL
NIL
NIL
NIL
NIL
NIL
NIL
NIL
NIL
NIL
NIL
NIL
NIL
NIL
NIL
NIL
NIL
NIL
NIL
NIL
NIL
NIL
NIL
NIL
NIL
NIL
NIL
NIL
NIL
NIL
NIL
NIL
NIL
NIL
NIL
NIL
NIL
NIL
NIL
NIL
NIL
NIL
NIL
NIL
NIL
NIL
NIL
NIL
NIL
NIL
NIL
NIL
NIL
NIL
NIL
NIL
NIL
NIL
NIL
NIL
NIL
NIL
NIL
NIL
NIL
NIL
NIL
NIL
NIL
NIL
NIL
NIL
NIL
NIL
NIL
NIL
NIL
NIL
NIL
NIL
NIL
NIL
NIL
NIL
NIL
NIL
NIL
NIL
NIL
NIL
NIL
NIL
NIL
NIL
NIL
NIL
NIL
NIL
NIL
NIL
NIL
NIL
NIL
NIL
NIL
NIL
NIL
NIL
NIL
NIL
NIL
NIL
NIL
NIL
NIL
NIL
NIL
NIL
NIL
NIL
NIL
NIL
NIL
NIL
NIL
NIL
NIL
NIL
NIL
NIL
NIL
NIL
NIL
NIL
NIL
NIL
NIL
NIL
NIL
NIL
NIL
NIL
NIL
NIL
NIL
NIL
NIL
NIL
NIL
NIL
NIL
NIL
NIL
NIL
NIL
NIL
NIL
NIL
NIL
NIL
NIL
NIL
NIL
NIL
NIL
NIL
NIL
NIL
NIL
NIL
NIL
NIL
NIL
NIL
NIL
NIL
NIL
NIL
NIL
NIL
NIL
NIL
NIL
NIL
NIL
NIL
NIL
NIL
NIL
NIL
NIL
NIL
NIL
NIL
NIL
NIL
NIL
NIL
NIL
NIL
NIL
NIL
NIL
NIL
NIL
NIL
NIL
NIL
NIL
NIL
NIL
NIL
NIL
NIL
NIL
NIL
NIL
NIL
NIL
NIL
NIL
NIL
NIL
NIL
NIL
NIL
NIL
NIL
NIL
NIL
NIL
NIL
NIL
NIL
NIL
NIL
NIL
NIL
NIL
NIL
NIL
NIL
NIL
NIL
NIL
NIL
NIL
NIL
NIL
NIL
NIL
NIL
NIL
NIL
NIL
NIL
NIL
NIL
NIL
NIL
NIL
NIL
NIL
NIL
NIL
NIL
NIL
NIL
NIL
NIL
NIL
NIL
NIL
NIL
NIL
NIL
NIL
NIL
NIL
NIL
NIL
NIL
NIL
NIL
NIL
NIL
NIL
NIL
NIL
NIL
NIL
NIL
NIL
NIL
NIL
NIL
NIL
NIL
NIL
NIL
NIL
NIL
NIL
NIL
NIL
NIL
NIL
NIL
NIL
NIL
NIL
NIL
NIL
NIL
NIL
NIL
NIL
NIL
NIL
NIL
NIL
NIL
NIL
NIL
NIL
NIL
NIL
NIL
NIL
NIL
NIL
NIL
NIL
NIL
NIL
NIL
NIL
NIL
NIL
NIL
NIL
NIL
NIL
NIL
NIL
NIL
NIL
NIL
NIL
NIL
NIL
NIL
NIL
NIL
NIL
NIL
NIL
NIL
NIL
NIL
NIL
NIL
NIL
NIL
NIL
NIL
NIL
NIL
NIL
NIL
NIL
NIL
NIL
NIL
NIL
NIL
NIL
NIL
NIL
NIL
NIL
NIL
NIL
NIL
NIL
NIL
NIL
NIL
NIL
NIL
NIL
NIL
NIL
NIL
NIL
NIL
NIL
NIL
NIL
NIL
NIL
NIL
NIL
NIL
NIL
NIL
NIL
NIL
NIL
NIL
NIL
NIL
NIL
NIL
NIL
NIL
NIL
NIL
NIL
NIL
NIL
NIL
NIL
NIL
NIL
NIL
NIL
NIL
NIL
NIL
NIL
NIL
NIL
NIL
NIL
NIL
NIL
NIL
NIL
NIL
NIL
NIL
NIL
NIL
NIL
NIL
NIL
NIL
NIL
NIL
NIL
NIL
NIL
NIL
NIL
NIL
NIL
NIL
NIL
NIL
NIL
NIL
NIL
NIL
NIL
NIL
NIL
NIL
NIL
NIL
NIL
NIL
NIL
NIL
NIL
NIL
NIL
NIL
NIL
NIL
NIL
NIL
NIL
NIL
NIL
NIL
NIL
NIL
NIL
NIL
NIL
NIL
NIL
NIL
NIL
NIL
NIL
NIL
NIL
NIL
NIL
NIL
NIL
NIL
NIL
NIL
NIL
NIL
NIL
NIL
NIL
NIL
NIL
NIL
NIL
NIL
NIL
NIL
NIL
NIL
NIL
NIL
NIL
NIL
NIL
NIL
NIL
NIL
NIL
NIL
NIL
NIL
NIL
NIL
NIL
NIL
NIL
NIL
NIL
NIL
NIL
NIL
NIL
NIL
NIL
NIL
NIL
NIL
NIL
NIL
NIL
NIL
NIL
NIL
NIL
NIL
NIL
NIL
NIL
NIL
NIL
NIL
NIL
NIL
NIL
NIL
NIL
NIL
NIL
NIL
NIL
NIL
NIL
NIL
NIL
NIL
NIL
NIL
NIL
NIL
NIL
NIL
NIL
NIL
NIL
NIL
NIL
NIL
NIL
NIL
NIL
NIL
NIL
NIL
NIL
NIL
NIL
NIL
NIL
NIL
NIL
NIL
NIL
NIL
NIL
NIL
NIL
NIL
NIL
NIL
NIL
NIL
NIL
NIL
NIL
NIL
NIL
NIL
NIL
NIL
NIL
NIL
NIL
NIL
NIL
NIL
NIL
NIL
NIL
NIL
NIL
NIL
NIL
NIL
NIL
NIL
NIL
NIL
NIL
NIL
NIL
NIL
NIL
NIL
NIL
NIL
NIL
NIL
NIL
NIL
NIL
NIL
NIL
NIL
NIL
NIL
NIL
NIL
NIL
NIL
NIL
NIL
NIL
NIL
NIL
NIL
NIL
NIL
NIL
NIL
NIL
NIL
NIL
NIL
NIL
NIL
NIL
NIL
NIL
NIL
NIL
NIL
NIL
NIL
NIL
NIL
NIL
NIL
NIL
NIL
NIL
NIL
NIL
NIL
NIL
NIL
NIL
NIL
NIL
NIL
NIL
NIL
NIL
NIL
NIL
NIL
NIL
NIL
NIL
NIL
NIL
NIL
NIL
NIL
NIL
NIL
NIL
NIL
NIL
NIL
NIL
NIL
NIL
NIL
NIL
NIL
NIL
NIL
NIL
NIL
NIL
NIL
NIL
NIL
NIL
NIL
NIL
NIL
NIL
NIL
NIL
NIL
NIL
NIL
NIL
NIL
NIL
NIL
NIL
NIL
NIL
NIL
NIL
NIL
NIL
NIL
NIL
NIL
NIL
NIL
NIL
NIL
NIL
NIL
NIL
NIL
NIL
NIL
NIL
NIL
NIL
NIL
NIL
NIL
NIL
NIL
NIL
NIL
NIL
NIL
NIL
NIL
NIL
NIL
NIL
NIL
NIL
NIL
NIL
NIL
NIL
NIL
NIL
NIL
NIL
NIL
NIL
NIL
NIL
NIL
NIL
NIL
NIL
NIL
NIL
NIL
NIL
NIL
NIL
NIL
NIL
NIL
NIL
NIL
NIL
NIL
NIL
NIL
NIL
NIL
NIL
NIL
NIL
NIL
NIL
NIL
NIL
NIL
NIL
NIL
NIL
NIL
NIL
NIL
NIL
NIL
NIL
NIL
NIL
NIL
NIL
NIL
NIL
NIL
NIL
NIL
NIL
NIL
NIL
NIL
NIL
NIL
NIL
NIL
NIL
NIL
NIL
NIL
NIL
NIL
NIL
NIL
NIL
NIL
NIL
NIL
NIL
NIL
NIL
NIL
NIL
NIL
NIL
NIL
NIL
NIL
NIL
NIL
NIL
NIL
NIL
NIL
NIL
NIL
NIL
NIL
NIL
NIL
NIL
NIL
NIL
NIL
NIL
NIL
NIL
NIL
NIL
NIL
NIL
NIL
NIL
NIL
NIL
NIL
NIL
NIL
NIL
NIL
NIL
NIL
NIL
NIL
NIL
NIL
NIL
NIL
NIL
NIL
NIL
NIL
NIL
NIL
NIL
NIL
NIL
NIL
NIL
NIL
NIL
NIL
NIL
NIL
NIL
NIL
NIL
NIL
NIL
NIL
NIL
NIL
NIL
NIL
NIL
NIL
NIL
NIL
NIL
NIL
NIL
NIL
NIL
NIL
NIL
NIL
NIL
NIL
NIL
NIL
NIL
NIL
NIL
NIL
NIL
NIL
NIL
NIL
NIL
NIL
NIL
NIL
NIL
NIL
NIL
NIL
NIL
NIL
NIL
NIL
NIL
NIL
NIL
NIL
NIL
NIL
NIL
NIL
NIL
NIL
NIL
NIL
NIL
NIL
NIL
NIL
NIL
NIL
NIL
NIL
NIL
NIL
NIL
NIL
NIL
NIL
NIL
NIL
NIL
NIL
NIL
NIL
NIL
NIL
NIL
NIL
NIL
NIL
NIL
NIL
NIL
NIL
NIL
NIL
NIL
NIL
NIL
NIL
NIL
NIL
NIL
NIL
NIL
NIL
NIL
NIL
NIL
NIL
NIL
NIL
NIL
NIL
NIL
NIL
NIL
NIL
NIL
NIL
NIL
NIL
NIL
NIL
NIL
NIL
NIL
NIL
NIL
NIL
NIL
NIL
NIL
NIL
NIL
NIL
NIL
NIL
NIL
NIL
NIL
NIL
NIL
NIL
NIL
NIL
NIL
NIL
NIL
NIL
NIL
NIL
NIL
NIL
NIL
NIL
NIL
NIL
NIL
NIL
NIL
NIL
NIL
NIL
NIL
NIL
NIL
NIL
NIL
NIL
NIL
NIL
NIL
NIL
NIL
NIL
NIL
NIL
NIL
NIL
NIL
NIL
NIL
NIL
NIL
NIL
NIL
NIL
NIL
NIL
NIL
NIL
NIL
NIL
NIL
NIL
NIL
NIL
NIL
NIL
NIL
NIL
NIL
NIL
NIL
NIL
NIL
NIL
NIL
NIL
NIL
NIL
NIL
NIL
NIL
NIL
NIL
NIL
NIL
NIL
NIL
NIL
NIL
NIL
NIL
NIL
NIL
NIL
NIL
NIL
NIL
NIL
NIL
NIL
NIL
NIL
NIL
NIL
NIL
NIL
NIL
NIL
NIL
NIL
NIL
NIL
NIL
NIL
NIL
NIL
NIL
NIL
NIL
NIL
NIL
NIL
NIL
NIL
NIL
NIL
NIL
NIL
NIL
NIL
NIL
NIL
NIL
NIL
NIL
NIL
NIL
NIL
NIL
NIL
NIL
NIL
NIL
NIL
NIL
NIL
NIL
NIL
NIL
NIL
NIL
NIL
NIL
NIL
NIL
NIL
NIL
NIL
NIL
NIL
NIL
NIL
NIL
NIL
NIL
NIL
NIL
NIL
NIL
NIL
NIL
NIL
NIL
NIL
NIL
NIL
NIL
NIL
NIL
NIL
NIL
NIL
NIL
NIL
NIL
NIL
NIL
NIL
NIL
NIL
NIL
NIL
NIL
NIL
NIL
NIL
NIL
NIL
NIL
NIL
NIL
NIL
NIL
NIL
NIL
NIL
NIL
NIL
NIL
NIL
NIL
NIL
NIL
NIL
NIL
NIL
NIL
NIL
NIL
NIL
NIL
NIL
NIL
NIL
NIL
NIL
NIL
NIL
NIL
NIL
NIL
NIL
NIL
NIL
NIL
NIL
NIL
NIL
NIL
NIL
NIL
NIL
NIL
NIL
NIL
NIL
NIL
NIL
NIL
NIL
NIL
NIL
NIL
NIL
NIL
NIL
NIL
NIL
NIL
NIL
NIL
NIL
NIL
NIL
NIL
NIL
NIL
NIL
NIL
NIL
NIL
NIL
NIL
NIL
NIL
NIL
NIL
NIL
NIL
NIL
NIL
NIL
NIL
NIL
NIL
NIL
NIL
NIL
NIL
NIL
NIL
NIL
NIL
NIL
NIL
NIL
NIL
NIL
NIL
NIL
NIL
NIL
NIL
NIL
NIL
NIL
NIL
NIL
NIL
NIL
NIL
NIL
NIL
NIL
NIL
NIL
NIL
NIL
NIL
NIL
NIL
NIL
NIL
NIL
NIL
NIL
NIL
NIL
NIL
NIL
NIL
NIL
NIL
NIL
NIL
NIL
NIL
NIL
NIL
NIL
NIL
NIL
NIL
NIL
NIL
NIL
NIL
NIL
NIL
NIL
NIL
NIL
NIL
NIL
NIL
NIL
NIL
NIL
NIL
NIL
NIL
NIL
NIL
NIL
NIL
NIL
NIL
NIL
NIL
NIL
NIL
NIL
NIL
NIL
NIL
NIL
NIL
NIL
NIL
NIL
NIL
NIL
NIL
NIL
NIL
NIL
NIL
NIL
NIL
NIL
NIL
NIL
NIL
NIL
NIL
NIL
NIL
NIL
NIL
NIL
NIL
NIL
NIL
NIL
NIL
NIL
NIL
NIL
NIL
NIL
NIL
NIL
NIL
NIL
NIL
NIL
NIL
NIL
NIL
NIL
NIL
NIL
NIL
NIL
NIL
NIL
NIL
NIL
NIL
NIL
NIL
NIL
NIL
NIL
NIL
NIL
NIL
NIL
NIL
NIL
NIL
NIL
NIL
NIL
NIL
NIL
NIL
NIL
NIL
NIL
NIL
NIL
NIL
NIL
NIL
NIL
NIL
NIL
NIL
NIL
NIL
NIL
NIL
NIL
NIL
NIL
NIL
NIL
NIL
NIL
NIL
NIL
NIL
NIL
NIL
NIL
NIL
NIL
NIL
NIL
NIL
NIL
NIL
NIL
NIL
NIL
NIL
NIL
NIL
NIL
NIL
NIL
NIL
NIL
NIL
NIL
NIL
NIL
NIL
NIL
NIL
NIL
NIL
NIL
NIL
NIL
NIL
NIL
NIL
NIL
NIL
NIL
NIL
NIL
NIL
NIL
NIL
NIL
NIL
NIL
NIL
NIL
NIL
NIL
NIL
NIL
NIL
NIL
NIL
NIL
NIL
NIL
NIL
NIL
NIL
NIL
NIL
NIL
NIL
NIL
NIL
NIL
NIL
NIL
NIL
NIL
NIL
NIL
NIL
NIL
NIL
NIL
NIL
NIL
NIL
NIL
NIL
NIL
NIL
NIL
NIL
NIL
NIL
NIL
NIL
NIL
NIL
NIL
NIL
NIL
NIL
NIL
NIL
NIL
NIL
NIL
NIL
NIL
NIL
NIL
NIL
NIL
NIL
NIL
NIL
NIL
NIL
NIL
NIL
NIL
NIL
NIL
NIL
NIL
NIL
NIL
NIL
NIL
NIL
NIL
NIL
NIL
NIL
NIL
NIL
NIL
NIL
NIL
NIL
NIL
NIL
NIL
NIL
NIL
NIL
NIL
NIL
NIL
NIL
NIL
NIL
NIL
NIL
NIL
NIL
NIL
NIL
NIL
NIL
NIL
NIL
NIL
NIL
NIL
NIL
NIL
NIL
NIL
NIL
NIL
NIL
NIL
NIL
NIL
NIL
NIL
NIL
NIL
NIL
NIL
NIL
NIL
NIL
NIL
NIL
NIL
NIL
NIL
NIL
NIL
NIL
NIL
NIL
NIL
NIL
NIL
NIL
NIL
NIL
NIL
NIL
NIL
NIL
NIL
NIL
NIL
NIL
NIL
NIL
NIL
NIL
NIL
NIL
NIL
NIL
NIL
NIL
NIL
NIL
NIL
NIL
NIL
NIL
NIL
NIL
NIL
NIL
NIL
NIL
NIL
NIL
NIL
NIL
NIL
NIL
NIL
NIL
NIL
NIL
NIL
NIL
NIL
NIL
NIL
NIL
NIL
NIL
NIL
NIL
NIL
NIL
NIL
NIL
NIL
NIL
NIL
NIL
NIL
NIL
NIL
NIL
NIL
NIL
NIL
NIL
NIL
NIL
NIL
NIL
NIL
NIL
NIL
NIL
NIL
NIL
NIL
NIL
NIL
NIL
NIL
NIL
NIL
NIL
NIL
NIL
NIL
NIL
NIL
NIL
NIL
NIL
NIL
NIL
NIL
NIL
NIL
NIL
NIL
NIL
NIL
NIL
NIL
NIL
NIL
NIL
NIL
NIL
NIL
NIL
NIL
NIL
NIL
NIL
NIL
NIL
NIL
NIL
NIL
NIL
NIL
NIL
NIL
NIL
NIL
NIL
NIL
NIL
NIL
NIL
NIL
NIL
NIL
NIL
NIL
NIL
NIL
NIL
NIL
NIL
NIL
NIL
NIL
NIL
NIL
NIL
NIL
NIL
NIL
NIL
NIL
NIL
NIL
NIL
NIL
NIL
NIL
NIL
NIL
NIL
NIL
NIL
NIL
NIL
NIL
NIL
NIL
NIL
NIL
NIL
NIL
NIL
NIL
NIL
NIL
NIL
NIL
NIL
NIL
NIL
NIL
NIL
NIL
NIL
NIL
NIL
NIL
NIL
NIL
NIL
NIL
NIL
NIL
NIL
NIL
NIL
NIL
NIL
NIL
NIL
NIL
NIL
NIL
NIL
NIL
NIL
NIL
NIL
NIL
NIL
NIL
NIL
NIL
NIL
NIL
NIL
NIL
NIL
NIL
NIL
NIL
NIL
NIL
NIL
NIL
NIL
NIL
NIL
NIL
NIL
NIL
NIL
NIL
NIL
NIL
NIL
NIL
NIL
NIL
NIL
NIL
NIL
NIL
NIL
NIL
NIL
NIL
NIL
NIL
NIL
NIL
NIL
NIL
NIL
NIL
NIL
NIL
NIL
NIL
NIL
NIL
NIL
NIL
NIL
NIL
NIL
NIL
NIL
NIL
NIL
NIL
NIL
NIL
NIL
NIL
NIL
NIL
NIL
NIL
NIL
NIL
NIL
NIL
NIL
NIL
NIL
NIL
NIL
NIL
NIL
NIL
NIL
NIL
NIL
NIL
NIL
NIL
NIL
NIL
NIL
NIL
NIL
NIL
NIL
NIL
NIL
NIL
NIL
NIL
NIL
NIL
NIL
NIL
NIL
NIL
NIL
NIL
NIL
NIL
NIL
NIL
NIL
NIL
NIL
NIL
NIL
NIL
NIL
NIL
NIL
NIL
NIL
NIL
NIL
NIL
NIL
NIL
NIL
NIL
NIL
NIL
NIL
NIL
NIL
NIL
NIL
NIL
NIL
NIL
NIL
NIL
NIL
NIL
NIL
NIL
NIL
NIL
NIL
NIL
NIL
NIL
NIL
NIL
NIL
NIL
NIL
NIL
NIL
NIL
NIL
NIL
NIL
NIL
NIL
NIL
NIL
NIL
NIL
NIL
NIL
NIL
NIL
NIL
NIL
NIL
NIL
NIL
NIL
NIL
NIL
NIL
NIL
NIL
NIL
NIL
NIL
NIL
NIL
NIL
NIL
NIL
NIL
NIL
NIL
NIL
NIL
NIL
NIL
NIL
NIL
NIL
NIL
NIL
NIL
NIL
NIL
NIL
NIL
NIL
NIL
NIL
NIL
NIL
NIL
NIL
NIL
NIL
NIL
NIL
NIL
NIL
NIL
NIL
NIL
NIL
NIL
NIL
NIL
NIL
NIL
NIL
NIL
NIL
NIL
NIL
NIL
NIL
NIL
NIL
NIL
NIL
NIL
NIL
NIL
NIL
NIL
NIL
NIL
NIL
NIL
NIL
NIL
NIL
NIL
NIL
NIL
NIL
NIL
NIL
NIL
NIL
NIL
NIL
NIL
NIL
NIL
NIL
NIL
NIL
NIL
NIL
NIL
NIL
NIL
NIL
NIL
NIL
NIL
NIL
NIL
NIL
NIL
NIL
NIL
NIL
NIL
NIL
NIL
NIL
NIL
NIL
NIL
NIL
NIL
NIL
NIL
NIL
NIL
NIL
NIL
NIL
NIL
NIL
NIL
NIL
NIL
NIL
NIL
NIL
NIL
NIL
NIL
NIL
NIL
NIL
NIL
NIL
NIL
NIL
NIL
NIL
NIL
NIL
NIL
NIL
NIL
NIL
NIL
NIL
NIL
NIL
NIL
NIL
NIL
NIL
NIL
NIL
NIL
NIL
NIL
NIL
NIL
NIL
NIL
NIL
NIL
NIL
NIL
NIL
NIL
NIL
NIL
NIL
NIL
NIL
NIL
NIL
NIL
NIL
NIL
NIL
NIL
NIL
NIL
NIL
NIL
NIL
NIL
NIL
NIL
NIL
NIL
NIL
NIL
NIL
NIL
NIL
NIL
NIL
NIL
NIL
NIL
NIL
NIL
NIL
NIL
NIL
NIL
NIL
NIL
NIL
NIL
NIL
NIL
NIL
NIL
NIL
NIL
NIL
NIL
NIL
NIL
NIL
NIL
NIL
NIL
NIL
NIL
NIL
NIL
NIL
NIL
NIL
NIL
NIL
NIL
NIL
NIL
NIL
NIL
NIL
NIL
NIL
NIL
NIL
NIL
NIL
NIL
NIL
NIL
NIL
NIL
NIL
NIL
NIL
NIL
NIL
NIL
NIL
NIL
NIL
NIL
NIL
NIL
NIL
NIL
NIL
NIL
NIL
NIL
NIL
NIL
NIL
NIL
NIL
NIL
NIL
NIL
NIL
NIL
NIL
NIL
NIL
NIL
NIL
NIL
NIL
NIL
NIL
NIL
NIL
NIL
NIL
NIL
NIL
NIL
NIL
NIL
NIL
NIL
NIL
NIL
NIL
NIL
NIL
NIL
NIL
NIL
NIL
NIL
NIL
NIL
NIL
NIL
NIL
NIL
NIL
NIL
NIL
NIL
NIL
NIL
NIL
NIL
NIL
NIL
NIL
NIL
NIL
NIL
NIL
NIL
NIL
NIL
NIL
NIL
NIL
NIL
NIL
NIL
NIL
NIL
NIL
NIL
NIL
NIL
NIL
NIL
NIL
NIL
NIL
NIL
NIL
NIL
NIL
NIL
NIL
NIL
NIL
NIL
NIL
NIL
NIL
NIL
NIL
NIL
NIL
NIL
NIL
NIL
NIL
NIL
NIL
NIL
NIL
NIL
NIL
NIL
NIL
NIL
NIL
NIL
NIL
NIL
NIL
NIL
NIL
NIL
NIL
NIL
NIL
NIL
NIL
NIL
NIL
NIL
NIL
NIL
NIL
NIL
NIL
NIL
NIL
NIL
NIL
NIL
NIL
NIL
NIL
NIL
NIL
NIL
NIL
NIL
NIL
NIL
NIL
NIL
NIL
NIL
NIL
NIL
NIL
NIL
NIL
NIL
NIL
NIL
NIL
NIL
NIL
NIL
NIL
NIL
NIL
NIL
NIL
NIL
NIL
NIL
NIL
NIL
NIL
NIL
NIL
NIL
NIL
NIL
NIL
NIL
NIL
NIL
NIL
NIL
NIL
NIL
NIL
NIL
NIL
NIL
NIL
NIL
NIL
NIL
NIL
NIL
NIL
NIL
NIL
NIL
NIL
NIL
NIL
NIL
NIL
NIL
NIL
NIL
NIL
NIL
NIL
NIL
NIL
NIL
NIL
NIL
NIL
NIL
NIL
NIL
NIL
NIL
NIL
NIL
NIL
NIL
NIL
NIL
NIL
NIL
NIL
NIL
NIL
NIL
NIL
NIL
NIL
NIL
NIL
NIL
NIL
NIL
NIL
NIL
NIL
NIL
NIL
NIL
NIL
NIL
NIL
NIL
NIL
NIL
NIL
NIL
NIL
NIL
NIL
NIL
NIL
NIL
NIL
NIL
NIL
NIL
NIL
NIL
NIL
NIL
NIL
NIL
NIL
NIL
NIL
NIL
NIL
NIL
NIL
NIL
NIL
NIL
NIL
NIL
NIL
NIL
NIL
NIL
NIL
NIL
NIL
NIL
NIL
NIL
NIL
NIL
NIL
NIL
NIL
NIL
NIL
NIL
NIL
NIL
NIL
NIL
NIL
NIL
NIL
NIL
NIL
NIL
NIL
NIL
NIL
NIL
NIL
NIL
NIL
NIL
NIL
NIL
NIL
NIL
NIL
NIL
NIL
NIL
NIL
NIL
NIL
NIL
NIL
NIL
NIL
NIL
NIL
NIL
NIL
NIL
NIL
NIL
NIL
NIL
NIL
NIL
NIL
NIL
NIL
NIL
NIL
NIL
NIL
NIL
NIL
NIL
NIL
NIL
NIL
NIL
NIL
NIL
NIL
NIL
NIL
NIL
NIL
NIL
NIL
NIL
NIL
NIL
NIL
NIL
NIL
NIL
NIL
NIL
NIL
NIL
NIL
NIL
NIL
NIL
NIL
NIL
NIL
NIL
NIL
NIL
NIL
NIL
NIL
NIL
NIL
NIL
NIL
NIL
NIL
NIL
NIL
NIL
NIL
NIL
NIL
NIL
NIL
NIL
NIL
NIL
NIL
NIL
NIL
NIL
NIL
NIL
NIL
NIL
NIL
NIL
NIL
NIL
NIL
NIL
NIL
NIL
NIL
NIL
NIL
NIL
NIL
NIL
NIL
NIL
NIL
NIL
NIL
NIL
NIL
NIL
NIL
NIL
NIL
NIL
NIL
NIL
NIL
NIL
NIL
NIL
NIL
NIL
NIL
NIL
NIL
NIL
NIL
NIL
NIL
NIL
NIL
NIL
NIL
NIL
NIL
NIL
NIL
NIL
NIL
NIL
NIL
NIL
NIL
NIL
NIL
NIL
NIL
NIL
NIL
NIL
NIL
NIL
NIL
NIL
NIL
NIL
NIL
NIL
NIL
NIL
NIL
NIL
NIL
NIL
NIL
NIL
NIL
NIL
NIL
NIL
NIL
NIL
NIL
NIL
NIL
NIL
NIL
NIL
NIL
NIL
NIL
NIL
NIL
NIL
NIL
NIL
NIL
NIL
NIL
NIL
NIL
NIL
NIL
NIL
NIL
NIL
NIL
NIL
NIL
NIL
NIL
NIL
NIL
NIL
NIL
NIL
NIL
NIL
NIL
NIL
NIL
NIL
NIL
NIL
NIL
NIL
NIL
NIL
NIL
NIL
NIL
NIL
NIL
NIL
NIL
NIL
NIL
NIL
NIL
NIL
NIL
NIL
NIL
NIL
NIL
NIL
NIL
NIL
NIL
NIL
NIL
NIL
NIL
NIL
NIL
NIL
NIL
NIL
NIL
NIL
NIL
NIL
NIL
NIL
NIL
NIL
NIL
NIL
NIL
NIL
NIL
NIL
NIL
NIL
NIL
NIL
NIL
NIL
NIL
NIL
NIL
NIL
NIL
NIL
NIL
NIL
NIL
NIL
NIL
NIL
NIL
NIL
NIL
NIL
NIL
NIL
NIL
NIL
NIL
NIL
NIL
NIL
NIL
NIL
NIL
NIL
NIL
NIL
NIL
NIL
NIL
NIL
NIL
NIL
NIL
NIL
NIL
NIL
NIL
NIL
NIL
NIL
NIL
NIL
NIL
NIL
NIL
NIL
NIL
NIL
NIL
NIL
NIL
NIL
NIL
NIL
NIL
NIL
NIL
NIL
NIL
NIL
NIL
NIL
NIL
NIL
NIL
NIL
NIL
NIL
NIL
NIL
NIL
NIL
NIL
NIL
NIL
NIL
NIL
NIL
NIL
NIL
NIL
NIL
NIL
NIL
NIL
NIL
NIL
NIL
NIL
NIL
NIL
NIL
NIL
NIL
NIL
NIL
NIL
NIL
NIL
NIL
NIL
NIL
NIL
NIL
NIL
NIL
NIL
NIL
NIL
NIL
NIL
NIL
NIL
NIL
NIL
NIL
NIL
NIL
NIL
NIL
NIL
NIL
NIL
NIL
NIL
NIL
NIL
NIL
NIL
NIL
NIL
NIL
NIL
NIL
NIL
NIL
NIL
NIL
NIL
NIL
NIL
NIL
NIL
NIL
NIL
NIL
NIL
NIL
NIL
NIL
NIL
NIL
NIL
NIL
NIL
NIL
NIL
NIL
NIL
NIL
NIL
NIL
NIL
NIL
NIL
NIL
NIL
NIL
NIL
NIL
NIL
NIL
NIL
NIL
NIL
NIL
NIL
NIL
NIL
NIL
NIL
NIL
NIL
NIL
NIL
NIL
NIL
NIL
NIL
NIL
NIL
NIL
NIL
NIL
NIL
NIL
NIL
NIL
NIL
NIL
NIL
NIL
NIL
NIL
NIL
NIL
NIL
NIL
NIL
NIL
NIL
NIL
NIL
NIL
NIL
NIL
NIL
NIL
NIL
NIL
NIL
NIL
NIL
NIL
NIL
NIL
NIL
NIL
NIL
NIL
NIL
NIL
NIL
NIL
NIL
NIL
NIL
NIL
NIL
NIL
NIL
NIL
NIL
NIL
NIL
NIL
NIL
NIL
NIL
NIL
NIL
NIL
NIL
NIL
NIL
NIL
NIL
NIL
NIL
NIL
NIL
NIL
NIL
NIL
NIL
NIL
NIL
NIL
NIL
NIL
NIL
NIL
NIL
NIL
NIL
NIL
NIL
NIL
NIL
NIL
NIL
NIL
NIL
NIL
NIL
NIL
NIL
NIL
NIL
NIL
NIL
NIL
NIL
NIL
NIL
NIL
NIL
NIL
NIL
NIL
NIL
NIL
NIL
NIL
NIL
NIL
NIL
NIL
NIL
NIL
NIL
NIL
NIL
NIL
NIL
NIL
NIL
NIL
NIL
NIL
NIL
NIL
NIL
NIL
NIL
NIL
NIL
NIL
NIL
NIL
NIL
NIL
NIL
NIL
NIL
NIL
NIL
NIL
NIL
NIL
NIL
NIL
NIL
NIL
NIL
NIL
NIL
NIL
NIL
NIL
NIL
NIL
NIL
NIL
NIL
NIL
NIL
NIL
NIL
NIL
NIL
NIL
NIL
NIL
NIL
NIL
NIL
NIL
NIL
NIL
NIL
NIL
NIL
NIL
NIL
NIL
NIL
NIL
NIL
NIL
NIL
NIL
NIL
NIL
NIL
NIL
NIL
NIL
NIL
NIL
NIL
NIL
NIL
NIL
NIL
NIL
NIL
NIL
NIL
NIL
NIL
NIL
NIL
NIL
NIL
NIL
NIL
NIL
NIL
NIL
NIL
NIL
NIL
NIL
NIL
NIL
NIL
NIL
NIL
NIL
NIL
NIL
NIL
NIL
NIL
NIL
NIL
NIL
NIL
NIL
NIL
NIL
NIL
NIL
NIL
NIL
NIL
NIL
NIL
NIL
NIL
NIL
NIL
NIL
NIL
NIL
NIL
NIL
NIL
NIL
NIL
NIL
NIL
NIL
NIL
NIL
NIL
NIL
NIL
NIL
NIL
NIL
NIL
NIL
NIL
NIL
NIL
NIL
NIL
NIL
NIL
NIL
NIL
NIL
NIL
NIL
NIL
NIL
NIL
NIL
NIL
NIL
NIL
NIL
NIL
NIL
NIL
NIL
NIL
NIL
NIL
NIL
NIL
NIL
NIL
NIL
NIL
NIL
NIL
NIL
NIL
NIL
NIL
NIL
NIL
NIL
NIL
NIL
NIL
NIL
NIL
NIL
NIL
NIL
NIL
NIL
NIL
NIL
NIL
NIL
NIL
NIL
NIL
NIL
NIL
NIL
NIL
NIL
NIL
NIL
NIL
NIL
NIL
NIL
NIL
NIL
NIL
NIL
NIL
NIL
NIL
NIL
NIL
NIL
NIL
NIL
NIL
NIL
NIL
NIL
NIL
NIL
NIL
NIL
NIL
NIL
NIL
NIL
NIL
NIL
NIL
NIL
NIL
NIL
NIL
NIL
NIL
NIL
NIL
NIL
NIL
NIL
NIL
NIL
NIL
NIL
NIL
NIL
NIL
NIL
NIL
NIL
NIL
NIL
NIL
NIL
NIL
NIL
NIL
NIL
NIL
NIL
NIL
NIL
NIL
NIL
NIL
NIL
NIL
NIL
NIL
NIL
NIL
NIL
NIL
NIL
NIL
NIL
NIL
NIL
NIL
NIL
NIL
NIL
NIL
NIL
NIL
NIL
NIL
NIL
NIL
NIL
NIL
NIL
NIL
NIL
NIL
NIL
NIL
NIL
NIL
NIL
NIL
NIL
NIL
NIL
NIL
NIL
NIL
NIL
NIL
NIL
NIL
NIL
NIL
NIL
NIL
NIL
NIL
NIL
NIL
NIL
NIL
NIL
NIL
NIL
NIL
NIL
NIL
NIL
NIL
NIL
NIL
NIL
NIL
NIL
NIL
NIL
NIL
NIL
NIL
NIL
NIL
NIL
NIL
NIL
NIL
NIL
NIL
NIL
NIL
NIL
NIL
NIL
NIL
NIL
NIL
NIL
NIL
NIL
NIL
NIL
NIL
NIL
NIL
NIL
NIL
NIL
NIL
NIL
NIL
NIL
NIL
NIL
NIL
NIL
NIL
NIL
NIL
NIL
NIL
NIL
NIL
NIL
NIL
NIL
NIL
NIL
NIL
NIL
NIL
NIL
NIL
NIL
NIL
NIL
NIL
NIL
NIL
NIL
NIL
NIL
NIL
NIL
NIL
NIL
NIL
NIL
NIL
NIL
NIL
NIL
NIL
NIL
NIL
NIL
NIL
NIL
NIL
NIL
NIL
NIL
NIL
NIL
NIL
NIL
NIL
NIL
NIL
NIL
NIL
NIL
NIL
NIL
NIL
NIL
NIL
NIL
NIL
NIL
NIL
NIL
NIL
NIL
NIL
NIL
NIL
NIL
NIL
NIL
NIL
NIL
NIL
NIL
NIL
NIL
NIL
NIL
NIL
NIL
NIL
NIL
NIL
NIL
NIL
NIL
NIL
NIL
NIL
NIL
NIL
NIL
NIL
NIL
NIL
NIL
NIL
NIL
NIL
NIL
NIL
NIL
NIL
NIL
NIL
NIL
NIL
NIL
NIL
NIL
NIL
NIL
NIL
NIL
NIL
NIL
NIL
NIL
NIL
NIL
NIL
NIL
NIL
NIL
NIL
NIL
NIL
NIL
NIL
NIL
NIL
NIL
NIL
NIL
NIL
NIL
NIL
NIL
NIL
NIL
NIL
NIL
NIL
NIL
NIL
NIL
NIL
NIL
NIL
NIL
NIL
NIL
NIL
NIL
NIL
NIL
NIL
NIL
NIL
NIL
NIL
NIL
NIL
NIL
NIL
NIL
NIL
NIL
NIL
NIL
NIL
NIL
NIL
NIL
NIL
NIL
NIL
NIL
NIL
NIL
NIL
NIL
NIL
NIL
NIL
NIL
NIL
NIL
NIL
NIL
NIL
NIL
NIL
NIL
NIL
NIL
NIL
NIL
NIL
NIL
NIL
NIL
NIL
NIL
NIL
NIL
NIL
NIL
NIL
NIL
NIL
NIL
NIL
NIL
NIL
NIL
NIL
NIL
NIL
NIL
NIL
NIL
NIL
NIL
NIL
NIL
NIL
NIL
NIL
NIL
NIL
NIL
NIL
NIL
NIL
NIL
NIL
NIL
NIL
NIL
NIL
NIL
NIL
NIL
NIL
NIL
NIL
NIL
NIL
NIL
NIL
NIL
NIL
NIL
NIL
NIL
NIL
NIL
NIL
NIL
NIL
NIL
NIL
NIL
NIL
NIL
NIL
NIL
NIL
NIL
NIL
NIL
NIL
NIL
NIL
NIL
NIL
NIL
NIL
NIL
NIL
NIL
NIL
NIL
NIL
NIL
NIL
NIL
NIL
NIL
NIL
NIL
NIL
NIL
NIL
NIL
NIL
NIL
NIL
NIL
NIL
NIL
NIL
NIL
NIL
NIL
NIL
NIL
NIL
NIL
NIL
NIL
NIL
NIL
NIL
NIL
NIL
NIL
NIL
NIL
NIL
NIL
NIL
NIL
NIL
NIL
NIL
NIL
NIL
NIL
NIL
NIL
NIL
NIL
NIL
NIL
NIL
NIL
NIL
NIL
NIL
NIL
NIL
NIL
NIL
NIL
NIL
NIL
NIL
NIL
NIL
NIL
NIL
NIL
NIL
NIL
NIL
NIL
NIL
NIL
NIL
NIL
NIL
NIL
NIL
NIL
NIL
NIL
NIL
NIL
NIL
NIL
NIL
NIL
NIL
NIL
NIL
NIL
NIL
NIL
NIL
NIL
NIL
NIL
NIL
NIL
NIL
NIL
NIL
NIL
NIL
NIL
NIL
NIL
NIL
NIL
NIL
NIL
NIL
NIL
NIL
NIL
NIL
NIL
NIL
NIL
NIL
NIL
NIL
NIL
NIL
NIL
NIL
NIL
NIL
NIL
NIL
NIL
NIL
NIL
NIL
NIL
NIL
NIL
NIL
NIL
NIL
NIL
NIL
NIL
NIL
NIL
NIL
NIL
NIL
NIL
NIL
NIL
NIL
NIL
NIL
NIL
NIL
NIL
NIL
NIL
NIL
NIL
NIL
NIL
NIL
NIL
NIL
NIL
NIL
NIL
NIL
NIL
NIL
NIL
NIL
NIL
NIL
NIL
NIL
NIL
NIL
NIL
NIL
NIL
NIL
NIL
NIL
NIL
NIL
NIL
NIL
NIL
NIL
NIL
NIL
NIL
NIL
NIL
NIL
NIL
NIL
NIL
NIL
NIL
NIL
NIL
NIL
NIL
NIL
NIL
NIL
NIL
NIL
NIL
NIL
NIL
NIL
NIL
NIL
NIL
NIL
NIL
NIL
NIL
NIL
NIL
NIL
NIL
NIL
NIL
NIL
NIL
NIL
NIL
NIL
NIL
NIL
NIL
NIL
NIL
NIL
NIL
NIL
NIL
NIL
NIL
NIL
NIL
NIL
NIL
NIL
NIL
NIL
NIL
NIL
NIL
NIL
NIL
NIL
NIL
NIL
NIL
NIL
NIL
NIL
NIL
NIL
NIL
NIL
NIL
NIL
NIL
NIL
NIL
NIL
NIL
NIL
NIL
NIL
NIL
NIL
NIL
NIL
NIL
NIL
NIL
NIL
NIL
NIL
NIL
NIL
NIL
NIL
NIL
NIL
NIL
NIL
NIL
NIL
NIL
NIL
NIL
NIL
NIL
NIL
NIL
NIL
NIL
NIL
NIL
NIL
NIL
NIL
NIL
NIL
NIL
NIL
NIL
NIL
NIL
NIL
NIL
NIL
NIL
NIL
NIL
NIL
NIL
NIL
NIL
NIL
NIL
NIL
NIL
NIL
NIL
NIL
NIL
NIL
NIL
NIL
NIL
NIL
NIL
NIL
NIL
NIL
NIL
NIL
NIL
NIL
NIL
NIL
NIL
NIL
NIL
NIL
NIL
NIL
NIL
NIL
NIL
NIL
NIL
NIL
NIL
NIL
NIL
NIL
NIL
NIL
NIL
NIL
NIL
NIL
NIL
NIL
NIL
NIL
NIL
NIL
NIL
NIL
NIL
NIL
NIL
NIL
NIL
NIL
NIL
NIL
NIL
NIL
NIL
NIL
NIL
NIL
NIL
NIL
NIL
NIL
NIL
NIL
NIL
NIL
NIL
NIL
NIL
NIL
NIL
NIL
NIL
NIL
NIL
NIL
NIL
NIL
NIL
NIL
NIL
NIL
NIL
NIL
NIL
NIL
NIL
NIL
NIL
NIL
NIL
NIL
NIL
NIL
NIL
NIL
NIL
NIL
NIL
NIL
NIL
NIL
NIL
NIL
NIL
NIL
NIL
NIL
NIL
NIL
NIL
NIL
NIL
NIL
NIL
NIL
NIL
NIL
NIL
NIL
NIL
NIL
NIL
NIL
NIL
NIL
NIL
NIL
NIL
NIL
NIL
NIL
NIL
NIL
NIL
NIL
NIL
NIL
NIL
NIL
NIL
NIL
NIL
NIL
NIL
NIL
NIL
NIL
NIL
NIL
NIL
NIL
NIL
NIL
NIL
NIL
NIL
NIL
NIL
NIL
NIL
NIL
NIL
NIL
NIL
NIL
NIL
NIL
NIL
NIL
NIL
NIL
NIL
NIL
NIL
NIL
NIL
NIL
NIL
NIL
NIL
NIL
NIL
NIL
NIL
NIL
NIL
NIL
NIL
NIL
NIL
NIL
NIL
NIL
NIL
NIL
NIL
NIL
NIL
NIL
NIL
NIL
NIL
NIL
NIL
NIL
NIL
NIL
NIL
NIL
NIL
NIL
NIL
NIL
NIL
NIL
NIL
NIL
NIL
NIL
NIL
NIL
NIL
NIL
NIL
NIL
NIL
NIL
NIL
NIL
NIL
NIL
NIL
NIL
NIL
NIL
NIL
NIL
NIL
NIL
NIL
NIL
NIL
NIL
NIL
NIL
NIL
NIL
NIL
NIL
NIL
NIL
NIL
NIL
NIL
NIL
NIL
NIL
NIL
NIL
NIL
NIL
NIL
NIL
NIL
NIL
NIL
NIL
NIL
NIL
NIL
NIL
NIL
NIL
NIL
NIL
NIL
NIL
NIL
NIL
NIL
NIL
NIL
NIL
NIL
NIL
NIL
NIL
NIL
NIL
NIL
NIL
NIL
NIL
NIL
NIL
NIL
NIL
NIL
NIL
NIL
NIL
NIL
NIL
NIL
NIL
NIL
NIL
NIL
NIL
NIL
NIL
NIL
NIL
NIL
NIL
NIL
NIL
NIL
NIL
NIL
NIL
NIL
NIL
NIL
NIL
NIL
NIL
NIL
NIL
NIL
NIL
NIL
NIL
NIL
NIL
NIL
NIL
NIL
NIL
NIL
NIL
NIL
NIL
NIL
NIL
NIL
NIL
NIL
NIL
NIL
NIL
NIL
NIL
NIL
NIL
NIL
NIL
NIL
NIL
NIL
NIL
NIL
NIL
NIL
NIL
NIL
NIL
NIL
NIL
NIL
NIL
NIL
NIL
NIL
NIL
NIL
NIL
NIL
NIL
NIL
NIL
NIL
NIL
NIL
NIL
NIL
NIL
NIL
NIL
NIL
NIL
NIL
NIL
NIL
NIL
NIL
NIL
NIL
NIL
NIL
NIL
NIL
NIL
NIL
NIL
NIL
NIL
NIL
NIL
NIL
NIL
NIL
NIL
NIL
NIL
NIL
NIL
NIL
NIL
NIL
NIL
NIL
NIL
NIL
NIL
NIL
NIL
NIL
NIL
NIL
NIL
NIL
NIL
NIL
NIL
NIL
NIL
NIL
NIL
NIL
NIL
NIL
NIL
NIL
NIL
NIL
NIL
NIL
NIL
NIL
NIL
NIL
NIL
NIL
NIL
NIL
NIL
NIL
NIL
NIL
NIL
NIL
NIL
NIL
NIL
NIL
NIL
NIL
NIL
NIL
NIL
NIL
NIL
NIL
NIL
NIL
NIL
NIL
NIL
NIL
NIL
NIL
NIL
NIL
NIL
NIL
NIL
NIL
NIL
NIL
NIL
NIL
NIL
NIL
NIL
NIL
NIL
NIL
NIL
NIL
NIL
NIL
NIL
NIL
NIL
NIL
NIL
NIL
NIL
NIL
NIL
NIL
NIL
NIL
NIL
NIL
NIL
NIL
NIL
NIL
NIL
NIL
NIL
NIL
NIL
NIL
NIL
NIL
NIL
NIL
NIL
NIL
NIL
NIL
NIL
NIL
NIL
NIL
NIL
NIL
NIL
NIL
NIL
NIL
NIL
NIL
NIL
NIL
NIL
NIL
NIL
NIL
NIL
NIL
NIL
NIL
NIL
NIL
NIL
NIL
NIL
NIL
NIL
NIL
NIL
NIL
NIL
NIL
NIL
NIL
NIL
NIL
NIL
NIL
NIL
NIL
NIL
NIL
NIL
NIL
NIL
NIL
NIL
NIL
NIL
NIL
NIL
NIL
NIL
NIL
NIL
NIL
NIL
NIL
NIL
NIL
NIL
NIL
NIL
NIL
NIL
NIL
NIL
NIL
NIL
NIL
NIL
NIL
NIL
NIL
NIL
NIL
NIL
NIL
NIL
NIL
NIL
NIL
NIL
NIL
NIL
NIL
NIL
NIL
NIL
NIL
NIL
NIL
NIL
NIL
NIL
NIL
NIL
NIL
NIL
NIL
NIL
NIL
NIL
NIL
NIL
NIL
NIL
NIL
NIL
NIL
NIL
NIL
NIL
NIL
NIL
NIL
NIL
NIL
NIL
NIL
NIL
NIL
NIL
NIL
NIL
NIL
NIL
NIL
NIL
NIL
NIL
NIL
NIL
NIL
NIL
NIL
NIL
NIL
NIL
NIL
NIL
NIL
NIL
NIL
NIL
NIL
NIL
NIL
NIL
NIL
NIL
NIL
NIL
NIL
NIL
NIL
NIL
NIL
NIL
NIL
NIL
NIL
NIL
NIL
NIL
NIL
NIL
NIL
NIL
NIL
NIL
NIL
NIL
NIL
NIL
NIL
NIL
NIL
NIL
NIL
NIL
NIL
NIL
NIL
NIL
NIL
NIL
NIL
NIL
NIL
NIL
NIL
NIL
NIL
NIL
NIL
NIL
NIL
NIL
NIL
NIL
NIL
NIL
NIL
NIL
NIL
NIL
NIL
NIL
NIL
NIL
NIL
NIL
NIL
NIL
NIL
NIL
NIL
NIL
NIL
NIL
NIL
NIL
NIL
NIL
NIL
NIL
NIL
NIL
NIL
NIL
NIL
NIL
NIL
NIL
NIL
NIL
NIL
NIL
NIL
NIL
NIL
NIL
NIL
NIL
NIL
NIL
NIL
NIL
NIL
NIL
NIL
NIL
NIL
NIL
NIL
NIL
NIL
NIL
NIL
NIL
NIL
NIL
NIL
NIL
NIL
NIL
NIL
NIL
NIL
NIL
NIL
NIL
NIL
NIL
NIL
NIL
NIL
NIL
NIL
NIL
NIL
NIL
NIL
NIL
NIL
NIL
NIL
NIL
NIL
NIL
NIL
NIL
NIL
NIL
NIL
NIL
NIL
NIL
NIL
NIL
NIL
NIL
NIL
NIL
NIL
NIL
NIL
NIL
NIL
NIL
NIL
NIL
NIL
NIL
NIL
NIL
NIL
NIL
NIL
NIL
NIL
NIL
NIL
NIL
NIL
NIL
NIL
NIL
NIL
NIL
NIL
NIL
NIL
NIL
NIL
NIL
NIL
NIL
NIL
NIL
NIL
NIL
NIL
NIL
NIL
NIL
NIL
NIL
NIL
NIL
NIL
NIL
NIL
NIL
NIL
NIL
NIL
NIL
NIL
NIL
NIL
NIL
NIL
NIL
NIL
NIL
NIL
NIL
NIL
NIL
NIL
NIL
NIL
NIL
NIL
NIL
NIL
NIL
NIL
NIL
NIL
NIL
NIL
NIL
NIL
NIL
NIL
NIL
NIL
NIL
NIL
NIL
NIL
NIL
NIL
NIL
NIL
NIL
NIL
NIL
NIL
NIL
NIL
NIL
NIL
NIL
NIL
NIL
NIL
NIL
NIL
NIL
NIL
NIL
NIL
NIL
NIL
NIL
NIL
NIL
NIL
NIL
NIL
NIL
NIL
NIL
NIL
NIL
NIL
NIL
NIL
NIL
NIL
NIL
NIL
NIL
NIL
NIL
NIL
NIL
NIL
NIL
NIL
NIL
NIL
NIL
NIL
NIL
NIL
NIL
NIL
NIL
NIL
NIL
NIL
NIL
NIL
NIL
NIL
NIL
NIL
NIL
NIL
NIL
NIL
NIL
NIL
NIL
NIL
NIL
NIL
NIL
NIL
NIL
NIL
NIL
NIL
NIL
NIL
NIL
NIL
NIL
NIL
NIL
NIL
NIL
NIL
NIL
NIL
NIL
NIL
NIL
NIL
NIL
NIL
NIL
NIL
NIL
NIL
NIL
NIL
NIL
NIL
NIL
NIL
NIL
NIL
NIL
NIL
NIL
NIL
NIL
NIL
NIL
NIL
NIL
NIL
NIL
NIL
NIL
NIL
NIL
NIL
NIL
NIL
NIL
NIL
NIL
NIL
NIL
NIL
NIL
NIL
NIL
NIL
NIL
NIL
NIL
NIL
NIL
NIL
NIL
NIL
NIL
NIL
NIL
NIL
NIL
NIL
NIL
NIL
NIL
NIL
NIL
NIL
NIL
NIL
NIL
NIL
NIL
NIL
NIL
NIL
NIL
NIL
NIL
NIL
NIL
NIL
NIL
NIL
NIL
NIL
NIL
NIL
NIL
NIL
NIL
NIL
NIL
NIL
NIL
NIL
NIL
NIL
NIL
NIL
NIL
NIL
NIL
NIL
NIL
NIL
NIL
NIL
NIL
NIL
NIL
NIL
NIL
NIL
NIL
NIL
NIL
NIL
NIL
NIL
NIL
NIL
NIL
NIL
NIL
NIL
NIL
NIL
NIL
NIL
NIL
NIL
NIL
NIL
NIL
NIL
NIL
NIL
NIL
NIL
NIL
NIL
NIL
NIL
NIL
NIL
NIL
NIL
NIL
NIL
NIL
NIL
NIL
NIL
NIL
NIL
NIL
NIL
NIL
NIL
NIL
NIL
NIL
NIL
NIL
NIL
NIL
NIL
NIL
NIL
NIL
NIL
NIL
NIL
NIL
NIL
NIL
NIL
NIL
NIL
NIL
NIL
NIL
NIL
NIL
NIL
NIL
NIL
NIL
NIL
NIL
NIL
NIL
NIL
NIL
NIL
NIL
NIL
NIL
NIL
NIL
NIL
NIL
NIL
NIL
NIL
NIL
NIL
NIL
NIL
NIL
NIL
NIL
NIL
NIL
NIL
NIL
NIL
NIL
NIL
NIL
NIL
NIL
NIL
NIL
NIL
NIL
NIL
NIL
NIL
NIL
NIL
NIL
NIL
NIL
NIL
NIL
NIL
NIL
NIL
NIL
NIL
NIL
NIL
NIL
NIL
NIL
NIL
NIL
NIL
NIL
NIL
NIL
NIL
NIL
NIL
NIL
NIL
NIL
NIL
NIL
NIL
NIL
NIL
NIL
NIL
NIL
NIL
NIL
NIL
NIL
NIL
NIL
NIL
NIL
NIL
NIL
NIL
NIL
NIL
NIL
NIL
NIL
NIL
NIL
NIL
NIL
NIL
NIL
NIL
NIL
NIL
NIL
NIL
NIL
NIL
NIL
NIL
NIL
NIL
NIL
NIL
NIL
NIL
NIL
NIL
NIL
NIL
NIL
NIL
NIL
NIL
NIL
NIL
NIL
NIL
NIL
NIL
NIL
NIL
NIL
NIL
NIL
NIL
NIL
NIL
NIL
NIL
NIL
NIL
NIL
NIL
NIL
NIL
NIL
NIL
NIL
NIL
NIL
NIL
NIL
NIL
NIL
NIL
NIL
NIL
NIL
NIL
NIL
NIL
NIL
NIL
NIL
NIL
NIL
NIL
NIL
NIL
NIL
NIL
NIL
NIL
NIL
NIL
NIL
NIL
NIL
NIL
NIL
NIL
NIL
NIL
NIL
NIL
NIL
NIL
NIL
NIL
NIL
NIL
NIL
NIL
NIL
NIL
NIL
NIL
NIL
NIL
NIL
NIL
NIL
NIL
NIL
NIL
NIL
NIL
NIL
NIL
NIL
NIL
NIL
NIL
NIL
NIL
NIL
NIL
NIL
NIL
NIL
NIL
NIL
NIL
NIL
NIL
NIL
NIL
NIL
NIL
NIL
NIL
NIL
NIL
NIL
NIL
NIL
NIL
NIL
NIL
NIL
NIL
NIL
NIL
NIL
NIL
NIL
NIL
NIL
NIL
NIL
NIL
NIL
NIL
NIL
NIL
NIL
NIL
NIL
NIL
NIL
NIL
NIL
NIL
NIL
NIL
NIL
NIL
NIL
NIL
NIL
NIL
NIL
NIL
NIL
NIL
NIL
NIL
NIL
NIL
NIL
NIL
NIL
NIL
NIL
NIL
NIL
NIL
NIL
NIL
NIL
NIL
NIL
NIL
NIL
NIL
NIL
NIL
NIL
NIL
NIL
NIL
NIL
NIL
NIL
NIL
NIL
NIL
NIL
NIL
NIL
NIL
NIL
NIL
NIL
NIL
NIL
NIL
NIL
NIL
NIL
NIL
NIL
NIL
NIL
NIL
NIL
NIL
NIL
NIL
NIL
NIL
NIL
NIL
NIL
NIL
NIL
NIL
NIL
NIL
NIL
NIL
NIL
NIL
NIL
NIL
NIL
NIL
NIL
NIL
NIL
NIL
NIL
NIL
NIL
NIL
NIL
NIL
NIL
NIL
NIL
NIL
NIL
NIL
NIL
NIL
NIL
NIL
NIL
NIL
NIL
NIL
NIL
NIL
NIL
NIL
NIL
NIL
NIL
NIL
NIL
NIL
NIL
NIL
NIL
NIL
NIL
NIL
NIL
NIL
NIL
NIL
NIL
NIL
NIL
NIL
NIL
NIL
NIL
NIL
NIL
NIL
NIL
NIL
NIL
NIL
NIL
NIL
NIL
NIL
NIL
NIL
NIL
NIL
NIL
NIL
NIL
NIL
NIL
NIL
NIL
NIL
NIL
NIL
NIL
NIL
NIL
NIL
NIL
NIL
NIL
NIL
NIL
NIL
NIL
NIL
NIL
NIL
NIL
NIL
NIL
NIL
NIL
NIL
NIL
NIL
NIL
NIL
NIL
NIL
NIL
NIL
NIL
NIL
NIL
NIL
NIL
NIL
NIL
NIL
NIL
NIL
NIL
NIL
NIL
NIL
NIL
NIL
NIL
NIL
NIL
NIL
NIL
NIL
NIL
NIL
NIL
NIL
NIL
NIL
NIL
NIL
NIL
NIL
NIL
NIL
NIL
NIL
NIL
NIL
NIL
NIL
NIL
NIL
NIL
NIL
NIL
NIL
NIL
NIL
NIL
NIL
NIL
NIL
NIL
NIL
NIL
NIL
NIL
NIL
NIL
NIL
NIL
NIL
NIL
NIL
NIL
NIL
NIL
NIL
NIL
NIL
NIL
NIL
NIL
NIL
NIL
NIL
NIL
NIL
NIL
NIL
NIL
NIL
NIL
NIL
NIL
NIL
NIL
NIL
NIL
NIL
NIL
NIL
NIL
NIL
NIL
NIL
NIL
NIL
NIL
NIL
NIL
NIL
NIL
NIL
NIL
NIL
NIL
NIL
NIL
NIL
NIL
NIL
NIL
NIL
NIL
NIL
NIL
NIL
NIL
NIL
NIL
NIL
NIL
NIL
NIL
NIL
NIL
NIL
NIL
NIL
NIL
NIL
NIL
NIL
NIL
NIL
NIL
NIL
NIL
NIL
NIL
NIL
NIL
NIL
NIL
NIL
NIL
NIL
NIL
NIL
NIL
NIL
NIL
NIL
NIL
NIL
NIL
NIL
NIL
NIL
NIL
NIL
NIL
NIL
NIL
NIL
NIL
NIL
NIL
NIL
NIL
NIL
NIL
NIL
NIL
NIL
NIL
NIL
NIL
NIL
NIL
NIL
NIL
NIL
NIL
NIL
NIL
NIL
NIL
NIL
NIL
NIL
NIL
NIL
NIL
NIL
NIL
NIL
NIL
NIL
NIL
NIL
NIL
NIL
NIL
NIL
NIL
NIL
NIL
NIL
NIL
NIL
NIL
NIL
NIL
NIL
NIL
NIL
NIL
NIL
NIL
NIL
NIL
NIL
NIL
NIL
NIL
NIL
NIL
NIL
NIL
NIL
NIL
NIL
NIL
NIL
NIL
NIL
NIL
NIL
NIL
NIL
NIL
NIL
NIL
NIL
NIL
NIL
NIL
NIL
NIL
NIL
NIL
NIL
NIL
NIL
NIL
NIL
NIL
NIL
NIL
NIL
NIL
NIL
NIL
NIL
NIL
NIL
NIL
NIL
NIL
NIL
NIL
NIL
NIL
NIL
NIL
NIL
NIL
NIL
NIL
NIL
NIL
NIL
NIL
NIL
NIL
NIL
NIL
NIL
NIL
NIL
NIL
NIL
NIL
NIL
NIL
NIL
NIL
NIL
NIL
NIL
NIL
NIL
NIL
NIL
NIL
NIL
NIL
NIL
NIL
NIL
NIL
NIL
NIL
NIL
NIL
NIL
NIL
NIL
NIL
NIL
NIL
NIL
NIL
NIL
NIL
NIL
NIL
NIL
NIL
NIL
NIL
NIL
NIL
NIL
NIL
NIL
NIL
NIL
NIL
NIL
NIL
NIL
NIL
NIL
NIL
NIL
NIL
NIL
NIL
NIL
NIL
NIL
NIL
NIL
NIL
NIL
NIL
NIL
NIL
NIL
NIL
NIL
NIL
NIL
NIL
NIL
NIL
NIL
NIL
NIL
NIL
NIL
NIL
NIL
NIL
NIL
NIL
NIL
NIL
NIL
NIL
NIL
NIL
NIL
NIL
NIL
NIL
NIL
NIL
NIL
NIL
NIL
NIL
NIL
NIL
NIL
NIL
NIL
NIL
NIL
NIL
NIL
NIL
NIL
NIL
NIL
NIL
NIL
NIL
NIL
NIL
NIL
NIL
NIL
NIL
NIL
NIL
NIL
NIL
NIL
NIL
NIL
NIL
NIL
NIL
NIL
NIL
NIL
NIL
NIL
NIL
NIL
NIL
NIL
NIL
NIL
NIL
NIL
NIL
NIL
NIL
NIL
NIL
NIL
NIL
NIL
NIL
NIL
NIL
NIL
NIL
NIL
NIL
NIL
NIL
NIL
NIL
NIL
NIL
NIL
NIL
NIL
NIL
NIL
NIL
NIL
NIL
NIL
NIL
NIL
NIL
NIL
NIL
NIL
NIL
NIL
NIL
NIL
NIL
NIL
NIL
NIL
NIL
NIL
NIL
NIL
NIL
NIL
NIL
NIL
NIL
NIL
NIL
NIL
NIL
NIL
NIL
NIL
NIL
NIL
NIL
NIL
NIL
NIL
NIL
NIL
NIL
NIL
NIL
NIL
NIL
NIL
NIL
NIL
NIL
NIL
NIL
NIL
NIL
NIL
NIL
NIL
NIL
NIL
NIL
NIL
NIL
NIL
NIL
NIL
NIL
NIL
NIL
NIL
NIL
NIL
NIL
NIL
NIL
NIL
NIL
NIL
NIL
NIL
NIL
NIL
NIL
NIL
NIL
NIL
NIL
NIL
NIL
NIL
NIL
NIL
NIL
NIL
NIL
NIL
NIL
NIL
NIL
NIL
NIL
NIL
NIL
NIL
NIL
NIL
NIL
NIL
NIL
NIL
NIL
NIL
NIL
NIL
NIL
NIL
NIL
NIL
NIL
NIL
NIL
NIL
NIL
NIL
NIL
NIL
NIL
NIL
NIL
NIL
NIL
NIL
NIL
NIL
NIL
NIL
NIL
NIL
NIL
NIL
NIL
NIL
NIL
NIL
NIL
NIL
NIL
NIL
NIL
NIL
NIL
NIL
NIL
NIL
NIL
NIL
NIL
NIL
NIL
NIL
NIL
NIL
NIL
NIL
NIL
NIL
NIL
NIL
NIL
NIL
NIL
NIL
NIL
NIL
NIL
NIL
NIL
NIL
NIL
NIL
NIL
NIL
NIL
NIL
NIL
NIL
NIL
NIL
NIL
NIL
NIL
NIL
NIL
NIL
NIL
NIL
NIL
NIL
NIL
NIL
NIL
NIL
NIL
NIL
NIL
NIL
NIL
NIL
NIL
NIL
NIL
NIL
NIL
NIL
NIL
NIL
NIL
NIL
NIL
NIL
NIL
NIL
NIL
NIL
NIL
NIL
NIL
NIL
NIL
NIL
NIL
NIL
NIL
NIL
NIL
NIL
NIL
NIL
NIL
NIL
NIL
NIL
NIL
NIL
NIL
NIL
NIL
NIL
NIL
NIL
NIL
NIL
NIL
NIL
NIL
NIL
NIL
NIL
NIL
NIL
NIL
NIL
NIL
NIL
NIL
NIL
NIL
NIL
NIL
NIL
NIL
NIL
NIL
NIL
NIL
NIL
NIL
NIL
NIL
NIL
NIL
NIL
NIL
NIL
NIL
NIL
NIL
NIL
NIL
NIL
NIL
NIL
NIL
NIL
NIL
NIL
NIL
NIL
NIL
NIL
NIL
NIL
NIL
NIL
NIL
NIL
NIL
NIL
NIL
NIL
NIL
NIL
NIL
NIL
NIL
NIL
NIL
NIL
NIL
NIL
NIL
NIL
NIL
NIL
NIL
NIL
NIL
NIL
NIL
NIL
NIL
NIL
NIL
NIL
NIL
NIL
NIL
NIL
NIL
NIL
NIL
NIL
NIL
NIL
NIL
NIL
NIL
NIL
NIL
NIL
NIL
NIL
NIL
NIL
NIL
NIL
NIL
NIL
NIL
NIL
NIL
NIL
NIL
NIL
NIL
NIL
NIL
NIL
NIL
NIL
NIL
NIL
NIL
NIL
NIL
NIL
NIL
NIL
NIL
NIL
NIL
NIL
NIL
NIL
NIL
NIL
NIL
NIL
NIL
NIL
NIL
NIL
NIL
NIL
NIL
NIL
NIL
NIL
NIL
NIL
NIL
NIL
NIL
NIL
NIL
NIL
NIL
NIL
NIL
NIL
NIL
NIL
NIL
NIL
NIL
NIL
NIL
NIL
NIL
NIL
NIL
NIL
NIL
NIL
NIL
NIL
NIL
NIL
NIL
NIL
NIL
NIL
NIL
NIL
NIL
NIL
NIL
NIL
NIL
NIL
NIL
NIL
NIL
NIL
NIL
NIL
NIL
NIL
NIL
NIL
NIL
NIL
NIL
NIL
NIL
NIL
NIL
NIL
NIL
NIL
NIL
NIL
NIL
NIL
NIL
NIL
NIL
NIL
NIL
NIL
NIL
NIL
NIL
NIL
NIL
NIL
NIL
NIL
NIL
NIL
NIL
NIL
NIL
NIL
NIL
NIL
NIL
NIL
NIL
NIL
NIL
NIL
NIL
NIL
NIL
NIL
NIL
NIL
NIL
NIL
NIL
NIL
NIL
NIL
NIL
NIL
NIL
NIL
NIL
NIL
NIL
NIL
NIL
NIL
NIL
NIL
NIL
NIL
NIL
NIL
NIL
NIL
NIL
NIL
NIL
NIL
NIL
NIL
NIL
NIL
NIL
NIL
NIL
NIL
NIL
NIL
NIL
NIL
NIL
NIL
NIL
NIL
NIL
NIL
NIL
NIL
NIL
NIL
NIL
NIL
NIL
NIL
NIL
NIL
NIL
NIL
NIL
NIL
NIL
NIL
NIL
NIL
NIL
NIL
NIL
NIL
NIL
NIL
NIL
NIL
NIL
NIL
NIL
NIL
NIL
NIL
NIL
NIL
NIL
NIL
NIL
NIL
NIL
NIL
NIL
NIL
NIL
NIL
NIL
NIL
NIL
NIL
NIL
NIL
NIL
NIL
NIL
NIL
NIL
NIL
NIL
NIL
NIL
NIL
NIL
NIL
NIL
NIL
NIL
NIL
NIL
NIL
NIL
NIL
NIL
NIL
NIL
NIL
NIL
NIL
NIL
NIL
NIL
NIL
NIL
NIL
NIL
NIL
NIL
NIL
NIL
NIL
NIL
NIL
NIL
NIL
NIL
NIL
NIL
NIL
NIL
NIL
NIL
NIL
NIL
NIL
NIL
NIL
NIL
NIL
NIL
NIL
NIL
NIL
NIL
NIL
NIL
NIL
NIL
NIL
NIL
NIL
NIL
NIL
NIL
NIL
NIL
NIL
NIL
NIL
NIL
NIL
NIL
NIL
NIL
NIL
NIL
NIL
NIL
NIL
NIL
NIL
NIL
NIL
NIL
NIL
NIL
NIL
NIL
NIL
NIL
NIL
NIL
NIL
NIL
NIL
NIL
NIL
NIL
NIL
NIL
NIL
NIL
NIL
NIL
NIL
NIL
NIL
NIL
NIL
NIL
NIL
NIL
NIL
NIL
NIL
NIL
NIL
NIL
NIL
NIL
NIL
NIL
NIL
NIL
NIL
NIL
NIL
NIL
NIL
NIL
NIL
NIL
NIL
NIL
NIL
NIL
NIL
NIL
NIL
NIL
NIL
NIL
NIL
NIL
NIL
NIL
NIL
NIL
NIL
NIL
NIL
NIL
NIL
NIL
NIL
NIL
NIL
NIL
NIL
NIL
NIL
NIL
NIL
NIL
NIL
NIL
NIL
NIL
NIL
NIL
NIL
NIL
NIL
NIL
NIL
NIL
NIL
NIL
NIL
NIL
NIL
NIL
NIL
NIL
NIL
NIL
NIL
NIL
NIL
NIL
NIL
NIL
NIL
NIL
NIL
NIL
NIL
NIL
NIL
NIL
NIL
NIL
NIL
NIL
NIL
NIL
NIL
NIL
NIL
NIL
NIL
NIL
NIL
NIL
NIL
NIL
NIL
NIL
NIL
NIL
NIL
NIL
NIL
NIL
NIL
NIL
NIL
NIL
NIL
NIL
NIL
NIL
NIL
NIL
NIL
NIL
NIL
NIL
NIL
NIL
NIL
NIL
NIL
NIL
NIL
NIL
NIL
NIL
NIL
NIL
NIL
NIL
NIL
NIL
NIL
NIL
NIL
NIL
NIL
NIL
NIL
NIL
NIL
NIL
NIL
NIL
NIL
NIL
NIL
NIL
NIL
NIL
NIL
NIL
NIL
NIL
NIL
NIL
NIL
NIL
NIL
NIL
NIL
NIL
NIL
NIL
NIL
NIL
NIL
NIL
NIL
NIL
NIL
NIL
NIL
NIL
NIL
NIL
NIL
NIL
NIL
NIL
NIL
NIL
NIL
NIL
NIL
NIL
NIL
NIL
NIL
NIL
NIL
NIL
NIL
NIL
NIL
NIL
NIL
NIL
NIL
NIL
NIL
NIL
NIL
NIL
NIL
NIL
NIL
NIL
NIL
NIL
NIL
NIL
NIL
NIL
NIL
NIL
NIL
NIL
NIL
NIL
NIL
NIL
NIL
NIL
NIL
NIL
NIL
NIL
NIL
NIL
NIL
NIL
NIL
NIL
NIL
NIL
NIL
NIL
NIL
NIL
NIL
NIL
NIL
NIL
NIL
NIL
NIL
NIL
NIL
NIL
NIL
NIL
NIL
NIL
NIL
NIL
NIL
NIL
NIL
NIL
NIL
NIL
NIL
NIL
NIL
NIL
NIL
NIL
NIL
NIL
NIL
NIL
NIL
NIL
NIL
NIL
NIL
NIL
NIL
NIL
NIL
NIL
NIL
NIL
NIL
NIL
NIL
NIL
NIL
NIL
NIL
NIL
NIL
NIL
NIL
NIL
NIL
NIL
NIL
NIL
NIL
NIL
NIL
NIL
NIL
NIL
NIL
NIL
NIL
NIL
NIL
NIL
NIL
NIL
NIL
NIL
NIL
NIL
NIL
NIL
NIL
NIL
NIL
NIL
NIL
NIL
NIL
NIL
NIL
NIL
NIL
NIL
NIL
NIL
NIL
NIL
NIL
NIL
NIL
NIL
NIL
NIL
NIL
NIL
NIL
NIL
NIL
NIL
NIL
NIL
NIL
NIL
NIL
NIL
NIL
NIL
NIL
NIL
NIL
NIL
NIL
NIL
NIL
NIL
NIL
NIL
NIL
NIL
NIL
NIL
NIL
NIL
NIL
NIL
NIL
NIL
NIL
NIL
NIL
NIL
NIL
NIL
NIL
NIL
NIL
NIL
NIL
NIL
NIL
NIL
NIL
NIL
NIL
NIL
NIL
NIL
NIL
NIL
NIL
NIL
NIL
NIL
NIL
NIL
NIL
NIL
NIL
NIL
NIL
NIL
NIL
NIL
NIL
NIL
NIL
NIL
NIL
NIL
NIL
NIL
NIL
NIL
NIL
NIL
NIL
NIL
NIL
NIL
NIL
NIL
NIL
NIL
NIL
NIL
NIL
NIL
NIL
NIL
NIL
NIL
NIL
NIL
NIL
NIL
NIL
NIL
NIL
NIL
NIL
NIL
NIL
NIL
NIL
NIL
NIL
NIL
NIL
NIL
NIL
NIL
NIL
NIL
NIL
NIL
NIL
NIL
NIL
NIL
NIL
NIL
NIL
NIL
NIL
NIL
NIL
NIL
NIL
NIL
NIL
NIL
NIL
NIL
NIL
NIL
NIL
NIL
NIL
NIL
NIL
NIL
NIL
NIL
NIL
NIL
NIL
NIL
NIL
NIL
NIL
NIL
NIL
NIL
NIL
NIL
NIL
NIL
NIL
NIL
NIL
NIL
NIL
NIL
NIL
NIL
NIL
NIL
NIL
NIL
NIL
NIL
NIL
NIL
NIL
NIL
NIL
NIL
NIL
NIL
NIL
NIL
NIL
NIL
NIL
NIL
NIL
NIL
NIL
NIL
NIL
NIL
NIL
NIL
NIL
NIL
NIL
NIL
NIL
NIL
NIL
NIL
NIL
NIL
NIL
NIL
NIL
NIL
NIL
NIL
NIL
NIL
NIL
NIL
NIL
NIL
NIL
NIL
NIL
NIL
NIL
NIL
NIL
NIL
NIL
NIL
NIL
NIL
NIL
NIL
NIL
NIL
NIL
NIL
NIL
NIL
NIL
NIL
NIL
NIL
NIL
NIL
NIL
NIL
NIL
NIL
NIL
NIL
NIL
NIL
NIL
NIL
NIL
NIL
NIL
NIL
NIL
NIL
NIL
NIL
NIL
NIL
NIL
NIL
NIL
NIL
NIL
NIL
NIL
NIL
NIL
NIL
NIL
NIL
NIL
NIL
NIL
NIL
NIL
NIL
NIL
NIL
NIL
NIL
NIL
NIL
NIL
NIL
NIL
NIL
NIL
NIL
NIL
NIL
NIL
NIL
NIL
NIL
NIL
NIL
NIL
NIL
NIL
NIL
NIL
NIL
NIL
NIL
NIL
NIL
NIL
NIL
NIL
NIL
NIL
NIL
NIL
NIL
NIL
NIL
NIL
NIL
NIL
NIL
NIL
NIL
NIL
NIL
NIL
NIL
NIL
NIL
NIL
NIL
NIL
NIL
NIL
NIL
NIL
NIL
NIL
NIL
NIL
NIL
NIL
NIL
NIL
NIL
NIL
NIL
NIL
NIL
NIL
NIL
NIL
NIL
NIL
NIL
NIL
NIL
NIL
NIL
NIL
NIL
NIL
NIL
NIL
NIL
NIL
NIL
NIL
NIL
NIL
NIL
NIL
NIL
NIL
NIL
NIL
NIL
NIL
NIL
NIL
NIL
NIL
NIL
NIL
NIL
NIL
NIL
NIL
NIL
NIL
NIL
NIL
NIL
NIL
NIL
NIL
NIL
NIL
NIL
NIL
NIL
NIL
NIL
NIL
NIL
NIL
NIL
NIL
NIL
NIL
NIL
NIL
NIL
NIL
NIL
NIL
NIL
NIL
NIL
NIL
NIL
NIL
NIL
NIL
NIL
NIL
NIL
NIL
NIL
NIL
NIL
NIL
NIL
NIL
NIL
NIL
NIL
NIL
NIL
NIL
NIL
NIL
NIL
NIL
NIL
NIL
NIL
NIL
NIL
NIL
NIL
NIL
NIL
NIL
NIL
NIL
NIL
NIL
NIL
NIL
NIL
NIL
NIL
NIL
NIL
NIL
NIL
NIL
NIL
NIL
NIL
NIL
NIL
NIL
NIL
NIL
NIL
NIL
NIL
NIL
NIL
NIL
NIL
NIL
NIL
NIL
NIL
NIL
NIL
NIL
NIL
NIL
NIL
NIL
NIL
NIL
NIL
NIL
NIL
NIL
NIL
NIL
NIL
NIL
NIL
NIL
NIL
NIL
NIL
NIL
NIL
NIL
NIL
NIL
NIL
NIL
NIL
NIL
NIL
NIL
NIL
NIL
NIL
NIL
NIL
NIL
NIL
NIL
NIL
NIL
NIL
NIL
NIL
NIL
NIL
NIL
NIL
NIL
NIL
NIL
NIL
NIL
NIL
NIL
NIL
NIL
NIL
NIL
NIL
NIL
NIL
NIL
NIL
NIL
NIL
NIL
NIL
NIL
NIL
NIL
NIL
NIL
NIL
NIL
NIL
NIL
NIL
NIL
NIL
NIL
NIL
NIL
NIL
NIL
NIL
NIL
NIL
NIL
NIL
NIL
NIL
NIL
NIL
NIL
NIL
NIL
NIL
NIL
NIL
NIL
NIL
NIL
NIL
NIL
NIL
NIL
NIL
NIL
NIL
NIL
NIL
NIL
NIL
NIL
NIL
NIL
NIL
NIL
NIL
NIL
NIL
NIL
NIL
NIL
NIL
NIL
NIL
NIL
NIL
NIL
NIL
NIL
NIL
NIL
NIL
NIL
NIL
NIL
NIL
NIL
NIL
NIL
NIL
NIL
NIL
NIL
NIL
NIL
NIL
NIL
NIL
NIL
NIL
NIL
NIL
NIL
NIL
NIL
NIL
NIL
NIL
NIL
NIL
NIL
NIL
NIL
NIL
NIL
NIL
NIL
NIL
NIL
NIL
NIL
NIL
NIL
NIL
NIL
NIL
NIL
NIL
NIL
NIL
NIL
NIL
NIL
NIL
NIL
NIL
NIL
NIL
NIL
NIL
NIL
NIL
NIL
NIL
NIL
NIL
NIL
NIL
NIL
NIL
NIL
NIL
NIL
NIL
NIL
NIL
NIL
NIL
NIL
NIL
NIL
NIL
NIL
NIL
NIL
NIL
NIL
NIL
NIL
NIL
NIL
NIL
NIL
NIL
NIL
NIL
NIL
NIL
NIL
NIL
NIL
NIL
NIL
NIL
NIL
NIL
NIL
NIL
NIL
NIL
NIL
NIL
NIL
NIL
NIL
NIL
NIL
NIL
NIL
NIL
NIL
NIL
NIL
NIL
NIL
NIL
NIL
NIL
NIL
NIL
NIL
NIL
NIL
NIL
NIL
NIL
NIL
NIL
NIL
NIL
NIL
NIL
NIL
NIL
NIL
NIL
NIL
NIL
NIL
NIL
NIL
NIL
NIL
NIL
NIL
NIL
NIL
NIL
NIL
NIL
NIL
NIL
NIL
NIL
NIL
NIL
NIL
NIL
NIL
NIL
NIL
NIL
NIL
NIL
NIL
NIL
NIL
NIL
NIL
NIL
NIL
NIL
NIL
NIL
NIL
NIL
NIL
NIL
NIL
NIL
NIL
NIL
NIL
NIL
NIL
NIL
NIL
NIL
NIL
NIL
NIL
NIL
NIL
NIL
NIL
NIL
NIL
NIL
NIL
NIL
NIL
NIL
NIL
NIL
NIL
NIL
NIL
NIL
NIL
NIL
NIL
NIL
NIL
NIL
NIL
NIL
NIL
NIL
NIL
NIL
NIL
NIL
NIL
NIL
NIL
NIL
NIL
NIL
NIL
NIL
NIL
NIL
NIL
NIL
NIL
NIL
NIL
NIL
NIL
NIL
NIL
NIL
NIL
NIL
NIL
NIL
NIL
NIL
NIL
NIL
NIL
NIL
NIL
NIL
NIL
NIL
NIL
NIL
NIL
NIL
NIL
NIL
NIL
NIL
NIL
NIL
NIL
NIL
NIL
NIL
NIL
NIL
NIL
NIL
NIL
NIL
NIL
NIL
NIL
NIL
NIL
NIL
NIL
NIL
NIL
NIL
NIL
NIL
NIL
NIL
NIL
NIL
NIL
NIL
NIL
NIL
NIL
NIL
NIL
NIL
NIL
NIL
NIL
NIL
NIL
NIL
NIL
NIL
NIL
NIL
NIL
NIL
NIL
NIL
NIL
NIL
NIL
NIL
NIL
NIL
NIL
NIL
NIL
NIL
NIL
NIL
NIL
NIL
NIL
NIL
NIL
NIL
NIL
NIL
NIL
NIL
NIL
NIL
NIL
NIL
NIL
NIL
NIL
NIL
NIL
NIL
NIL
NIL
NIL
NIL
NIL
NIL
NIL
NIL
NIL
NIL
NIL
NIL
NIL
NIL
NIL
NIL
NIL
NIL
NIL
NIL
NIL
NIL
NIL
NIL
NIL
NIL
NIL
NIL
NIL
NIL
NIL
NIL
NIL
NIL
NIL
NIL
NIL
NIL
NIL
NIL
NIL
NIL
NIL
NIL
NIL
NIL
NIL
NIL
NIL
NIL
NIL
NIL
NIL
NIL
NIL
NIL
NIL
NIL
NIL
NIL
NIL
NIL
NIL
NIL
NIL
NIL
NIL
NIL
NIL
NIL
NIL
NIL
NIL
NIL
NIL
NIL
NIL
NIL
NIL
NIL
NIL
NIL
NIL
NIL
NIL
NIL
NIL
NIL
NIL
NIL
NIL
NIL
NIL
NIL
NIL
NIL
NIL
NIL
NIL
NIL
NIL
NIL
NIL
NIL
NIL
NIL
NIL
NIL
NIL
NIL
NIL
NIL
NIL
NIL
NIL
NIL
NIL
NIL
NIL
NIL
NIL
NIL
NIL
NIL
NIL
NIL
NIL
NIL
NIL
NIL
NIL
NIL
NIL
NIL
NIL
NIL
NIL
NIL
NIL
NIL
NIL
NIL
NIL
NIL
NIL
NIL
NIL
NIL
NIL
NIL
NIL
NIL
NIL
NIL
NIL
NIL
NIL
NIL
NIL
NIL
NIL
NIL
NIL
NIL
NIL
NIL
NIL
NIL
NIL
NIL
NIL
NIL
NIL
NIL
NIL
NIL
NIL
NIL
NIL
NIL
NIL
NIL
NIL
NIL
NIL
NIL
NIL
NIL
NIL
NIL
NIL
NIL
NIL
NIL
NIL
NIL
NIL
NIL
NIL
NIL
NIL
NIL
NIL
NIL
NIL
NIL
NIL
NIL
NIL
NIL
NIL
NIL
NIL
NIL
NIL
NIL
NIL
NIL
NIL
NIL
NIL
NIL
NIL
NIL
NIL
NIL
NIL
NIL
NIL
NIL
NIL
NIL
NIL
NIL
NIL
NIL
NIL
NIL
NIL
NIL
NIL
NIL
NIL
NIL
NIL
NIL
NIL
NIL
NIL
NIL
NIL
NIL
NIL
NIL
NIL
NIL
NIL
NIL
NIL
NIL
NIL
NIL
NIL
NIL
NIL
NIL
NIL
NIL
NIL
NIL
NIL
NIL
NIL
NIL
NIL
NIL
NIL
NIL
NIL
NIL
NIL
NIL
NIL
NIL
NIL
NIL
NIL
NIL
NIL
NIL
NIL
NIL
NIL
NIL
NIL
NIL
NIL
NIL
NIL
NIL
NIL
NIL
NIL
NIL
NIL
NIL
NIL
NIL
NIL
NIL
NIL
NIL
NIL
NIL
NIL
NIL
NIL
NIL
NIL
NIL
NIL
NIL
NIL
NIL
NIL
NIL
NIL
NIL
NIL
NIL
NIL
NIL
NIL
NIL
NIL
NIL
NIL
NIL
NIL
NIL
NIL
NIL
NIL
NIL
NIL
NIL
NIL
NIL
NIL
NIL
NIL
NIL
NIL
NIL
NIL
NIL
NIL
NIL
NIL
NIL
NIL
NIL
NIL
NIL
NIL
NIL
NIL
NIL
NIL
NIL
NIL
NIL
NIL
NIL
NIL
NIL
NIL
NIL
NIL
NIL
NIL
NIL
NIL
NIL
NIL
NIL
NIL
NIL
NIL
NIL
NIL
NIL
NIL
NIL
NIL
NIL
NIL
NIL
NIL
NIL
NIL
NIL
NIL
NIL
NIL
NIL
NIL
NIL
NIL
NIL
NIL
NIL
NIL
NIL
NIL
NIL
NIL
NIL
NIL
NIL
NIL
NIL
NIL
NIL
NIL
NIL
NIL
NIL
NIL
NIL
NIL
NIL
NIL
NIL
NIL
NIL
NIL
NIL
NIL
NIL
NIL
NIL
NIL
NIL
NIL
NIL
NIL
NIL
NIL
NIL
NIL
NIL
NIL
NIL
NIL
NIL
NIL
NIL
NIL
NIL
NIL
NIL
NIL
NIL
NIL
NIL
NIL
NIL
NIL
NIL
NIL
NIL
NIL
NIL
NIL
NIL
NIL
NIL
NIL
NIL
NIL
NIL
NIL
NIL
NIL
NIL
NIL
NIL
NIL
NIL
NIL
NIL
NIL
NIL
NIL
NIL
NIL
NIL
NIL
NIL
NIL
NIL
NIL
NIL
NIL
NIL
NIL
NIL
NIL
NIL
NIL
NIL
NIL
NIL
NIL
NIL
NIL
NIL
NIL
NIL
NIL
NIL
NIL
NIL
NIL
NIL
NIL
NIL
NIL
NIL
NIL
NIL
NIL
NIL
NIL
NIL
NIL
NIL
NIL
NIL
NIL
NIL
NIL
NIL
NIL
NIL
NIL
NIL
NIL
NIL
NIL
NIL
NIL
NIL
NIL
NIL
NIL
NIL
NIL
NIL
NIL
NIL
NIL
NIL
NIL
NIL
NIL
NIL
NIL
NIL
NIL
NIL
NIL
NIL
NIL
NIL
NIL
NIL
NIL
NIL
NIL
NIL
NIL
NIL
NIL
NIL
NIL
NIL
NIL
NIL
NIL
NIL
NIL
NIL
NIL
NIL
NIL
NIL
NIL
NIL
NIL
NIL
NIL
NIL
NIL
NIL
NIL
NIL
NIL
NIL
NIL
NIL
NIL
NIL
NIL
NIL
NIL
NIL
NIL
NIL
NIL
NIL
NIL
NIL
NIL
NIL
NIL
NIL
NIL
NIL
NIL
NIL
NIL
NIL
NIL
NIL
NIL
NIL
NIL
NIL
NIL
NIL
NIL
NIL
NIL
NIL
NIL
NIL
NIL
NIL
NIL
NIL
NIL
NIL
NIL
NIL
NIL
NIL
NIL
NIL
NIL
NIL
NIL
NIL
NIL
NIL
NIL
NIL
NIL
NIL
NIL
NIL
NIL
NIL
NIL
NIL
NIL
NIL
NIL
NIL
NIL
NIL
NIL
NIL
NIL
NIL
NIL
NIL
NIL
NIL
NIL
NIL
NIL
NIL
NIL
NIL
NIL
NIL
NIL
NIL
NIL
NIL
NIL
NIL
NIL
NIL
NIL
NIL
NIL
NIL
NIL
NIL
NIL
NIL
NIL
NIL
NIL
NIL
NIL
NIL
NIL
NIL
NIL
NIL
NIL
NIL
NIL
NIL
NIL
NIL
NIL
NIL
NIL
NIL
NIL
NIL
NIL
NIL
NIL
NIL
NIL
NIL
NIL
NIL
NIL
NIL
NIL
NIL
NIL
NIL
NIL
NIL
NIL
NIL
NIL
NIL
NIL
NIL
NIL
NIL
NIL
NIL
NIL
NIL
NIL
NIL
NIL
NIL
NIL
NIL
NIL
NIL
NIL
NIL
NIL
NIL
NIL
NIL
NIL
NIL
NIL
NIL
NIL
NIL
NIL
NIL
NIL
NIL
NIL
NIL
NIL
NIL
NIL
NIL
NIL
NIL
NIL
NIL
NIL
NIL
NIL
NIL
NIL
NIL
NIL
NIL
NIL
NIL
NIL
NIL
NIL
NIL
NIL
NIL
NIL
NIL
NIL
NIL
NIL
NIL
NIL
NIL
NIL
NIL
NIL
NIL
NIL
NIL
NIL
NIL
NIL
NIL
NIL
NIL
NIL
NIL
NIL
NIL
NIL
NIL
NIL
NIL
NIL
NIL
NIL
NIL
NIL
NIL
NIL
NIL
NIL
NIL
NIL
NIL
NIL
NIL
NIL
NIL
NIL
NIL
NIL
NIL
NIL
NIL
NIL
NIL
NIL
NIL
NIL
NIL
NIL
NIL
NIL
NIL
NIL
NIL
NIL
NIL
NIL
NIL
NIL
NIL
NIL
NIL
NIL
NIL
NIL
NIL
NIL
NIL
NIL
NIL
NIL
NIL
NIL
NIL
NIL
NIL
NIL
NIL
NIL
NIL
NIL
NIL
NIL
NIL
NIL
NIL
NIL
NIL
NIL
NIL
NIL
NIL
NIL
NIL
NIL
NIL
NIL
NIL
NIL
NIL
NIL
NIL
NIL
NIL
NIL
NIL
NIL
NIL
NIL
NIL
NIL
NIL
NIL
NIL
NIL
NIL
NIL
NIL
NIL
NIL
NIL
NIL
NIL
NIL
NIL
NIL
NIL
NIL
NIL
NIL
NIL
NIL
NIL
NIL
NIL
NIL
NIL
NIL
NIL
NIL
NIL
NIL
NIL
NIL
NIL
NIL
NIL
NIL
NIL
NIL
NIL
NIL
NIL
NIL
NIL
NIL
NIL
NIL
NIL
NIL
NIL
NIL
NIL
NIL
NIL
NIL
NIL
NIL
NIL
NIL
NIL
NIL
NIL
NIL
NIL
NIL
NIL
NIL
NIL
NIL
NIL
NIL
NIL
NIL
NIL
NIL
NIL
NIL
NIL
NIL
NIL
NIL
NIL
NIL
NIL
NIL
NIL
NIL
NIL
NIL
NIL
NIL
NIL
NIL
NIL
NIL
NIL
NIL
NIL
NIL
NIL
NIL
NIL
NIL
NIL
NIL
NIL
NIL
NIL
NIL
NIL
NIL
NIL
NIL
NIL
NIL
NIL
NIL
NIL
NIL
NIL
NIL
NIL
NIL
NIL
NIL
NIL
NIL
NIL
NIL
NIL
NIL
NIL
NIL
NIL
NIL
NIL
NIL
NIL
NIL
NIL
NIL
NIL
NIL
NIL
NIL
NIL
NIL
NIL
NIL
NIL
NIL
NIL
NIL
NIL
NIL
NIL
NIL
NIL
NIL
NIL
NIL
NIL
NIL
NIL
NIL
NIL
NIL
NIL
NIL
NIL
NIL
NIL
NIL
NIL
NIL
NIL
NIL
NIL
NIL
NIL
NIL
NIL
NIL
NIL
NIL
NIL
NIL
NIL
NIL
NIL
NIL
NIL
NIL
NIL
NIL
NIL
NIL
NIL
NIL
NIL
NIL
NIL
NIL
NIL
NIL
NIL
NIL
NIL
NIL
NIL
NIL
NIL
NIL
NIL
NIL
NIL
NIL
NIL
NIL
NIL
NIL
NIL
NIL
NIL
NIL
NIL
NIL
NIL
NIL
NIL
NIL
NIL
NIL
NIL
NIL
NIL
NIL
NIL
NIL
NIL
NIL
NIL
NIL
NIL
NIL
NIL
NIL
NIL
NIL
NIL
NIL
NIL
NIL
NIL
NIL
NIL
NIL
NIL
NIL
NIL
NIL
NIL
NIL
NIL
NIL
NIL
NIL
NIL
NIL
NIL
NIL
NIL
NIL
NIL
NIL
NIL
NIL
NIL
NIL
NIL
NIL
NIL
NIL
NIL
NIL
NIL
NIL
NIL
NIL
NIL
NIL
NIL
NIL
NIL
NIL
NIL
NIL
NIL
NIL
NIL
NIL
NIL
NIL
NIL
NIL
NIL
NIL
NIL
NIL
NIL
NIL
NIL
NIL
NIL
NIL
NIL
NIL
NIL
NIL
NIL
NIL
NIL
NIL
NIL
NIL
NIL
NIL
NIL
NIL
NIL
NIL
NIL
NIL
NIL
NIL
NIL
NIL
NIL
NIL
NIL
NIL
NIL
NIL
NIL
NIL
NIL
NIL
NIL
NIL
NIL
NIL
NIL
NIL
NIL
NIL
NIL
NIL
NIL
NIL
NIL
NIL
NIL
NIL
NIL
NIL
NIL
NIL
NIL
NIL
NIL
NIL
NIL
NIL
NIL
NIL
NIL
NIL
NIL
NIL
NIL
NIL
NIL
NIL
NIL
NIL
NIL
NIL
NIL
NIL
NIL
NIL
NIL
NIL
NIL
NIL
NIL
NIL
NIL
NIL
NIL
NIL
NIL
NIL
NIL
NIL
NIL
NIL
NIL
NIL
NIL
NIL
NIL
NIL
NIL
NIL
NIL
NIL
NIL
NIL
NIL
NIL
NIL
NIL
NIL
NIL
NIL
NIL
NIL
NIL
NIL
NIL
NIL
NIL
NIL
NIL
NIL
NIL
NIL
NIL
NIL
NIL
NIL
NIL
NIL
NIL
NIL
NIL
NIL
NIL
NIL
NIL
NIL
NIL
NIL
NIL
NIL
NIL
NIL
NIL
NIL
NIL
NIL
NIL
NIL
NIL
NIL
NIL
NIL
NIL
NIL
NIL
NIL
NIL
NIL
NIL
NIL
NIL
NIL
NIL
NIL
NIL
NIL
NIL
NIL
NIL
NIL
NIL
NIL
NIL
NIL
NIL
NIL
NIL
NIL
NIL
NIL
NIL
NIL
NIL
NIL
NIL
NIL
NIL
NIL
NIL
NIL
NIL
NIL
NIL
NIL
NIL
NIL
NIL
NIL
NIL
NIL
NIL
NIL
NIL
NIL
NIL
NIL
NIL
NIL
NIL
NIL
NIL
NIL
NIL
NIL
NIL
NIL
NIL
NIL
NIL
NIL
NIL
NIL
NIL
NIL
NIL
NIL
NIL
NIL
NIL
NIL
NIL
NIL
NIL
NIL
NIL
NIL
NIL
NIL
NIL
NIL
NIL
NIL
NIL
NIL
NIL
NIL
NIL
NIL
NIL
NIL
NIL
NIL
NIL
NIL
NIL
NIL
NIL
NIL
NIL
NIL
NIL
NIL
NIL
NIL
NIL
NIL
NIL
NIL
NIL
NIL
NIL
NIL
NIL
NIL
NIL
NIL
NIL
NIL
NIL
NIL
NIL
NIL
NIL
NIL
NIL
NIL
NIL
NIL
NIL
NIL
NIL
NIL
NIL
NIL
NIL
NIL
NIL
NIL
NIL
NIL
NIL
NIL
NIL
NIL
NIL
NIL
NIL
NIL
NIL
NIL
NIL
NIL
NIL
NIL
NIL
NIL
NIL
NIL
NIL
NIL
NIL
NIL
NIL
NIL
NIL
NIL
NIL
NIL
NIL
NIL
NIL
NIL
NIL
NIL
NIL
NIL
NIL
NIL
NIL
NIL
NIL
NIL
NIL
NIL
NIL
NIL
NIL
NIL
NIL
NIL
NIL
NIL
NIL
NIL
NIL
NIL
NIL
NIL
NIL
NIL
NIL
NIL
NIL
NIL
NIL
NIL
NIL
NIL
NIL
NIL
NIL
NIL
NIL
NIL
NIL
NIL
NIL
NIL
NIL
NIL
NIL
NIL
NIL
NIL
NIL
NIL
NIL
NIL
NIL
NIL
NIL
NIL
NIL
NIL
NIL
NIL
NIL
NIL
NIL
NIL
NIL
NIL
NIL
NIL
NIL
NIL
NIL
NIL
NIL
NIL
NIL
NIL
NIL
NIL
NIL
NIL
NIL
NIL
NIL
NIL
NIL
NIL
NIL
NIL
NIL
NIL
NIL
NIL
NIL
NIL
NIL
NIL
NIL
NIL
NIL
NIL
NIL
NIL
NIL
NIL
NIL
NIL
NIL
NIL
NIL
NIL
NIL
NIL
NIL
NIL
NIL
NIL
NIL
NIL
NIL
NIL
NIL
NIL
NIL
NIL
NIL
NIL
NIL
NIL
NIL
NIL
NIL
NIL
NIL
NIL
NIL
NIL
NIL
NIL
NIL
NIL
NIL
NIL
NIL
NIL
NIL
NIL
NIL
NIL
NIL
NIL
NIL
NIL
NIL
NIL
NIL
NIL
NIL
NIL
NIL
NIL
NIL
NIL
NIL
NIL
NIL
NIL
NIL
NIL
NIL
NIL
NIL
NIL
NIL
NIL
NIL
NIL
NIL
NIL
NIL
NIL
NIL
NIL
NIL
NIL
NIL
NIL
NIL
NIL
NIL
NIL
NIL
NIL
NIL
NIL
NIL
NIL
NIL
NIL
NIL
NIL
NIL
NIL
NIL
NIL
NIL
NIL
NIL
NIL
NIL
NIL
NIL
NIL
NIL
NIL
NIL
NIL
NIL
NIL
NIL
NIL
NIL
NIL
NIL
NIL
NIL
NIL
NIL
NIL
NIL