## Sheet1
Name of Circle/Zone:- 400KV ETC, Kashipur | [6 empty] | Name of Substation:- 400KV S/s, Kashipur
Name of Division:- 400KV O&M Division, Kashipur | [6 empty] | Month of February-2021
SR. No. | Item Code | Item Description | Unit | Quantity |  |  |  |  | Book Value | Book Value
|  |  |  | Useable | Unserviceable | Obsolete | Non-Moving | Scrap
1 | AA0A012001 | Weasel conductor (in pieces) | Km. | 2.9 | NIL |  | NIL |  |  | 0
2 | CC2C201006 | 10X2.5 mm Control Cable. | Mtr. | 234 |  |  |  |  | 202.5 | 47385
3 | CC2C201006 | 2.5X10C cable | mtr. | 322 |  |  |  |  | 50 | 16100
4 | CC0C001002 | Control cable 14X2.5sqmm | Km. | 0.84 |  |  |  |  | 695356.3 | 584099.292
5 | FF4F404003 | Nut bolt washer 16X40mm | Kg. | 129 |  |  |  |  | 206.5 | 26638.5
6 | HH4H405002 | 400KV male arm assembly | NO. | 3 |  |  |  |  | 68653.02 | 205959.06
7 | HH4H403001 | 400KV earth rod and fixed contact | Set | 2 |  |  |  |  | 50561.17 | 101122.34
8 | HH4H407001 | 400KV post insulator stack | Stack | 5 |  |  |  |  | 64993.8 | 324969
9 | HH5H501001 | 245KV earth rod and fixed contact | Set | 1 |  |  |  |  | 42852.53 | 42852.53
10 | HH5H505001 | 245KV post insulator stack | Stack | 4 |  |  |  |  | 48155.16 | 192620.64
11 | HH6H603001 | 145KV earth rod and fixed contact | Set | 1 |  |  |  |  | 35023.91 | 35023.91
12 | HH4H405002 | Male arm 400KV | Set | 2 |  |  |  |  | 71133.6 | 142267.2
13 | HH5H501001 | 245KV Earth rod | No. | 1 |  |  |  |  | 44397.6 | 44397.6
14 | II2I202001 | C-wedge clamp | No. | 31 |  |  |  |  | 3770.09 | 116872.79
15 | JJ1J103013 | Overhauling Kit 145KV CB for 3 pole | No. | 1 |  |  |  |  | 100600 | 100600
16 | JJ1J103001 | Trip coil 220Volt DC | No. | 2 |  |  |  |  | 8026.45 | 16052.9
17 | KK0K001001 | 390KV Surge Arrestor with insulating base and terminal connector but without surge monitor | No. | 1 |  |  |  |  | 0 | 0
18 | KK0K002001 | 216KV Surge Arrestor with insulating base and terminal connector but without surge monitor (incomplete) | No. | 1 |  |  |  |  | 0 | 0
19 | KK0K003001 | 120KV Surge Arrestor with insulating base and terminal connector but without surge monitor (incomplete) | No. | 1 |  |  |  |  | 0 | 0
20 | KK0K003001 | 132KV L.A. terminal | No. | 34 |  |  |  |  | 1293.75 | 43987.5
21 | KK0K001001 | 390KV Surge Arrestor complete with surge counter | No. | 2 |  |  |  |  | 180000 | 360000
22 | MM0M003003 | Under Voltage Relay For 160 MVA Transformer (110 V) | No. | 1 |  |  |  |  | 0 | 0
23 | MM0M038001 | Over Voltage Protection Relay with Timers (Stage-1 & Stage-2) RXEG-21 | No. | 1 |  |  |  |  | 0 | 0
24 | MM0M024001 | Breakup for Protection Relay with 2 O/C AND 1E/F Element (CDD O/C2) | Set | 1 |  |  |  |  | 0 | 0
25 | MM0M027001 | Over Fluxing Relay | Set | 1 |  |  |  |  | 0 | 0
26 | MM0M050001 | CVT Fuse Failure Relay | Set | 1 |  |  |  |  | 0 | 0
27 | MM4M422001 | Coupling Device | Set | 1 |  |  |  |  | 0 | 0
28 | MM4M423001 | Dummy Load | No. | 1 |  |  |  |  | 0 | 0
29 | VV6V601001 | 400KV Current Transformer | No. | 1 |  |  |  |  | 0 | 0
30 | VV6V601001 | 400KV CT 2000/1000/ 1 Amp. | No. | 3 |  |  |  |  | 783150 | 2349450
31 | VV6V602003 | 245KV C.T. 1000/500/1 Amp. | No. | 1 |  |  |  |  | 471025 | 471025
32 | VV2V204001 | Terminal connector 420KV HV bushing. | No. | 5 |  |  |  |  | 3232.48 | 16162.4
33 | VV2V204002 | Terminal connector 245KV LV bushing. | No. | 3 |  |  |  |  | 3126.92 | 9380.76
34 | VV2V204007 | Terminal connector 245KV HV bushing. | No. | 4 |  |  |  |  | 3129.19 | 12516.76
35 | VV2V204008 | Terminal connector 145KV LV bushing. | No. | 3 |  |  |  |  | 1810.32 | 5430.96
36 | VV4V402001 | WTI | No. | 2 |  |  |  |  | 64762.5 | 129525
37 | VV4V401001 | OTI | No. | 2 |  |  |  |  | 64762.5 | 129525
38 | VV3V302003 | Bucholz Relay | No. | 1 |  |  |  |  | 0 | 0
39 | VV4V401001 | Oil tempreature indicator | No. | 1 |  |  |  |  | 22933.5 | 22933.5
40 | OI | 5 HP Motor Without Name Plate | No. | 1 |  |  |  |  | 0 | 0
41 | OI | Pipe Type Earthing (Earthing Set Complete,Earth Plate,Earthing Plate Small) | Set | 4 |  |  |  |  | 0 | 0
42 | OI | Earthing Rods 2500 X 20 mm | No. | 16 |  |  |  |  | 0 | 0
43 | OI | Motor with Gear Assembly & Bevel Gear Assembly | Set | 1 |  |  |  |  | 0 | 0
44 | OI | Restricted Earthfault Protection Relay with non linear resistor (RADHA) | No. | 1 |  |  |  |  | 0 | 0
45 | OI | Dry Uncharged Cells for 50 V | No. | 2 |  |  |  |  | 0 | 0
46 | OI | Bushing with Metal Parts(1 No. of each voltage rating) | Set | 1 |  |  |  |  | 0 | 0
47 | OI | Bucholz Relay | No. | 1 |  |  |  |  | 0 | 0
48 | OI | HV Line Bushing 420 KV,800A | No. | 1 |  |  |  |  | 0 | 0
49 | OI | LV Bushing 245 KV,1250 A | No. | 1 |  |  |  |  | 0 | 0
50 | OI | 52 KV Bushing 3150 A | No. | 1 |  |  |  |  | 0 | 0
51 | OI | 36 KV ,800 A Bushing | No. | 1 |  |  |  |  | 0 | 0
52 | OI | In Line Oil Pump 05100691 & 05100692 | No. | 2 |  |  |  |  | 0 | 0
53 | OI | Magnetic Oil Level Guage with Arm | No. | 1 |  |  |  |  | 0 | 0
54 | OI | Auxiliary Transformer | No. | 1 |  |  |  |  | 0 | 0
55 | OI | 400KV Double Tension Fitting with Double Anchoring point and complete with all hardware accessories viz. tension clamps, d-shackles, corona ring etc. suitable for twin moose ACSR Conductor with sub-conductor spacing of 450mm | [7 empty] | 0
|  | (a) Without turn buckle | No. | 2 |  |  |  |  | 0 | 0
56 | OI | 400KV Double Tension fitting with double anchoring point with all hardware accessories viz. tension clamp, d-shackle, corona ring etc. suitable for quad moose ACSR conductor with sub-conductor spacing of 450mm | [7 empty] | 0
|  | (a) Without turn buckle | No. | 1 |  |  |  |  | 0 | 0
|  | (b) With turn buckle | No. | 1 |  |  |  |  | 0 | 0
57 | OI | 400KV Single suspension fitting, hardware with single anchoring point and complete with all hardware accessories with suspension clamp, d-shackle, corona ring etc. suitable for twin ACSR Moose conductor with sub-conductor spacing of 450mm | [7 empty] | 0
|  | (a) With thorough type suspension clamp | No. | 1 |  |  |  |  | 0 | 0
|  | (b) With drop type clamp | No. | 2 |  |  |  |  | 0 | 0
58 | OI | Conductor with sub-conductor spacing of 450mm suitable for horizontal / vertical (universal) take off 4S404 | No. | 2 |  |  |  |  | 0 | 0
59 | OI | 4" Alumn. Tube 5mtr. Length 8 Pcs. | Mtr. | 40 |  |  |  |  | 0 | 0
60 | OI | 650mm long welding sleeves for Alumn. Tube 4S414 | No. | 3 |  |  |  |  | 0 | 0
61 | OI | 245KV Solid core post insulators for isolators (3 Nos. Top short) | No. | 4 |  |  |  |  | 0 | 0
62 | OI | 220KV Double Tension Fitting with double anchoring point and complete with all hardware accessories viz. tension clamp, d-shackle, corana ring etc. suitable for twin ACSR Moose Conductor with sub-condutor spacing of 250mm | [7 empty] | 0
|  | (a) With turn buckle | No. | 2 |  |  |  |  | 0 | 0
|  | (b) Without turn buckle | No. | 2 |  |  |  |  | 0 | 0
63 | OI | 220KV Double Tension Fitting with double anchoring point and complete with all hardware accessories viz. tension clamp, d-shackle, corana ring etc. suitable for quad moose Conductor with sub-condutor spacing of 250mm | [7 empty] | 0
|  | (a) With turn buckle | No. | 2 |  |  |  |  | 0 | 0
|  | (b) Without turn buckle | No. | 2 |  |  |  |  | 0 | 0
64 | OI | 220KV Single suspension insulator hardware with single anchoring point and complete with all hardware accessories viz. suspension clamp, d-shackle, corona ring etc. suitable for twin ACSR Moose Conductor with sub-conductor spacing of 250mm | [7 empty] | 0
|  | (a) With thorough type suspension clamp | No. | 1 |  |  |  |  | 0 | 0
|  | (b) With drop type suspension clamp | No. | 1 |  |  |  |  | 0 | 0
65 | OI | Flexible type spacer clamp to suit twin moose ACSR conductor with 250mm sub-conductor spacing 2S211 | No. | 13 |  |  |  |  | 0 | 0
66 | OI | Insulator hardware with double anchoring point and complete with all hardware accessories viz. tension clamp, d-shackle etc. suitable for single ACSR Moose Conductor | [7 empty] | 0
|  | (a) With turn buckle (Per Conductor) | No. | 1 |  |  |  |  | 0 | 0
|  | (b) Without turn buckle (Per Conductor) | No. | 1 |  |  |  |  | 0 | 0
67 | OI | 132KV Double Tension Insulator hardware with double anchoring point and complete with all hardware accessories viz. tension clamp, d-shackle etc. suitable for twin ACSR moose conductor with sub-conductor spacing of 250mm | [7 empty] | 0
|  | (a) With turn buckle (Per Conductor) | No. | 1 |  |  |  |  | 0 | 0
|  | (b) Without turn buckle (Per Conductor) | No. | 1 |  |  |  |  | 0 | 0
68 | OI | 132KV Single Suspension Insulator hardware with single anchoring point and complete with all hardware accessories viz. tension clamp, d-shackle etc. suitable for single ACSR moose conductor | [7 empty] | 0
|  | (a) With thorough type suspension clamp | No. | 1 |  |  |  |  | 0 | 0
|  | (b) With drop type clamp | No. | 1 |  |  |  |  | 0 | 0
69 | OI | 145KV C.V.T. | No. | 1 |  |  |  |  | 0 | 0
70 | OI | 220V A.C. Relay 3C/OMPC (PLA Make) | No. | 1 |  |  |  |  | 0 | 0
71 | OI | 240V D.C. Relay 3C/OMPC (PLA Make) | No. | 1 |  |  |  |  | 0 | 0
72 | OI | 132KV terminal connector to suit for ACSR moose on C.T. & CVT | No. | 17 |  |  |  |  | 2265.45 | 38512.65
73 | OI | 420/215 KV system terminal connector to suit twin moose ACSR on CT | No. | 3 |  |  |  |  | 8512.5 | 25537.5
74 | OI | 420/215 KV system terminal connector to suit twin moose ACSR on CVT | No. | 20 |  |  |  |  | 4522.56 | 90451.2
75 | OI | Multifunction Timer for 132KV CB. | No. | 9 |  |  |  |  | 6810 | 61290
76 | OI | 400KV LA with surge counter. | No. | 1 |  |  |  |  | 230350.52 | 230350.52
77 | OI | 220KV LA with surge counter. | No. | 3 |  |  |  |  | 207315.47 | 621946.41
78 | OI | Single suspension fitting to suit for ACSR moose. | No. | 11 |  |  |  |  | 5731.75 | 63049.25
79 | OI | CVT connecter to suit for ACSR zebra / moose. | No. | 12 |  |  |  |  | 1816 | 21792
80 | OI | Double suspension fitting for twin moose. | No. | 7 |  |  |  |  | 15759.4 | 110315.8
81 | OI | M.S. round 40mm Dia | MT. | 16.65 |  |  |  |  | 79251.38 | 1319535.477
82 | OI | 245KV Connector 4" Al. Tube to ACSR Moose. | No. | 8 |  |  |  |  | 3516.23 | 28129.84
83 | OI | 245KV Connector 4" Al. Tube to Isolator. | No. | 7 |  |  |  |  | 2551.48 | 17860.36
84 | OI | 245KV Connector Twin moose to Isolator. | No. | 9 |  |  |  |  | 3002.07 | 27018.63
85 | OI | 245KV Connector for ACSR Moose. | No. | 8 |  |  |  |  | 2947.56 | 23580.48
86 | OI | 24 Core 2.5mm control cable. | mtr. | 60 |  |  |  |  | 1304.1 | 78246
87 | OI | Terminal connector for Nuetral bushing. | No. | 4 |  |  |  |  | 1759.25 | 7037
88 | OI | 245KV connector Al tube to isolator (2500A) | No. | 4 |  |  |  |  | 9477.25 | 37909
89 | OI | 245KV connector Al tube to isolator (1600A) | No. | 3 |  |  |  |  | 10215 | 30645
90 | OI | 245KV connector Al tube to CB | No. | 2 |  |  |  |  | 9477.25 | 18954.5
91 | OI | 245KV connector Al tube to CT | No. | 1 |  |  |  |  | 10669 | 10669
92 | OI | Clamp 4" AL tube to BPI | NO. | 3 |  |  |  |  | 1613.97 | 4841.91
93 | OI | 245KV isolator clamp(2500A) | NO. | 5 |  |  |  |  | 2605.96 | 13029.8
94 | OI | 245KV isolator clamp(1600A) | NO. | 3 |  |  |  |  | 4369.75 | 13109.25
95 | OI | 245KV clamp AL tube to Breaker | NO. | 2 |  |  |  |  | 4644.42 | 9288.84
96 | OI | 245KV clamp AL tube to isolator | NO. | 1 |  |  |  |  | 2154.23 | 2154.23
97 | OI | 245KV clamp CT to wave trap | NO. | 1 |  |  |  |  | 4869.15 | 4869.15
98 | OI | 2450KV CVT clamp | NO. | 2 |  |  |  |  | 3288 | 6576
99 | OI | 245KV Twin moose clamp | NO. | 6 |  |  |  |  | 4535.46 | 27212.76
100 | OI | 400KV female arm assembly | NO. | 2 |  |  |  |  | 68653.02 | 137306.04
101 | OI | 145KV post insulator stack | Stack | 2 |  |  |  |  | 33460.49 | 66920.98
102 | OI | 400KV Terminal Connector moose to moose | NO. | 2 |  |  |  |  | 3847.65 | 7695.3
103 | OI | 400KVRigid spacers 450mm | NO. | 13 |  |  |  |  | 1242.82 | 16156.66
104 | OI | 400KV universal terminal connector twin moose to isolator | NO. | 3 |  |  |  |  | 9080 | 27240
105 | OI | 400KV Rigid terminal connector 4" AL tube to CT | NO. | 3 |  |  |  |  | 6806.59 | 20419.77
106 | OI | 400KV universal terminal connector twin moose to LA | NO. | 3 |  |  |  |  | 8732.69 | 26198.07
107 | OI | 400KV expen.terminal connector 4" AL tube to CB | NO. | 3 |  |  |  |  | 10550.96 | 31652.88
108 | OI | 400KV expen.terminal connector 4" AL tube to isolator | NO. | 3 |  |  |  |  | 11004.96 | 33014.88
109 | OI | 400KV rigid terminal connector 4" AL tube to isolator | NO. | 3 |  |  |  |  | 6687.42 | 20062.26
110 | OI | Inter terminal connector 4" AL tube to twin moose | NO. | 3 |  |  |  |  | 8853 | 26559
111 | OI | 245KV, 2000A male finger set (PR Engg.make) | No. | 1 |  |  |  |  | 11009.5 | 11009.5
112 | OI | 245KV, 2000A female finger set (PR Engg.make) | No. | 1 |  |  |  |  | 11009.5 | 11009.5
113 | OI | 245KV, 2000A male arm (PR Engg.make) | No. | 3 |  |  |  |  | 7377.5 | 22132.5
114 | OI | 245KV, 2000A female arm (PR Engg.make) | No. | 3 |  |  |  |  | 7945 | 23835
115 | OI | Discharge Counter | No. | 6 |  |  |  |  | 11066.2 | 66397.2
116 | OI | Female Blade 220 Isolator | No. | 1 |  |  |  |  | 36009 | 36009
117 | OI | 400KV Terminal Connector CT | No. | 5 |  |  |  |  | 4408.25 | 22041.25
118 | OI | 245KV Terminal connector CT | No. | 1 |  |  |  |  | 4539.92 | 4539.92
119 | OI | 132KV Terminal connector CB | No. | 10 |  |  |  |  | 3114.4 | 31144
120 | OI | Flexibel copper bond | No. | 46 |  |  |  |  | 1614.44 | 74264.24
121 | OI | Set of Gaskets | No. | 2 |  |  |  |  | 97143.75 | 194287.5
122 | OI | Buchholz relay with gas collection device | No. | 2 |  |  |  |  | 29143.12 | 58286.24
123 | OI | Expansion bellow 200N.B | No. | 2 |  |  |  |  | 14571.56 | 29143.12
124 | OI | Expansion bellow 80N.B | No. | 2 |  |  |  |  | 6476.25 | 12952.5
125 | OI | Landing valve 80mm | No. | 1 |  |  |  |  | 13584.24 | 13584.24
126 | OI | 145KV outdoor 1000/500/1 A CT (Heptacare) | No. | 1 |  |  |  |  | 171750 | 171750
127 | OI | Universal connector 245KV quard moose | No. | 8 |  |  |  |  | 14140.75 | 113126
128 | OI | Rigid 4" Al. to isolator clamp | No. | 6 |  |  |  |  | 11152.3 | 66913.8
129 | OI | T-clamp moose | No. | 24 |  |  |  |  | 1419.8 | 34075.2
130 | OI | Nut bolt washer 16X50mm | Kg. | 18 |  |  |  |  | 210.04 | 3780.72
131 | OI | Lead screw gear | Set | 2 |  |  |  |  | 37440 | 74880
132 | OI | Female arm 400KV | Set | 2 |  |  |  |  | 71133.6 | 142267.2
133 | OI | Male arm 245KV, 1600A | Set | 1 |  |  |  |  | 56107.2 | 56107.2
134 | OI | Female arm 245KV, 1600A | Set | 1 |  |  |  |  | 56107.2 | 56107.2
135 | OI | Male arm 245KV, 2500A | Set | 3 |  |  |  |  | 71133.6 | 213400.8
136 | OI | Female arm 245KV, 2500A | Set | 3 |  |  |  |  | 71133.6 | 213400.8
137 | OI | Male arm 145KV | Set | 1 |  |  |  |  | 47545.2 | 47545.2
138 | OI | 400KV counter balance spring | No. | 6 |  |  |  |  | 2808 | 16848
139 | OI | 245KV counter balance spring | No. | 3 |  |  |  |  | 2808 | 8424
140 | OI | 145KV counter balance spring | No. | 6 |  |  |  |  | 2808 | 16848
141 | OI | 245KV, 2500A copper segment cup | No. | 6 |  |  |  |  | 28080 | 168480
142 | OI | G.I.Flat 50X5mm | MT. | 1.7 |  |  |  |  | 90323.1 | 153549.27
143 | OI | G.I.Flat 75X12mm | MT. | 0.52 |  |  |  |  | 90323.48 | 46968.2096
144 | OI | 245KV twin CT connector | NO. | 6 |  |  |  |  | 19481.8 | 116890.8
145 | OI | Contactor 6Amp. | No. | 7 |  |  |  |  | 3876.3 | 27134.1
146 | OI | Through type clamp | No. | 19 |  |  |  |  | 1693.3 | 32172.7
147 | OI | Rigid clamp of isolator | No. | 7 |  |  |  |  | 5515.32 | 38607.24
148 | OI | Flexible clamp for isolator | No. | 5 |  |  |  |  | 6413.3 | 32066.5
149 | OI | 220KV isolator 3-Phase (G-Nandy) | No. | 3 |  |  |  |  | 370968.79 | 1112906.37
150 | OI | SF-6 gas | Kg. | 20 |  |  |  |  | 3846.8 | 76936
151 | OI | exp. Ter. connector 4" AL. tube to CB | No. | 2 |  |  |  |  | 11468.42 | 22936.84
152 | OI | exp. Ter. connector 4" AL. tube to isolator | No. | 2 |  |  |  |  | 11725.66 | 23451.32
153 | OI | Transformer oil (209 letre per berral) | Berral | 20 | [5 empty] | 0
154 | OI | 145KV C.T. 1000/500/1A | No. |  |  | 6 |  |  | 106280 | 637680
155 | OI | Main-I numerical distance relay REL-521 | No. |  |  | 2 |  |  | 52000 | 104000
156 | OI | (Deformation in metal base) 245KV C.T. 100/500/1A | No. |  |  | 2 |  |  | 182280 | 364560
157 | OI | 245kV CT (tank Buging) 1600/800/1A | No. |  |  | 4 |  |  | 164640 | 658560
158 | OI | 400KV circuit breaker | No. |  |  | 8 |  |  | 2340240 | 18721920
159 | OI | 245KV circuit breaker | No. |  |  | 8 |  |  | 1116220 | 8929760
160 | OI | 420KV isolator | No. |  |  | 5 |  |  | 703861 | 3519305
161 | OI | 245KV isolator | No. |  |  | 12 |  |  | 262774 | 3153288
162 | OI | 145KV isolator | No. |  |  | 8 |  |  | 172680 | 1381440
163 | OI | 390KV LA | No. |  |  | 15 |  |  | 223955 | 3359325
164 | OI | 196KV LA | No. |  |  | 18 |  |  | 85317 | 1535706
165 | OI | 120KV LA | No. |  |  | 21 |  |  | 59721 | 1254141
166 | OI | Empty SF-6 Gas Cylinder | Nos |  |  |  |  | 7 | 1500 | 10500
167 | OI | Iron Packing cage, FF Pipe | Kg. |  |  |  |  | 6000 | 18 | 108000
168 | OI | Empty Transformer Oil Drum Rusted | Nos |  |  |  |  | 130 | 20 | 2600
169 | OI | Aluminium scrap 400/220/132KV Isulator Arm | Nos |  |  |  |  | 24 | 300 | 7200
170 | OI | Lead acide battery T 800 P 2V. | No. |  |  |  |  | 8 | 35 | 280
171 | OI | Disk Insulator 70 KN | No. |  |  |  |  | 7 | 5 | 35
172 | OI | Molecular filter FOR SF6 Circuit Breaker | Set |  |  |  |  | 3 | 2 | 6
173 | OI | Contactor CA - 3 - 9C - 10, 220V DC | No. |  |  |  |  | 1 | 2 | 2
174 | OI | Operation Counter | No. |  |  |  |  | 2 | 1 | 2
175 | OI | Micro filter set | No. |  |  |  |  | 1 | 2 | 2
176 | OI | Rubber gas kit, O ring and sells complete | Set |  |  |  |  | 1 | 3 | 3
177 | OI | Molecular filter FOR SF6 Circuit Breaker | Set |  |  |  |  | 3 | 3 | 9
178 | OI | Auxiliary contact assembly | No. |  |  |  |  | 1 | 5 | 5
179 | OI | Operation counter | No. |  |  |  |  | 2 | 1 | 2
180 | OI | All types of coupling for SF6 gas | Set |  |  |  |  | 1 | 3 | 3
181 | OI | Rubber gas kit, O ring and sells complete | Set |  |  |  |  | 1 | 3 | 3
182 | OI | Molecular filter | Set |  |  |  |  | 3 | 2 | 6
183 | OI | Contactor 3 phase, 250V, 20Amp. | No. |  |  |  |  | 1 | 3 | 3
184 | OI | Operation Counter. | No. |  |  |  |  | 2 | 1 | 2
185 | OI | Auxiliary contact ( 1 No + 1 NC) | No. |  |  |  |  | 10 | 1 | 10
186 | OI | Auxiliary contact switch | No. |  |  |  |  | 3 | 3 | 9
187 | OI | Limit switch and auxiliary switch | Set |  |  |  |  | 1 | 2 | 2
188 | OI | Motor hosing varing assembly rusted | Set |  |  |  |  | 1 | 5 | 5
189 | OI | Auxiliary contact | No. |  |  |  |  | 1 | 1 | 1
190 | OI | MCB, 2 pole, 415/220V | No. |  |  |  |  | 1 | 2 | 2
191 | OI | MCB, 3 pole, 6 Amp. | No. |  |  |  |  | 1 | 2 | 2
192 | OI | MCB, 2 pole, 10 Amp. | No. |  |  |  |  | 1 | 2 | 2
193 | OI | Motor hosing assembly | Set |  |  |  |  | 1 | 5 | 5
194 | OI | Semaphore for isolator | No. |  |  |  |  | 2 | 2 | 4
195 | OI | Semaphore for earth switch | No. |  |  |  |  | 2 | 1 | 2
196 | OI | Filter capacitor | No. |  |  |  |  | 2 | 4 | 8
197 | OI | Potentio meter | No. |  |  |  |  | 2 | 10 | 20
198 | OI | Set of switches | Set |  |  |  |  | 2 | 3 | 6
199 | OI | Tap changer contact | Set |  |  |  |  | 2 | 20 | 40
200 | OI | Auxiliary contact set | Set |  |  |  |  | 1 | 3 | 3
201 | OI | 420KV surge counter | No. |  |  |  |  | 3 | 15 | 45
202 | OI | 245KV Surge counter | No. |  |  |  |  | 3 | 15 | 45
203 | OI | 145KV Surge Counter | No. |  |  |  |  | 3 | 15 | 45
204 | OI | Lead acid battery 900AH | No. |  |  |  |  | 1 | 35 | 35
205 | OI | Compressor | No. |  |  |  |  | 15 | 2000 | 30000
206 | OI | DC Isolator switch of specification RPM2410CM, 25Amp. 440V (KAYCEE Make) | No. |  |  |  |  | 1 | 180 | 180
207 | OI | Voltmeter Selector Switch for 400,220&132 KV | No. |  |  |  |  | 1 | 90 | 90
208 | OI | Set of Wound Resistor | Set |  |  |  |  | 2 | 10 | 20
209 | OI | Condensor Fan Motor | No. |  |  |  |  | 1 | 500 | 500
210 | OI | Lead acid battery 12 volt | No. |  |  |  |  | 10 | 250 | 2500
211 | OI | LZ 96 Distance Relay | No. |  |  |  |  | 2 | 2500 | 5000
212 |  | 400kV CVT | No |  |  |  |  | 1 | 264600 | 264600
213 | OI | Empty SF-6 Gas Cylinder (gas capacity 40 Kg.) | Kg. |  |  |  |  | 160 | 10 | 1600
214 | OI | Aluminium scrap 400/220/132KV Isulator Arm (400KV isolator arm) | Kg. |  |  |  |  | 140 | 15 | 2100
215 | OI | 145KV CT | Nos. |  |  |  |  | 1 | 52715 | 52715
216 | OI | Lead acide battery T 800 P 2V. | No. |  |  |  |  | 4 | 35 | 140
217 | OI | Lead acide battery T 900 P 2V. | No. |  |  |  |  | 2 | 35 | 70
218 | OI | Pole street light | Kg. |  |  |  |  | 136 | 2.5 | 340
P.P.Pant Neeraj Singh Negi Rakesh Bijalwan
J.E. A.E. E.E.
Stock of at 132 KV Substation Kashipur For the Month of Jan-2021
Sr No. | Item code | Item Description | Unit of Measurment (Nos./Km/Kg etc.) | Rate | Quantity of Material | [5 empty] | Total Qty | Amount
[5 empty] | Usable | Amt | Scrap | Amt | Obsolete | Amt
1 | FF4F402128 | M.S Rod 40 mm2 | MT | 20000 | 0.44 | 8800 |  | 0 |  | 0 | 0.44 | 8800
2 |  | Bracket for auxiliary Contact | No. | 15 |  | 0 |  | 0 | 1 | 15 | 1 | 15
3 |  | Fencing Angle | Kg. | 20 | 150 | 3000 |  | 0 |  | 0 | 150 | 3000
4 |  | Cup Spring | No. | 2 |  | 0 |  | 0 | 22 | 44 | 22 | 44
5 |  | Limit Switch | No. | 150 | 2 | 300 |  | 0 |  | 0 | 2 | 300
6 |  | Fixed Contact for 'BHEL' MOCB | No. | 150 |  | 0 |  | 0 | 5 | 750 | 5 | 750
7 | HH7H704001 | 33 KV Post Insulator for Cap Bank | No. | 300 | 12 | 3600 |  | 0 |  | 0 | 12 | 3600
8 |  | Series Reactor 6.6 KVA | No. | 200 |  | 0 | 2 | 400 |  | 0 | 2 | 400
9 |  | Male Contact for HEL BOCB | No. | 60 |  | 0 |  | 0 | 12 | 720 | 12 | 720
10 |  | 33 KV Pole Cap for 'BHEL' MOCB | No. | 250 |  | 0 |  | 0 | 1 | 250 | 1 | 250
11 |  | 33 KV PT/RVT (old used and rusted) | No. | 2000 |  | 0 | 5 | 10000 |  | 0 | 5 | 10000
12 |  | Universal Motor of Charging Motor for 33 KV MOCB | No. | 3500 |  | 0 |  | 0 | 1 | 3500 | 1 | 3500
13 |  | 33 KV CT 400/200/1A (old and used) | No. | 1000 |  | 0 | 1 | 1000 |  | 0 | 1 | 1000
14 |  | 33 KV Flange Collar for 'BHEL' MOCB | No. | 450 |  | 0 | 2 | 900 |  | 0 | 2 | 900
15 |  | 33 KV Ring Type CT, 200/100/1A(Prot.) | No. | 3500 |  | 0 | 3 | 10500 |  | 0 | 3 | 10500
16 |  | 33 KV Ring Type CT, 200/100/1A(Metering) | No. | 3500 |  | 0 | 2 | 7000 |  | 0 | 2 | 7000
17 |  | 33 KV Ring Type CT, 800/400/1A(Metering) | No. | 3500 |  | 0 | 4 | 14000 |  | 0 | 4 | 14000
18 |  | KWH Meter, 3X400/1A 132 KV/110V | No. | 250 |  | 0 |  | 0 | 7 | 1750 | 7 | 1750
19 |  | KWH Meter, 3X3X100/1A | No. | 250 |  | 0 |  | 0 | 2 | 500 | 2 | 500
20 |  | KWH Meter, 200/5a, 11KV/110V | No. | 250 |  | 0 |  | 0 | 4 | 1000 | 4 | 1000
21 |  | 33 KV ABCB (Damaged with compressor) | No. | 2500 |  | 0 | 1 | 2500 |  | 0 | 1 | 2500
22 |  | Dif. Control Panel for Capacitor | No. | 2500 |  | 0 | 2 | 5000 |  | 0 | 2 | 5000
23 |  | Damaged Male Contact for 'BHEL' MOCB | No. | 80 |  | 0 | 10 | 800 |  | 0 | 10 | 800
24 |  | 33 KV Flange Collar(Damaged) | No. | 25 |  | 0 | 8 | 200 |  | 0 | 8 | 200
25 |  | Old and used11 KV 'U' Contact | No. | 60 |  | 0 | 36 | 2160 |  | 0 | 36 | 2160
26 |  | Damaged 11 KV Bus Bar | No. | 100 |  | 0 | 8 | 800 |  | 0 | 8 | 800
27 |  | Def. KWH Meter | No. | 150 |  | 0 | 2 | 300 |  | 0 | 2 | 300
28 |  | Damaged Electronic Energy Meter | No. | 100 |  | 0 | 1 | 100 |  | 0 | 1 | 100
29 |  | Damaged 33 KV BOCB 'HEL' of RMR feeder | No. | 2000 |  | 0 | 1 | 2000 |  | 0 | 1 | 2000
30 |  | Scrap of 33 KV BOCB HEL of CB No. 3 KSP Town | No. | 500 |  | 0 | 1 | 500 |  | 0 | 1 | 500
31 |  | Damaged 33 KV CT 200/100/1A | No. | 250 |  | 0 | 14 | 3500 |  | 0 | 14 | 3500
32 |  | Damaged Main Busing Rod of 11 KV OCB | No. | 65 |  | 0 | 19 | 1235 |  | 0 | 19 | 1235
33 |  | Damaged Rose Contact | No. | 30 |  | 0 | 35 | 1050 |  | 0 | 35 | 1050
34 |  | Damaged Fix Contact for 'BHEL' MOCB | No. | 20 |  | 0 | 6 | 120 |  | 0 | 6 | 120
35 |  | Steel Bracket for Cap. Bank Cell(used and rusted ) | No. | 100 |  | 0 | 18 | 1800 |  | 0 | 18 | 1800
36 |  | 33 KV X.SS Zetpot | No. | 500 |  | 0 | 1 | 500 |  | 0 | 1 | 500
37 |  | Exitingusing chamber for 33 KV BOCB & MOCB, C-0.6, B-11.1 | Kg. | 40 |  | 0 | 11.7 | 468 |  | 0 | 11.7 | 468
38 | FF4F402160 | Steel Tubular Pole | No. | 3000 | 2 | 6000 |  | 0 |  | 0 | 2 | 6000
39 | VV4V401001 | Oil Temperature Indicator | No. | 45 | 2 | 90 |  | 0 |  | 0 | 2 | 90
40 | VV4V410001 | Tap Position Indicator | No. | 45 | 1 | 45 |  | 0 |  | 0 | 1 | 45
41 |  | Spring Leave | No. | 2 |  | 0 |  | 0 | 22 | 44 | 22 | 44
42 | VV3V301008 | Empty Drum 45 Gallon | No. | 300 | 25 | 7500 |  | 0 |  | 0 | 25 | 7500
43 |  | Fabricated Support for fencing | No. | 120 | 8 | 960 |  | 0 |  | 0 | 8 | 960
44 |  | KWH Meter 100/5A. 11 KV/110V | No. | 250 |  | 0 |  | 0 | 4 | 1000 | 4 | 1000
45 |  | 33 KV CT 200/100/1A (old and used) | No. | 250 |  | 0 | 5 | 1250 |  | 0 | 5 | 1250
46 |  | KWH Meter 3X3X600/5A | No. | 250 |  | 0 |  | 0 | 2 | 500 | 2 | 500
47 |  | 33KV CT 120/1A (old and used) | No. | 200 |  | 0 | 4 | 800 |  | 0 | 4 | 800
48 | VV7V706001 | 11 KV PT (Defective) | No. | 200 |  | 0 | 2 | 400 |  | 0 | 2 | 400
49 |  | 160KVA 11/0.4 KV Transformer | No. | 8000 |  | 0 |  | 0 | 1 | 8000 | 1 | 8000
50 |  | M Seal Joint kit for 11 KV 3X70 mm2 Cable | No. | 100 |  | 0 |  | 0 | 1 | 100 | 1 | 100
51 |  | 11 KV 400/200/5A CT | No. | 4000 |  | 0 |  | 0 | 2 | 8000 | 2 | 8000
52 |  | 11 KV 100/50/5A CT | No. | 250 |  | 0 |  | 0 | 1 | 250 | 1 | 250
53 | HH7H704001 | Porcelain Insulator | No. | 500 |  | 0 |  | 0 | 3 | 1500 | 3 | 1500
54 | VV1V105010 | HV Bushing for 5 MVA TF | No. | 300 |  | 0 |  | 0 | 2 | 600 | 2 | 600
55 | VV1V105011 | LV Bushing for 5MVA TF with rod. | No. | 450 |  | 0 |  | 0 | 2 | 900 | 2 | 900
56 | JJ1J103007 | Closing Coil 110V | No. | 500 |  | 0 |  | 0 | 2 | 1000 | 2 | 1000
57 |  | 11 KV CT 300/150/5A | No. | 2500 |  | 0 |  | 0 | 1 | 2500 | 1 | 2500
58 |  | Damaged 11 KV CT 300/5A | No. | 50 |  | 0 | 4 | 200 |  | 0 | 4 | 200
59 | VV3V301002 | T/F Oil (old and used) | Ltr. | 12 |  | 0 | 900 | 10800 |  | 0 | 900 | 10800
60 |  | Datapro make Energy Meter | No. | 250 |  | 0 |  | 0 | 3 | 750 | 3 | 750
61 |  | Damaged 33 KV CT 800/400/1A | No. | 400 |  | 0 | 5 | 2000 |  | 0 | 5 | 2000
62 |  | Damaged 11 KV CT 200/100/5A | No. | 200 |  | 0 | 1 | 200 |  | 0 | 1 | 200
63 |  | Damaged 33 KV CT 400/200/1A N | No. | 400 |  | 0 | 2 | 800 |  | 0 | 2 | 800
64 |  | Damaged Male Contact of 33 KV BOCB | No. | 70 |  | 0 | 6 | 420 |  | 0 | 6 | 420
65 | VV3V301002 | T/F Oil old used & dirty | Ltr. | 10 |  | 0 | 535 | 5350 |  | 0 | 535 | 5350
66 |  | Damaged 33 KV Bushing of HEL OCB | No. | 300 |  | 0 | 3 | 900 |  | 0 | 3 | 900
67 |  | 33 KV Ocb HEL, damaged,incomplete,irrepairable | No. | 3000 |  | 0 | 1 | 3000 |  | 0 | 1 | 3000
68 |  | Def.Electronic Energy Meter Secure(old and used) | No. | 250 |  | 0 | 4 | 1000 |  | 0 | 4 | 1000
69 | JJ0J005006 | 33 KV MOCB 'BHEL' (incomplete) | No. | 1000 |  | 0 | 1 | 1000 |  | 0 | 1 | 1000
70 |  | 33 KV Bushing | No. | 1200 |  | 0 |  | 0 | 1 | 1200 | 1 | 1200
71 |  | Exitingusing chamber for 33 KV MOCB | No. | 3000 |  | 0 | 3 | 9000 |  | 0 | 3 | 9000
72 | JJ0J005005 | 33 KV BOCB(Old and used) | No. | 2000 |  | 0 | 4 | 8000 |  | 0 | 4 | 8000
73 | JJ0J005005 | Scrap of 33 KV BOCB (RMR) | No. | 2000 |  | 0 | 1 | 2000 |  | 0 | 1 | 2000
74 | HH1H105001 | 33 KV Isolator(scrap) | No. | 500 |  | 0 | 8 | 4000 |  | 0 | 8 | 4000
75 |  | 33 KV X-ss Zetpot (damaged) | No. | 30 |  | 0 | 5 | 150 |  | 0 | 5 | 150
76 | JJ0J005006 | 33 KV MOCB(Old and used) | No. | 3200 |  | 0 | 5 | 16000 |  | 0 | 5 | 16000
77 |  | RepairdMale Contact for 33 KV MOCB | No. | 500 |  | 0 | 1 | 500 |  | 0 | 1 | 500
78 | HH7H702003 | 33 KV Isolator Blade(damaged) | No. | 100 |  | 0 | 8 | 800 |  | 0 | 8 | 800
79 |  | Damaged 132 KV CT | No. | 500 |  | 0 | 1 | 500 |  | 0 | 1 | 500
80 |  | Damaged 132 KV CT 800/400/1A | No. | 500 |  | 0 | 1 | 500 |  | 0 | 1 | 500
81 |  | 132 KV PT (defective) | No. | 400 |  | 0 | 3 | 1200 |  | 0 | 3 | 1200
82 |  | Empty Gas Cylinder | No. | 250 |  | 0 |  | 0 | 2 | 500 | 2 | 500
83 | VV7V713001 C | 132 KV CVT 'BB' or 'CGL' each | No. | 500 |  | 0 | 2 | 1000 |  | 0 | 2 | 1000
84 |  | 132 KV Wave Trappe | No. | 2000 |  | 0 | 2 | 4000 |  | 0 | 2 | 4000
85 |  | 132 KV Extinguishing Chamber | No. | 2500 |  | 0 | 2 | 5000 |  | 0 | 2 | 5000
86 |  | H T Compound | Kg. | 10 |  | 0 |  | 0 | 90 | 900 | 90 | 900
87 |  | 132 KV porcelain insulator O.D Type | No. | 500 |  | 0 |  | 0 | 1 | 500 | 1 | 500
88 |  | PVC Cable 3,1/2 Core in Pes | Mtr. | 40 |  | 0 |  | 0 | 55 | 2200 | 55 | 2200
89 |  | 132 KV CT 200/100/1A | No. | 35000 |  | 0 | 3 | 105000 |  | 0 | 3 | 105000
90 |  | 132 KV Isolator blade 'SMC' | No. | 1600 | 3 | 4800 |  | 0 |  | 0 | 3 | 4800
91 |  | 11 KV CT 400/200/5A (Old and used) | No. | 4000 |  | 0 | 4 | 16000 |  | 0 | 4 | 16000
92 |  | Damaged 11 KV CT 600/300/5A | No. | 250 |  | 0 | 8 | 2000 |  | 0 | 8 | 2000
93 |  | Closing Coil, 24 V | No. | 1871 |  | 0 |  | 0 | 1 | 1871 | 1 | 1871
94 |  | Tripping Coil 24 V | No. | 1871 |  | 0 |  | 0 | 1 | 1871 | 1 | 1871
95 |  | (Old and used) 11 KV Cable | Mtr. | 60 |  | 0 | 110 | 6600 |  | 0 | 110 | 6600
96 |  | Damaged Series Reactor | No. | 500 |  | 0 | 2 | 1000 |  | 0 | 2 | 1000
97 |  | (Old and used& rusted)Voltage TF | No. | 4000 |  | 0 | 3 | 12000 |  | 0 | 3 | 12000
98 | HH7H704001 | 33 KV Post Insulator | No. | 250 | 3 | 750 |  | 0 |  | 0 | 3 | 750
99 | JJ0J005004 | 33 KV VCB (DIF.)'BHEL' of Capacitor Bank | No. | 8000 |  | 0 | 1 | 8000 |  | 0 | 1 | 8000
100 | FF3F301028 | PN Structure | No. | 2000 | 2 | 4000 |  | 0 |  | 0 | 2 | 4000
101 |  | Rusted, Bended Structure Parts | Kg. | 20 |  | 0 | 210 | 4200 |  | 0 | 210 | 4200
102 | FF3F301016 | BCT Structure(Old and used) | No. | 3000 |  | 0 | 4 | 12000 |  | 0 | 4 | 12000
103 |  | 11 KV CT O/ D Type (defective) | No. | 250 |  | 0 | 3 | 750 |  | 0 | 3 | 750
104 | JJ0J006002 | 11 KV VCB 'CGL' (defective) | No. | 5000 |  | 0 | 1 | 5000 |  | 0 | 1 | 5000
105 |  | 11 KV RVT (Old , used rusted) | No. | 500 |  | 0 | 1 | 500 |  | 0 | 1 | 500
106 | JJ0J006002 | 11 KV 630A, 350 MVA, JV VCB I/C Panel | No. | 309206 |  | 0 |  | 0 | 1 | 309206 | 1 | 309206
107 | JJ0J006002 | 11 KV 630A, 350 MVA, JV VCB B/C Panel | No. | 309206 |  | 0 |  | 0 | 1 | 309206 | 1 | 309206
108 | JJ0J006002 | 11 KV 630A, 350 MVA, JV VCB Out going Panel | No. | 315076.5 |  | 0 |  | 0 | 5 | 1575382.5 | 5 | 1575382.5
109 |  | Electronic Energy Meter with comm. & cord | No. | 5700 |  | 0 |  | 0 | 1 | 5700 | 1 | 5700
110 |  | Cable XLPE 3X120mm2 Armored Poly Cab | Mtr. | 950 |  | 0 |  | 0 | 125 | 118750 | 125 | 118750
111 |  | 33 KV Heat shrink Cable Termination Kit for 120 mm2 XLPE Cable outdoor | No. | 13088 |  | 0 |  | 0 | 2 | 26176 | 2 | 26176
112 |  | 33 KV Heat shrink Cable Termination Kit for 120 mm2 XLPE Cable indoor | No. | 10605 |  | 0 |  | 0 | 2 | 21210 | 2 | 21210
113 |  | 33 KV CT 0.5/7.5MVA 400/1A ECE | No. | 18500 |  | 0 | 2 | 37000 |  | 0 | 2 | 37000
114 |  | 33 KV PT 2.5 MVA | No. | 19000 |  | 0 | 1 | 19000 |  | 0 | 1 | 19000
115 |  | 132 KV CT 400/200/1A(Old and used) | No. | 60000 |  | 0 | 1 | 60000 |  | 0 | 1 | 60000
116 |  | (Old and used)Energy Meter 'Sangmo | No. | 1000 |  | 0 | 2 | 2000 |  | 0 | 2 | 2000
117 | JJ0J005006 | 33 KV MEI make(Old and used) MOCB | No. | 10000 |  | 0 | 1 | 10000 |  | 0 | 1 | 10000
118 |  | SF-6 Gas Cylinder (Empty) | No. | 300 |  | 0 |  | 0 | 6 | 1800 | 6 | 1800
119 |  | PLCC Siemens Carrier Cabinet (Old and used) | No. | 3000 |  | 0 | 2 | 6000 |  | 0 | 2 | 6000
120 |  | (Old and used)Battery Set (48 Volt) | No. | 4800 |  | 0 | 1 | 4800 |  | 0 | 1 | 4800
121 |  | (Old )48 V D/C DB Charger | No. | 8000 |  | 0 | 1 | 8000 |  | 0 | 1 | 8000
122 |  | Damaged11 KV CT 400/200/5A | No. | 250 |  | 0 | 1 | 250 |  | 0 | 1 | 250
123 |  | Blade for 132 KV Isolator 800X SMC | No. | 4990 | 6 | 29940 |  | 0 |  | 0 | 6 | 29940
124 |  | Heat Shrink O/D Termination Kit for 135 mm2 XLPE Cable | No. | 23084 |  | 0 |  | 0 | 2 | 46168 | 2 | 46168
125 |  | Heat Shrink I/D Termination Kit for 135 mm2 XLPE Cable | No. | 17400 |  | 0 |  | 0 | 2 | 34800 | 2 | 34800
126 |  | Heat Shrink O/D Termination Kit for 185 mm2 (PILCA) | No. | 11808 |  | 0 |  | 0 | 2 | 23616 | 2 | 23616
127 |  | Heat Shrink I/D Termination Kit for 185 mm2 (PILCA) | No. | 7380 |  | 0 |  | 0 | 1 | 7380 | 1 | 7380
128 |  | 33 KV BKR Aliened Alstom damaged | No. | 2000 |  | 0 | 1 | 2000 |  | 0 | 1 | 2000
129 |  | Gas vent pipe for 132 KV MOCB | No. | 495 |  | 0 | 3 | 1485 |  | 0 | 3 | 1485
130 | JJ1J103005 | Tripping Coil 132 KV MOCB | No. | 447 |  | 0 |  | 0 | 5 | 2235 | 5 | 2235
131 |  | I/D Termination kit for 70 mm2 XLPE Cable | No. | 9630 |  | 0 |  | 0 | 4 | 38520 | 4 | 38520
132 |  | O/D Termination kit for 70 mm2 XLPE Cable | No. | 24367.2 |  | 0 |  | 0 | 4 | 97468.8 | 4 | 97468.8
133 |  | Damaged 11 KV XLPE Cable 300 mm2 in PCS | Mtr. | 60 |  | 0 | 80 | 4800 |  | 0 | 80 | 4800
134 |  | 33 KV CT 800/400/1A(Old and used) | No. | 11000 |  | 0 | 1 | 11000 |  | 0 | 1 | 11000
135 |  | Pilfer proof Metering Cubicle Containing 33 KV CT & PT with necessary fitting with ratio 60/1A | No. | 151216 |  | 0 |  | 0 | 1 | 151216 | 1 | 151216
136 |  | Pilfer proof Metering Cubicle Containing 33 KV CT & PT with necessary fitting with ratio 30/1A | No. | 151216 |  | 0 |  | 0 | 1 | 151216 | 1 | 151216
137 |  | 250 KVA 11/0.4KV TF(defective) | No. | 40000 |  | 0 |  | 0 | 1 | 40000 | 1 | 40000
138 |  | 11 KV Ring Type CT 200/5A | No. | 1650 |  | 0 | 2 | 3300 |  | 0 | 2 | 3300
139 |  | Inst. Time U/V Relay | No. | 750 |  | 0 |  | 0 | 2 | 1500 | 2 | 1500
140 |  | YCO 289229 D & 289209 D | No. | 500 |  | 0 |  | 0 | 2 | 1000 | 2 | 1000
141 |  | CAG No. 289234 D & 289212 D | No. | 500 |  | 0 |  | 0 | 2 | 1000 | 2 | 1000
142 |  | CAG No. 52 BF 289232 B | No. | 500 |  | 0 |  | 0 | 1 | 500 | 1 | 500
143 |  | Auto Reclose Relay | No. | 600 |  | 0 |  | 0 | 1 | 600 | 1 | 600
144 |  | VAA 289235 D | No. | 500 |  | 0 |  | 0 | 2 | 1000 | 2 | 1000
145 |  | Fuse Failure Relay | No. | 500 |  | 0 |  | 0 | 2 | 1000 | 2 | 1000
146 |  | 11 KV XLPE Cable 3X400mm2 | Mtr. | 3061.12 |  | 0 |  | 0 | 125 | 382640 | 125 | 382640
147 | AA0A005001 | ACSR Panther in Pecs. | Mtr. | 35 |  | 0 |  | 0 | 16 | 560 | 16 | 560
148 | II5I501003 | Mid Spam Joint for Zebra | No. | 60 | 4 | 240 |  | 0 |  | 0 | 4 | 240
149 |  | Hanger for 'A' type Tower | No. | 110 | 10 | 1100 |  | 0 |  | 0 | 10 | 1100
150 |  | Tension fitting for Dog | No. | 120 |  | 0 |  | 0 | 15 | 1800 | 15 | 1800
151 |  | Carrier Cabinet | No. | 18000 |  | 0 | 1 | 18000 |  | 0 | 1 | 18000
152 |  | Panther Conductor in Pecs | Mtr. | 10 | 46 | 460 |  | 0 |  | 0 | 46 | 460
153 |  | Bottom & Top (Metallic) of old LA | No. | 10 |  | 0 | 18 | 180 |  | 0 | 18 | 180
154 |  | Damaged 33 KV CB | No. | 1500 |  | 0 | 2 | 3000 |  | 0 | 2 | 3000
155 |  | C T Jn, Box for 33 KV C T | No. | 3149.12 | 1 | 3149.12 |  | 0 |  | 0 | 1 | 3149.12
156 |  | 11 KV Control box for Biecco OCB | No. | 676 |  | 0 |  | 0 | 6 | 4056 | 6 | 4056
157 |  | Dist. Prot. Relay YTG 31 | No. | 1200 |  | 0 |  | 0 | 1 | 1200 | 1 | 1200
158 |  | Aux Relay type VAA 11 YF 47 A | No. | 500 |  | 0 |  | 0 | 1 | 500 | 1 | 500
159 |  | Aux Relay type VAA 415F | No. | 600 |  | 0 |  | 0 | 1 | 600 | 1 | 600
160 |  | Aux Relay type 21 ZG 8002 CM | No. | 600 |  | 0 |  | 0 | 1 | 600 | 1 | 600
161 |  | Neutral Impedance Replica | No. | 750 |  | 0 |  | 0 | 1 | 750 | 1 | 750
162 |  | Fuse Failure type VTP | No. | 500 |  | 0 |  | 0 | 1 | 500 | 1 | 500
163 |  | Definite time Relay VTT | No. | 750 |  | 0 |  | 0 | 1 | 750 | 1 | 750
164 |  | Aux. Relay type VAA 11 F 8002 R (M) | No. | 600 |  | 0 |  | 0 | 1 | 600 | 1 | 600
165 |  | CAG/VA | No. | 500 |  | 0 |  | 0 | 1 | 500 | 1 | 500
166 |  | 145 KV CT 100/1A | No. | 114682.21 |  | 0 |  | 0 | 2 | 229364.42 | 2 | 229364.42
167 | JJ0J003004 | (Old and used)132 KV MOCB 'BHEL' | No. | 10000 |  | 0 | 4 | 40000 |  | 0 | 4 | 40000
168 |  | 11 KV XLPE Cable box 3X400 mm2 (indoor) | No. | 16000 |  | 0 |  | 0 | 2 | 32000 | 2 | 32000
169 |  | (Old and used) U' contact | Set | 600 |  | 0 | 5 | 3000 |  | 0 | 5 | 3000
170 |  | 3phase, 440 V. Starter | No. | 600 |  | 0 | 1 | 600 |  | 0 | 1 | 600
171 |  | 11 KV I/C Panel 'Biecco' complete burnt | No. | 1500 |  | 0 | 1 | 1500 |  | 0 | 1 | 1500
172 |  | 11 KV outgoing Panel complet burnt | No. | 1200 |  | 0 | 1 | 1200 |  | 0 | 1 | 1200
173 |  | 33 KV CT 800/400/1A | No. | 6000 |  | 0 | 1 | 6000 |  | 0 | 1 | 6000
174 |  | P T Jn, box for 33 KV PT | No. | 3140.81 | 4 | 12563.24 |  | 0 |  | 0 | 4 | 12563.24
175 |  | Scrap of 33 KV CT 200/100/1A | No. | 100 |  | 0 | 1 | 100 |  | 0 | 1 | 100
176 |  | (Old and used) 132 KV P T | No. | 6000 |  | 0 | 1 | 6000 |  | 0 | 1 | 6000
177 |  | (Old and used) 33 KV RVT | No. | 2500 |  | 0 | 1 | 2500 |  | 0 | 1 | 2500
178 | FF3F301016 | BCT Structure | No. | 11226.25 | 4 | 44905 |  | 0 |  | 0 | 4 | 44905
179 | FF3F301013 | BBL Structure | No. | 31720.29 | 4 | 126881.16 |  | 0 |  | 0 | 4 | 126881.16
180 |  | Electronic TVM 132 KV/110-/1A'(Old and used) | No. | 5000 |  | 0 |  | 0 | 1 | 5000 | 1 | 5000
181 | HH7H704001 | Insulator | No. | 595 |  | 0 |  | 0 | 78 | 46410 | 78 | 46410
182 |  | Damaged 132 KV Isolator blade | No. | 300 |  | 0 | 4 | 1200 |  | 0 | 4 | 1200
183 |  | AL Scrap ( Clamp & Conductor) | Kg. | 20 |  | 0 | 20 | 400 |  | 0 | 20 | 400
184 | JJ0J005004 | 33 KV VCB (defective) | No. | 120000 |  | 0 | 1 | 120000 |  | 0 | 1 | 120000
185 |  | (Old and used, Defective)33 KV C T 800/400/1A | No. | 9000 |  | 0 | 1 | 9000 |  | 0 | 1 | 9000
186 |  | Damaged 36 KV SF-6 Breaker | No. | 100000 |  | 0 | 1 | 100000 |  | 0 | 1 | 100000
187 |  | ACSR Rabbit Conductor in Pecs | K.M | 6000 |  | 0 |  | 0 | 1.76 | 10560 | 1.76 | 10560
188 |  | Over current relay type CDG-31 | No. | 1500 |  | 0 |  | 0 | 1 | 1500 | 1 | 1500
189 |  | O/C, E/F, relay type CDG 31/61 | No. | 1500 |  | 0 |  | 0 | 4 | 6000 | 4 | 6000
190 |  | Percentage differential relay type DDT-32 | No. | 1500 |  | 0 |  | 0 | 1 | 1500 | 1 | 1500
191 | VV3V301002 | T/F Oil (old, used ,dirty) | Ltr. | 10 |  | 0 | 200 | 2000 |  | 0 | 200 | 2000
192 |  | 33KV CT 400/200/1A(old used and damaged) | No | 1000 |  | 0 | 3 | 3000 |  | 0 | 3 | 3000
193 |  | Damaged capacitor cell | No | 500 |  | 0 | 1 | 500 |  | 0 | 1 | 500
194 |  | LTDB (old, used ,unserviceable) | No | 2000 |  | 0 | 1 | 2000 |  | 0 | 1 | 2000
195 |  | Aluminum scrap (connector,clamp,conductor) | Kg. | 50 |  | 0 | 15 | 750 |  | 0 | 15 | 750
196 | MM0M009002 | 110 Volt DC Relay For Breaker | No. | 1129.33 | 3 | 3387.99 |  | 0 |  | 0 | 3 | 3387.99
197 | JJ2J201005 | Local/Remote switch | No. | 1066.9 | 2 | 2133.8 |  | 0 |  | 0 | 2 | 2133.8
198 | JJ0J003004 | MOCB 132 KV OLD & USED | No. | 10000 |  | 0 | 1 | 10000 |  | 0 | 1 | 10000
199 | HH1H103001 | 132 KV Isolator scrap | No. | 2000 |  | 0 | 5 | 10000 |  | 0 | 5 | 10000
200 |  | 11 KV Incoming panel Completely burnt | No. | 2000 |  | 0 | 1 | 2000 |  | 0 | 1 | 2000
201 | HH1H105001 | 33 KV Isolator Scrap | No. | 1000 |  | 0 | 1 | 1000 |  | 0 | 1 | 1000
202 |  | 132 KV Isolator Blade Old & used | No. | 300 |  | 0 | 3 | 900 |  | 0 | 3 | 900
203 | VV4V402001 | Winding Temperature indicator for 40 MVA T/F | No | 31155.75 | 1 | 31155.75 |  | 0 |  | 0 | 1 | 31155.75
204 |  | 33 kv CT 200/5A completely burnt | No | 500 |  | 0 | 1 | 500 |  | 0 | 1 | 500
205 |  | 132 KV CT400/200/1A(Completely Damaged) | No | 1000 |  | 0 | 1 | 1000 |  | 0 | 1 | 1000
206 | MM0M010001 | Auxiliary relay type VAA model No. SPECM2RF158N(old & used) | No | 800 |  | 0 |  | 0 | 4 | 3200 | 4 | 3200
207 | MM0M010001 | Auxiliary relay type VAA model No. SPECM2RF162N(old & used) | No | 800 |  | 0 |  | 0 | 1 | 800 | 1 | 800
208 | MM0M010001 | Auxiliary relay type VAA model No. VAA127G8002J(M) (old & used) | No | 500 |  | 0 |  | 0 | 1 | 500 | 1 | 500
209 | MM0M010001 | Auxiliary relay type VAA model No. SPECM2ZG8N (old & used) | No | 500 |  | 0 |  | 0 | 6 | 3000 | 6 | 3000
210 | MM0M010001 | Auxiliary relay type VAA model No. SPECM2ZG167N (old & used) | No | 500 |  | 0 |  | 0 | 3 | 1500 | 3 | 1500
211 | MM0M010001 | Auxiliary relay type VAA model No. VAA127G8001J(M) (old & used) | No | 500 |  | 0 |  | 0 | 1 | 500 | 1 | 500
212 | MM0M010001 | Auxiliary relay type VAA model No. SPECM2YF13N (old & used) | No | 250 |  | 0 |  | 0 | 2 | 500 | 2 | 500
213 |  | Auxiliary relay type VAJ model No. VAJH13YF61B (old & used) | No | 250 |  | 0 |  | 0 | 2 | 500 | 2 | 500
214 |  | Meter box (old & used) | No | 20 |  | 0 | 1 | 20 |  | 0 | 1 | 20
215 | JJ0J005004 | 33 KV ABB make VCB (damaged) | No | 20000 |  | 0 | 1 | 20000 |  | 0 | 1 | 20000
216 |  | 3.56,36 KVAR,7.3 KV,50A,22 micro farad single phase 50 Hz internal fuse ,APP type HV capacitor unit "MAGNEWIN" make | No | 124848.87 | 1 | 124848.87 |  | 0 |  | 0 | 1 | 124848.87
217 | KK0K005001 | 33 KV lightning arrester complete with connector | No | 37455 | 2 | 74910 |  | 0 |  | 0 | 2 | 74910
218 |  | 11KV Protection CT 400/200/5A | No | 7371.83 |  | 0 |  | 0 | 1 | 7371.83 | 1 | 7371.83
219 |  | 11KV Metering CT 600/300/5A | No | 7371.83 |  | 0 |  | 0 | 1 | 7371.83 | 1 | 7371.83
220 | VV7V706001 | 3 Phase11KV PT 11000/110 V | No | 39146.15 |  | 0 |  | 0 | 1 | 39146.15 | 1 | 39146.15
221 |  | Heat shrink cable termination kit for 3X300 mm2 XLPE cable (outdoor) | No | 25878 |  | 0 |  | 0 | 2 | 51756 | 2 | 51756
222 |  | Heat shrink cable termination kit for 3X300 mm2 XLPE cable straight through joint (outdoor) | No | 31212.5 |  | 0 |  | 0 | 1 | 31212.5 | 1 | 31212.5
223 |  | Defective capacitor cell | No | 500 |  | 0 | 7 | 3500 |  | 0 | 7 | 3500
224 | AA0A004001 | ACSR Zebra conductor in Pecs. (old & used) | Mtr | 100 | 80 | 8000 |  | 0 |  | 0 | 80 | 8000
225 |  | Energy meter L&T 3P 4 Wire (old & used) | No | 1000 |  | 0 |  | 0 | 1 | 1000 | 1 | 1000
226 | MM0M003005 | Directional o/c and E/F Numerical relay (Defective) | No | 1000 |  | 0 | 1 | 1000 |  | 0 | 1 | 1000
227 | MM3M302013 | Digital voltmeter rating 33000/110 volt with auxiliary supply 110 v DC | No | 4698.9 | 3 | 14096.7 |  | 0 |  | 0 | 3 | 14096.7
228 |  | 132 KV CT400/200/1A(Old used & Damaged) | No | 1000 |  | 0 | 1 | 1000 |  | 0 | 1 | 1000
229 |  | Energy meter Secure 3P3 Wire (old & used) | No | 1000 |  | 0 |  | 0 | 1 | 1000 | 1 | 1000
230 | CC2C201006 | Control cable armored 2.5 mm2X10 core | KM | 238196.52 | 0.16 | 38111.4432 |  | 0 |  | 0 | 0.16 | 38111.4432
231 | CC2C201011 | Control cable Armoured 2.5 mm2,2 core | Mtr | 160.44 | 365 | 58560.6 |  | 0 |  | 0 | 365 | 58560.6
232 | JJ0J003004 | MOCB 132 KV old and used | No | 10000 |  | 0 | 1 | 10000 |  | 0 | 1 | 10000
233 |  | 132 KV CT400/200/1A(Completely Damaged &burnt) | No | 1000 |  | 0 | 1 | 1000 |  | 0 | 1 | 1000
234 | AA0A005001 | ACSR Panther conductor old used and damaged | Mtr | 60 |  | 0 | 150 | 9000 |  | 0 | 150 | 9000
235 | MM0M004007 | 11 KV Protection relay (O/C&E/F) old & used | Set | 1500 |  | 0 |  | 0 | 4 | 6000 | 4 | 6000
236 |  | 132 KV CT400/200/1A (burnt) | No | 1000 |  | 0 | 1 | 1000 |  | 0 | 1 | 1000
237 |  | 33 KV CT800-400/1A | No | 31345 | 1 | 31345 |  | 0 |  | 0 | 1 | 31345
238 | JJ1J105007 | Closing coil (110 V DC)suitable for 33 KV CGL Make Circuit Breaker | No | 2780.75 | 1 | 2780.75 |  | 0 |  | 0 | 1 | 2780.75
239 |  | 36 KV CT 800/400/1A (old,used & defective) | No | 1500 |  | 0 | 1 | 1500 |  | 0 | 1 | 1500
240 |  | closing coils suitable for 33 kv CGL | No | 2752.38 | 1 | 2752.38 |  | 0 |  | 0 | 1 | 2752.38
241 |  | 110 Volt DC charger along with DB (old & used) | No | 20000 |  | 0 | 1 | 20000 |  | 0 | 1 | 20000
242 |  | Hot dip Galvanized structure column and beam | Kg. | 100 | 770 | 77000 |  | 0 |  | 0 | 770 | 77000
243 | CC0C002013 | Control cable 2 core 2.5 Sq mm | Mtr | 129.68 | 305 | 39552.4 |  | 0 |  | 0 | 305 | 39552.4
244 |  | 36 KV CT with 4 core (3 for protection and 1 for metering ) of rating 1600/800/1A with suitable CT connectors with both side of CT from reputed firm /original manufactureer | No | 53912.5 | 2 | 107825 |  | 0 |  | 0 | 2 | 107825
245 |  | Tripping/ Closing coils,110 V DC, suitable for 33 KV CGL make breakers | No | 2758.05 | 5 | 13790.25 |  | 0 |  | 0 | 5 | 13790.25
246 | JJ1J103007 | Tripping/ Closing coils,110 V DC, suitable for 132 KV CGL make breakers | No | 2769.4 | 6 | 16616.4 |  | 0 |  | 0 | 6 | 16616.4
247 | JJ1J103005 | Tripping/ Closing coils,110 V DC, suitable for 132 KV ABB make breakers | No | 2610.5 | 6 | 15663 |  | 0 |  | 0 | 6 | 15663
248 | JJ2J202008 | Auxilary contractors (3 NO+ 2 NC), 110 V DC of schineider make | No | 2701.3 | 2 | 5402.6 |  | 0 |  | 0 | 2 | 5402.6
249 | JJ1J103050 | Anti pumping devices suitable for CGL make breakers as per sample | No | 783.15 | 6 | 4698.9 |  | 0 |  | 0 | 6 | 4698.9
250 | HH0H005001 | 33 KV heavy duty isolator complet jaw,and blade& connector(Panther) along with earth switch | No | 56523 | 1 | 56523 |  | 0 |  | 0 | 1 | 56523
251 | MM1M106001 | Electronic semaphore indication having Red & Green LED 110 volt DC as per sample | No | 2601 | 3 | 7803 |  | 0 |  | 0 | 3 | 7803
252 | MM3M304013 | Digital MW meter Type 3 Phase 4 wire 50-0-50 MW CTR 200/1A PTR132KV /110 V. Aux Supply 110 V DC | No | 8824.63 | 4 | 35298.52 |  | 0 |  | 0 | 4 | 35298.52
253 | JJ0J005002 | 33 KV GCB make CGL (Damaged) | No | 10000 |  | 0 | 1 | 10000 |  | 0 | 1 | 10000
254 | HH1H103001 | 132 KV Center Break Isolator(Damaged) | No | 2000 |  | 0 | 1 | 2000 |  | 0 | 1 | 2000
255 | YY0Y002003 | 110 Volt Battery set (old and used) | No | 27500 |  | 0 | 1 | 27500 |  | 0 | 1 | 27500
256 | LL6L601002 | Flexible PVC coated copper wire 16 sq mm | Mtr | 183.2 | 50 | 9160 |  | 0 |  | 0 | 50 | 9160
257 | L6L601003 | Flexible PVC coated copper wire 04 sq mm | Mtr | 57.25 | 30 | 1717.5 |  | 0 |  | 0 | 30 | 1717.5
258 |  | 132 KV Isolator Blade | No | 9618 | 3 | 28854 |  | 0 |  | 0 | 3 | 28854
259 |  | 33 KV CT 400/200/1A (Damaged) | No | 1000 |  | 0 | 1 | 1000 |  | 0 | 1 | 1000
260 | MM3M303006 | Digital A C Ammeter range 0-500 A (programmable) Aux Supply 110 V DC | No | 5357.2 | 15 | 80358 |  | 0 |  | 0 | 15 | 80358
261 | MM3M302005 | Digital A C Volt meter range 0-150 KV PTR 132KV/110 V.(programmable) Aux Supply 110 V DC | No | 5298.2 | 3 | 15894.6 |  | 0 |  | 0 | 3 | 15894.6
262 | JJ0J005004 | Dismented 33 KV VCB Make BHEL | Nos | 85000 |  | 0 | 4 | 340000 |  | 0 | 4 | 340000
263 | JJ0J005004 | Dismented 33 KV VCB Make ABB | Nos | 85000 |  | 0 | 3 | 255000 |  | 0 | 3 | 255000
264 | HH1H105001 | Dismented 33 KV Isolator | Nos | 5000 |  | 0 | 25 | 125000 |  | 0 | 25 | 125000
265 |  | Dismented 132 KV CT 400/200/1A | Nos | 35000 |  | 0 | 3 | 105000 |  | 0 | 3 | 105000
266 |  | Dismented 132 KV CT 800/400/1A | Nos | 35000 |  | 0 | 2 | 70000 |  | 0 | 2 | 70000
267 | HH1H103001 | Dismenteled 132 KV Isolator | Nos | 7500 |  | 0 | 12 | 90000 |  | 0 | 12 | 90000
268 |  | 132 KV CT400/200/1A (burnt) | Nos | 1000 |  | 0 | 1 | 1000 |  | 0 | 1 | 1000
269 |  | Diffrent type CT rod with connector. Complete with bushing,gaskit,nut and washer etc | Set | 5845.85 | 13 | 75996.05 |  | 0 |  | 0 | 13 | 75996.05
270 |  | RTCC panel (Dismenteled) | Nos | 5000 |  | 0 | 2 | 10000 |  | 0 | 2 | 10000
271 |  | Pale Fencing damaged | Kg. | 20 |  | 0 | 450 | 9000 |  | 0 | 450 | 9000
272 | YY3Y303001 | Battery charger 48 volt(dismantle) | No | 15000 |  | 0 | 1 | 15000 |  | 0 | 1 | 15000
273 | VV2V203001 | Silica Gel | Kg. | 387.04 | 72 | 27866.88 |  | 0 |  | 0 | 72 | 27866.88
274 | AA0A004001 | ACSR Zebra conductor | Km | 453053.76 | 0.13 | 58896.9888 |  | 0 |  | 0 | 0.13 | 58896.9888
275 | JJ0J003004 | 132 KV MOCB Dismanteled | No | 10000 |  | 0 | 1 | 10000 |  | 0 | 1 | 10000
276 | LL6L602002 | Copper wire 1.5 mm2 | Mtr | 29.44 | 75 | 2208 |  | 0 |  | 0 | 75 | 2208
277 | AA0A005001 | ACSR Panther conductor | Km | 135000 | 0.41 | 55350 |  | 0 |  | 0 | 0.41 | 55350
278 |  | 132 KV CT400/200/1A (burnt Scrap) | Nos | 1000 |  | 0 | 1 | 1000 |  | 0 | 1 | 1000
279 | HH9H901016 | Isolator/ Breaker clamps for panther | Nos | 1236.64 | 29 | 35862.56 |  | 0 |  | 0 | 29 | 35862.56
280 | HH9H901012 | Isolator clamps for zebra | Nos | 1233.1 | 5 | 6165.5 |  | 0 |  | 0 | 5 | 6165.5
281 |  | CT Clamp as per sample | Nos | 1236.64 | 6 | 7419.84 |  | 0 |  | 0 | 6 | 7419.84
282 | HH8H801043 | Isolator clamps for center break isolator as per sample | Nos | 1351.1 | 3 | 4053.3 |  | 0 |  | 0 | 3 | 4053.3
283 | VV3V301001 | EHV GradeTransformer oil,conferming IS:335:1993 | Ltr. | 62.54 | 627 | 39212.58 |  | 0 |  | 0 | 627 | 39212.58
284 | LL8L810004 | Pvc tape roll | No | 21.24 | 1 | 21.24 |  | 0 |  | 0 | 1 | 21.24
285 |  | Capacitor 2.5 micro farade | No | 128.62 | 12 | 1543.44 |  | 0 |  | 0 | 12 | 1543.44
286 | MM1M108014 | Switch 5 Amp ( Anchor) | No | 44.84 | 6 | 269.04 |  | 0 |  | 0 | 6 | 269.04
287 | VV2V202008 | Silica gel Breather container 05 Kg | No | 5870.5 | 1 | 5870.5 |  | 0 |  | 0 | 1 | 5870.5
288 | CC2C201009 | 4X2.5 mm2 control cable(armoured) | Km | 203700 | 0.23 | 46851 |  | 0 |  | 0 | 0.23 | 46851
289 | CC2C201007 | 2.5mm2 ,6 core Armoured control cable | Km | 263998.72 | 0.086 | 22703.8899 |  | 0 |  | 0 | 0.086 | 22703.8899
290 | VV7V713001 C | 132 CVT damaged | No | 2000 |  | 0 | 1 | 2000 |  | 0 | 1 | 2000
291 | VV5V503009 | 132 KV CT 800/400/1A Damaged & burnt | No | 2000 |  | 0 | 2 | 4000 |  | 0 | 2 | 4000
292 | VV3V301001 | EHV GradeTransformer oil, (COLUMBIA- OIL) | Liter | 73.16 | 836 | 61161.76 |  | 0 |  | 0 | 836 | 61161.76
293 | VV7V713001 C | 145 KV CVT Defective | No | 2000 |  | 0 | 1 | 2000 |  | 0 | 1 | 2000
294 |  | MCCB 100Amp ,415 V, Heavels MakeTPN | Nos | 20036.4 | 1 | 20036.4 |  | 0 |  | 0 | 1 | 20036.4
295 | SS5S501004 | MCCB 32Amp ,415 V, Heavels MakeTPN | Nos | 15325.84 | 3 | 45977.52 |  | 0 |  | 0 | 3 | 45977.52
296 | VV2V202008 | Silicagel | No | 365.8 | 300 | 109740 |  | 0 |  | 0 | 300 | 109740
297 | JJ8J801001 | Sulpher Hexa Flouride Gas (SF-6) in sealed cylinder | Kg. | 6444 | 13 | 83772 |  | 0 |  | 0 | 13 | 83772
298 | LL6L607002 | Socket 5 Pin 5 Amp Anchor | No | 52.864 | 26 | 1374.464 |  | 0 |  | 0 | 26 | 1374.464
299 | LL6L607001 | Socket 5 Pin 15 Amp Anchor | No | 144.55 | 6 | 867.3 |  | 0 |  | 0 | 6 | 867.3
300 | MM1M108015 | Switch 15 Amp Anchor | No | 142.308 | 16 | 2276.928 |  | 0 |  | 0 | 16 | 2276.928
301 |  | Halogen heater Tube 9 inch 400 Watt, 240 Volt | No | 117.41 | 8 | 939.28 |  | 0 |  | 0 | 8 | 939.28
302 |  | LED Light 18 watt ISI mark | No | 352.584 | 4 | 1410.336 |  | 0 |  | 0 | 4 | 1410.336
303 | LL3L303002 | Flourescent Tube Light 36 Watt Make Philips | No | 117.764 | 38 | 4475.032 |  | 0 |  | 0 | 38 | 4475.032
304 |  | 145 KV Current Transformers 140 / 1 A, (0.2S Class) ,1 core. | No | 176539.8 | 1 | 176539.8 |  | 0 |  | 0 | 1 | 176539.8
305 |  | 145 KV Current Transformers 300 / 1 A, (0.2S Class) ,3 core. | No | 188309.12 | 1 | 188309.12 |  | 0 |  | 0 | 1 | 188309.12
306 | KK0K003001 | 132 KV lightining Arrester with surge counter | No | 64731.26 | 2 | 129462.52 |  | 0 |  | 0 | 2 | 129462.52
[6 empty] | 2383957.2419 |  | 1984138 |  | 3892114.03 |  | 8260209.2719
Abstract
|  |  |  | Opening balance | Total received | Total | Total Issue | Closing Balance
|  |  |  | 7848034.3879 | 494311.44 | 8342345.8279 | 82136.56 | 8260209.2679 |  | EE
Format of Monthly Inventory for Uploading on PTCUL Website
Name of Circle/ Zone:- |  |  | 400KV(O&M)Kashipur |  |  |  | Name of Substation |  | 132KV S/SKashipur
Name of Division |  |  | 132KV(O&M)Div Kashipur |  |  |  | Month of |  | 2021-02-01
SR. No. | Item Code | item Description | Unit |  | Quantity |  |  |  | Book Value per unit | Total Cost
|  |  |  | Useable | Unserviceable | Obsolete | Non-Moving | Scrap
1 | AA1A102001 | 7/10 SWG Earth wire | Mtr. | 65.26 | 0 | 0 | 0 | 0 | 56.12 | 3662.3912
2 | FF3F302001 | Tower part banded (Old and Used) | MT. | 7.168 | 0 | 0 | 0 | 0 | 24000 | 172032
3 |  | Steel Wire Rope 3/4 | Mtr. | 0 | 0 | 0 | 0 | 200 | 50 | 10000
4 | II8I801005 | Single Tension Fitting for panther (Incomplete) | No. | 0 | 0 | 0 | 0 | 3 | 20 | 60
5 | FF2F207036 | Template for 'A' Type Tower (Incomplete) | No. | 0 | 0 | 0 | 0 | 1 | 100 | 100
6 | II0I001001 | 160 KN Disc insulator | No. | 20 | 0 | 0 | 0 | 0 | 160 | 3200
7 |  | Scrap of rusted Tower Part | MT. | 0 | 0 | 0 | 0 | 0.205 | 10000 | 2050
8 | II8I805005 | Suspension Double fitting for Panther | No. | 5 | 0 | 0 | 0 | 0 | 180 | 900
9 | II8I804005 | Suspension single fitting for Panther | No. | 45 | 0 | 0 | 0 | 0 | 60 | 2700
10 | II0I004001 | 70 KN Disc insulator (B&S) | No. | 380 | 0 | 0 | 0 | 0 | 281 | 106780
11 | AA0A005001 | ACSR Panther Conductor | Mtr. | 115 | 0 | 0 | 0 | 0 | 98.5 | 11327.5
12 | II0I002001 | 120 KN Disc insulator | No. | 16 | 0 | 0 | 0 | 0 | 463.39 | 7414.24
13 | FF2F207038 | Template for B Type Tower | M.T | 0 | 0 | 0 | 0 | 0.844 | 54161 | 45711.884
14 | FF2F207040 | Template for C Type Tower | M.T | 0 | 0 | 0 | 0 | 1.008 | 54161 | 54594.288
15 |  | Disc Insulator | No. | 0 | 0 | 0 | 0 | 10 | 100 | 1000
16 | II1I105001 | P.G. Clamp for Panther to Panther | No. | 28 | 0 | 0 | 0 | 0 | 1295 | 36260
17 | II5I502004 | Repair Sleeve for panther | No. | 8 | 0 | 0 | 0 | 0 | 484.65 | 3877.2
18 | II5I501004 | Mid Span Joint for Panther | No. | 5 | 0 | 0 | 0 | 0 | 1150.8 | 5754
19 | II5I501009 | Mid Span Joint for 7/10SWG Earth Wire | No. | 5 | 0 | 0 | 0 | 0 | 481.24 | 2406.2
|  |  |  | 13 | 0 | 0 | 0 | 0 | 636.02 | 8268.26
20 | II8I802005 | Double tension fitting for panther | Set | 9 | 0 | 0 | 0 | 0 | 4965.62 | 44690.58
21 | II3I306001 | [T] Clamps for ACSR Panther Conductor. | Nos | 5 | 0 | 0 | 0 | 0 | 1346 | 6730
22 | II8I807005 | Dead end clamp complete for ACSR Panther conductor. | Nos | 6 | 0 | 0 | 0 | 0 | 4953.14 | 29718.84
23 | II5I503004 | Vibration Damper for ACSR Panther | Nos | 82 | 0 | 0 | 0 | 0 | 1421.89 | 116594.98
24 | II801010 | Tension fitting for GS earth wire 7/10SWG or 7/3.15mm. | set | 22 | 0 | 0 | 0 | 0 | 1739.32 | 38265.04
25 |  | Suspension fitting for GS earth wire 7/10SWG or 7/3.15mm. | set | 25 | 0 | 0 | 0 | 0 | 1739.32 | 43483
26 |  | Repair Sleeve for earth wire 7/10SWG or 7/3.15mm | Nos | 7 | 0 | 0 | 0 | 0 | 626.58 | 4386.06
27 |  | Tension Clamp for earth wire 7/10SWG or 7/3.15mm | Nos | 14 | 0 | 0 | 0 | 0 | 628.94 | 8805.16
28 |  | Flexible copper bond for earth wire. | No | 5 | 0 | 0 | 0 | 0 | 1622.5 | 8112.5
29 | II2I205001 | C-Wedge Clamp(Panther to Panther) | No | 29 | 0 | 0 | 0 | 0 | 3525.84 | 102249.36
30 |  | Steel pilot wire | Mtr. | 155 | 0 | 0 | 0 | 0 | 20 | 3100
[9 empty] | Total | 884233.4832
Note: Kindly provide Divisional level compiled inventory details through your respective Superintending Engineer.
|  | J.E 132KV S/S Kashipur(Line) |  | A.E 132kv S/S Kashipur |  |  | EE
|  | RAJAN SINGH |  | Er Kalapna |  |  | 132KV(O&M)Div Kashipur
Format of Monthly Inventory for Uploading on PTCUL Website
Name of Circle/ Zone:- Kuman Zone | [6 empty] | Name of Substation |  | 132 Kv Bazpur
Name of Division:- 132 Kv Kashipur | [6 empty] | Month of | Feb. 2021
Name of Sub-Division:- |  | Bazpur
Stock Inventory
SR. No. | Item Code | item Description | Unit | Quantity |  |  |  |  | Book Value per Unit | Total Cost
|  |  |  | Useable | Unserviceable | Obsolete | Non-Moving | Scrap
1 | CC8C801008 | Turfer gatted tray 6" | No. | 3 |  |  |  |  | 100 | 300
2 | CC8C801009 | Turfer gatted tray 5" | No. | 2 |  |  |  |  | 100 | 200
3 | AA0A012001 | ACSR weasl conductor | Mtr. | 415 |  |  |  |  | 20 | 8300
4 |  | Round pol | No. | 1 |  |  |  |  | 1000 | 1000
5 | VV5V502015 | Oil tray | No. | 1 |  |  |  |  | 100 | 100
6 |  | Rop garbay Nylon 25 mm | Kg. | 10 |  |  |  |  | 25 | 250
7 | CC3C303005 | 33 Kv XLPE Cable 70 mm² | Mtr. | 145 |  |  |  |  | 1976 | 286520
8 |  | Beam & Column Tower Parts | kg. | 245 |  |  |  |  | 38.25 | 9371.25
9 |  | Heat Shink cable termination kit for 33 Kv XLPE cable 3*120 mm² (Indoor) | No. | 4 |  |  |  |  | 11925 | 47700
10 |  | Heat Shink cable termination kit for 33 Kv XLPE cable 3*120 mm² (Outdoor) | No. | 1 |  |  |  |  | 15300 | 15300
11 | AA0A005001 | ACSR panther conductor | Km. | 0.7025 |  |  |  |  | 130000 | 91325
12 | AA1A102001 | Earth wire | Km. | 0.645 |  |  |  |  | 45000 | 29025
13 |  | Nut & Bolts with washer | MT. | 0.823 |  |  |  |  | 66200 | 54482.6
14 | MM3M303007 | 132 Kv Digital mega watt Meter | No. | 1 |  |  |  |  | 9080 | 9080
15 | MM2M206001 | Power fector meter 400/1A with S/ switch | No. | 3 |  |  |  |  | 9994 | 29982
16 | MM3M304011 | 33 Kv digital MVAR meter 132/110 volt | No. | 1 |  |  |  |  | 9994 | 9994
17 | MM3M301006 | 132 Kv digital Volt meter | No. | 1 |  |  |  |  | 5164.25 | 5164.25
18 | II1I104001 | P.G. clamps for Zebra to Zebra | No. | 5 |  |  |  |  | 1123.65 | 5618.25
19 | II1I104002 | P.G. clamps for Zebra to Panther | No. | 6 |  |  |  |  | 1072.57 | 6435.42
20 | II0I004001 | 70 KN Disc Insulator | Nos. | 58 |  |  |  |  | 625 | 36250
21 | AA0A004001 | ACSR Zebra conductor (in Pcs.) | Mtr. | 104 |  |  |  |  | 60 | 6240
22 | HH6H605002 | Rotating top head assembly make of M.S. galvanized of best quality suitable for 145 KV HLM make isolator as per sample. | No. | 2 |  |  |  |  | 18240 | 36480
23 | YY1Y101005 | 2 V, 300 AH tublar low maintanace lead acid Battery cell | No. | 2 |  |  |  |  | 22019 | 44038
24 |  | MS Angle 65X65X6 mm | Kg. | 35 |  |  |  |  | 58 | 2030
25 | KK4K401005 | 33 KV Post Insulators | Nos. | 5 |  |  |  |  | 600 | 3000
26 | CC2C201011 | Control Cable 2.5 Sqmm X 2 Core | Mtr. | 75 |  |  |  |  | 75 | 5625
27 | CC2C201009 | Control Cable 2.5 Sqmm X 4 Core | Mtr. | 85 |  |  |  |  | 135 | 11475
28 | MM3M301003 | Digital Voltmeter (Rating 132000/110Volt) Auxiliary Supply 110V DC | No. | 2 |  |  |  |  | 5272.07 | 10544.14
29 | MM3M302006 | Digital Ammeters (Rating 400/1A) Auxiliary Supply 110V DC | No. | 7 |  |  |  |  | 4705.71 | 32939.97
30 | MM3M302013 | Digital Ammeters (Rating 200/1A) Auxiliary Supply 110V DC | No. | 3 |  |  |  |  | 4704.57 | 14113.71
31 | MM3M301011 | Digital Voltmeter (Rating 33000/110Volt) Auxiliary Supply 110V DC | No. | 3 |  |  |  |  | 5273.21 | 15819.63
32 | CC3C303003 | Cable XLPE 3X300mm2 Armored poly cab | Mtr. | 14 |  |  |  |  | 1450 | 20300
33 | LL7L701002 | Exhaust fan of make Havells single Phase 14 inch | No. | 2 |  |  |  |  | 6207.32 | 12414.64
34 | SS4S405003 | 3 pole MCB of 32 Amp. Rating | No. | 4 |  |  |  |  | 1048.17 | 4192.68
35 | II2I203003 | Fired C - Wedge connectors suitable for Deer to panther ACSR conductor | No. | 12 |  |  |  |  | 3966.82 | 47601.84
36 | II2I204002 | Fired C - Wedge connectors suitable for Zebra to panther ACSR conductor | No. | 4 |  |  |  |  | 2939.65 | 11758.6
37 | JJ1J105007 | Tripping/ Closing coil 110VDC Suitable for 33KV CGL Make Breakers. | No. | 4 |  |  |  |  | 2775.07 | 11100.28
38 | JJ1J105005 | Tripping/ Closing coil 110VDC Suitable for 33KV Alstom Make Breakers. | No. | 3 |  |  |  |  | 2662.71 | 7988.13
39 | JJ1J105005 | Tripping/ Closing coil 110VDC Suitable for 33KV ABB Make Breakers. | No. | 10 |  |  |  |  | 2662.71 | 26627.1
40 | JJ1J105005 | Tripping/ Closing coil 110VDC Suitable for 33KV BHEL Make Breakers. | No. | 2 |  |  |  |  | 2771.67 | 5543.34
41 | MM1M118005 | TNC Switch suitable for 33KV Control and relay panel. | No. | 6 |  |  |  |  | 1947.66 | 11685.96
42 | JJ2J201005 | Local / Remote Switch suitable for 33KV circuit breakers | No. | 6 |  |  |  |  | 1102.08 | 6612.48
43 | FF3F301005 | Lattice type Structure such as CT /PI with anchor bolts | MT | 0.159 |  |  |  |  | 108389.54 | 17233.9369
44 | CC2C201011 | 2.5mm2, 2 Core Armored Control Cable | Km. | 0.058 |  |  |  |  | 144504.22 | 8381.2448
45 | KK4K401005 | 33 KV post Insulator | No. | 6 |  |  |  |  | 6591.06 | 39546.36
46 | KK0K005001 | 33 KV LA | No. | 3 |  |  |  |  | 27943.82 | 83831.46
47 | AA0A004001 | ACSR Zebra Conductor | Km. | 0.56 |  |  |  |  | 453053.76 | 253710.1056
48 | FF9F904007 | Flexible copper bond | No. | 34 |  |  |  |  | 2243.63 | 76283.42
49 | FF7F702001 | M S Earth Flat (FL-75X10) | MT | 0.788 |  |  |  |  | 108389.54 | 85410.9575
50 | FF7F702006 | M S Earth Flat (FL-25X6) | MT | 0.614 |  |  |  |  | 108389.54 | 66551.1776
51 | HH9H901013 | 33 KV Isolator clamps suitable for Twin ACSR Zebra Conductor | No. | 3 |  |  |  |  | 4347 | 13041
52 | HH9H901012 | 33 KV Isolator clamps suitable for ACSR Zebra Conductor | No. | 2 |  |  |  |  | 1932 | 3864
53 | JJ4J401010 | 33 KV CB connector suitable for Twin ACSR conductor as per sample | No. | 3 |  |  |  |  | 4347 | 13041
54 | VV7V701016 | 33 KV CT connector suitable for Twin ACSR Zebra conductor | No. | 3 |  |  |  |  | 5187 | 15561
55 | II2I203002 | Fired C - wedge connectors suitable for Deer to Zebra ACSR connector | No. | 8 |  |  |  |  | 4392.45 | 35139.6
56 | II2I204001 | Fired C - wedge connectors suitable for Zebra to Zebra ACSR connector | No. | 7 |  |  |  |  | 3280.15 | 22961.05
57 | CC2C201006 | Control Cable, Armoured 2.5 Sq. mm. X 10 Core | Mtr. | 175 |  |  |  |  | 276.15 | 48326.25
58 | VV8V805002 | 33Kv PT | No. | 1 |  |  |  |  | 55501.5 | 55501.5
59 | VV6V605001 | 33 KV CT ratio 1600/800/1A | No. | 1 |  |  |  |  | 78088 | 78088
60 | VV7V701015 | 33 KV CT Connector suitable for ACSR Zebra conductor | No. | 3 |  |  |  |  | 1668.45 | 5005.35
61 | II1I104001 | PG clamps suitable for ACSR Zebra to Zebra conductor | Nos. | 8 |  |  |  |  | 1859.13 | 14873.04
62 | HH9H901012 | 132KV Isolator clamps suitable for ACSR Zebra conductor | Nos. | 2 |  |  |  |  | 1852.32 | 3704.64
63 | VV7V701015 | 33KV CT connector suitable for ACSR Zebra conductor | Nos. | 4 |  |  |  |  | 1407.4 | 5629.6
64 | VV7V701015 | 33KV CT connector suitable for ACSR Zebra conductor | Nos. | 14 |  |  |  |  | 1623.05 | 22722.7
65 | HH1H103001 | 145 KV, 1250A,40KA Isolator (3-Phase) | Nos. | 1 |  |  |  |  | 147550 | 147550
66 | FF3F301010 | GI lattice structure for 145 KV Isolator (BBL) | MT | 0.504 |  |  |  |  | 144145 | 72649.08
67 | FF3F301042 | GI lattice structure for 33KV isolator (ABL) | MT | 0.358 |  |  |  |  | 14145 | 5063.91
68 | LL3L303001 | Fluorescent tubes 40 watt | No. | 12 |  |  |  |  | 89.665 | 1075.98
69 | LL3L302001 | Chokes of 40 watt | No. | 4 |  |  |  |  | 266.725 | 1066.9
70 | LL0L008001 | Holder fitting for HPSV bulbs | No. | 3 |  |  |  |  | 284.885 | 854.655
71 | LL4L402006 | CFL of rating 25 watt | No. | 8 |  |  |  |  | 312.125 | 2497
72 | VV6V605004 | 33 Kv Current Transformer (800/400/1A) | No. | 1 |  |  |  |  | 56491 | 56491
73 | FF7F701004 | MS round 36 mm dia | MT | 0.443 |  |  |  |  | 69840 | 30939.12
74 | QQ1Q104001 | G I wire mesh | Sqmt. | 78 |  |  |  |  | 1649 | 128622
75 | CC2C201007 | 6 X 2.5 mm2 Control Cable (armoured) | Km. | 0.597 |  |  |  |  | 223100 | 133190.7
76 | CC2C201006 | 10 X 2.5 mm2 Control Cable (armoured) | Km. | 0.067 |  |  |  |  | 339500 | 22746.5
77 | JJ0J003001 | Supply of GI Lattice structure for gantry including Anchor bolts & GI nuts & bolts and CT/PI . | MT | 0.143 |  |  |  |  | 145500 | 20806.5
78 | II0I002001 | Disc Insulator 120 KN | No. | 6 |  |  |  |  | 1052.45 | 6314.7
79 | AA0A004001 | Supply of ACSR Zebra Conductor | Mtr. | 362 |  |  |  |  | 970 | 351140
80 | KK4K401002 | 132 Kv post Insulators | No. | 4 |  |  |  |  | 18892.5 | 75570
81 | FF8F801006 | Round pol old and used | No. | 4 |  |  |  |  | 2000 | 8000
82 | CC2C201011 | 2 x 2.5mm control cable armourd | Km. | 0.24 |  |  |  |  | 78749.44 | 18899.8656
83 | CC2C201009 | 4 x 2.5mm control cable armourd | Km. | 1.242 |  |  |  |  | 128099.84 | 159100.0013
84 | CC2C201007 | 6 x 2.5mm control cable armourd | Km. | 0.387 |  |  |  |  | 173249.28 | 67047.4714
85 | CC2C201006 | 10 x 2.5mm control cable armourd | Km. | 0.225 |  |  |  |  | 262499.84 | 59062.464
86 | II2I204001 | C-wedge clamps suitable for Zebra to Zebra conductor | No. | 19 |  |  |  |  | 2572.56 | 48878.64
87 | II8I807004 | Gun fitting suitable for ACSR Zebra conductor | Nos. | 3 |  |  |  |  | 5459.86 | 16379.58
88 | NN8N803001 | Control and relay panel 132KV /33Kv old and used | Set | 1 |  |  |  |  | 450000 | 450000
89 | LL0L008001 | Holder fitting for Hpsv bulbs | No. | 4 |  |  |  |  | 329.22 | 1316.88
90 | VV6V605006 | 33 Kv CT (3 core ) (800/400/1A) with 0.2 accuracy class | No. | 1 |  |  |  |  | 48580.6 | 48580.6
91 | JJ8J801001 | sealed new cylinder of SF-6 gas | kg. | 5 |  |  |  |  | 6936.04 | 34680.2
92 | JJ1J105005 | Tripping /closing coils, 110 V DC , suitable for 33 kv ABB make breakers as par sample | No. | 8 |  |  |  |  | 3089.24 | 24713.92
93 | JJ1J105007 | Tripping /closing coils, 110 V DC , suitable for 33 kv CGL make breakers as par sample | No. | 7 |  |  |  |  | 3208.42 | 22458.94
94 | JJ1J103005 | Tripping /closing coils, 110 V DC , suitable for 132 kv ABB make breakers as par sample | No. | 1 |  |  |  |  | 3510.5 | 3510.5
95 | JJ1J103007 | Tripping /closing coils, 110 V DC , suitable for 132 kv CGL make breakers as par sample | No. | 8 |  |  |  |  | 3633.22 | 29065.76
96 | JJ1J103005 | Tripping /closing coils, 110 V DC , suitable for 132 kv Areva make breakers as par sample | No. | 5 |  |  |  |  | 3564.78 | 17823.9
97 |  | Standard Galvanlsed wire 1.2mm [A - Grade (Mtrs)] | Mtr. | 53 |  |  |  |  | 16.52 | 875.56
98 | VV6V605009 | 36Kv , 3- core CT 400/200/1A With 0.2 Accuracy class | No. | 1 |  |  |  |  | 59000 | 59000
99 | VV6V605001 | 36Kv , 3- core CT 1600/800/1A With 0.2 Accuracy class | No. | 1 |  |  |  |  | 79060 | 79060
100 | VV8V805002 | 36Kv PT With 0.2s Accuracy class | No. | 1 |  |  |  |  | 47790 | 47790
101 | LL0L003004 | HPSV bulb , 250W | Nos. | 1 |  |  |  |  | 2513.4 | 2513.4
102 | LL0L002004 | Chokes Compact of rating 250 W | Nos. | 3 |  |  |  |  | 5734.8 | 17204.4
103 | AA0A002001 | ACSR Moose Conductor | Km. | 0.46 |  |  |  |  | 300000 | 138000
104 | AA0A005001 | ACSR Panther Conductor | Km. | 0.5 |  |  |  |  | 135000 | 67500
105 | VV2V201001 | Silica Gel | KG. | 15 |  |  |  |  | 387.04 | 5805.6
106 | VV3V301001 | EHV Grade Transformer Oil, confermingIS: 1993 | Ltr. | 627 |  |  |  |  | 62.54 | 39212.58
107 | AA0A002001 | ACSR Moose Conductor | Km | 0.8 |  |  |  |  | 300000 | 240000
108 | CC2C201011 | 2X2.5mm Control cable (Armoured) | Km | 0.765 |  |  |  |  | 87792 | 67160.88
109 | CC2C201009 | 4X2.5mm Control cable (Armoured) | Km | 0.54 |  |  |  |  | 137175 | 74074.5
110 | CC2C201007 | 6X2.5mm Control cable (Armoured) | Km | 0.26 |  |  |  |  | 197532 | 51358.32
111 | CC2C201006 | 10X2.5mm Control cable (Armoured) | Km | 0.265 |  |  |  |  | 318246 | 84335.19
112 | II2I204002 | C - Wedge clamps suitable for Zebra to panther conductor | No. | 3 |  |  |  |  | 3840.9 | 11522.7
113 | HH8H801001 | Jaw for 33KV Isolator | No. | 3 |  |  |  |  | 2812.5 | 8437.5
114 | VV2V201001 | Silica gel of best quality | Kg | 16 |  |  |  |  | 366.98 | 5871.68
115 | HH9H901016 | 132 KV Isolator clamos suitable for ACSR panther conductor as per sample | Nos. | 5 |  |  |  |  | 1177.64 | 5888.2
116 | SS4S404003 | 1 pole MCB of 16 A rating, standard quality ISI marked | Nos. | 8 |  |  |  |  | 363.44 | 2907.52
117 | SS4S404005 | 1 pole MCB of 10 A rating, standard quality ISI marked | Nos. | 10 |  |  |  |  | 292.64 | 2926.4
118 | NN8N803001 | 33 KV Tripper Feeder Control & Rellay panel | Nos. | 1 |  |  |  |  | 828164.95 | 828164.95
119 | VV8V810004 | 145 Kv CVT(I-Phase), Accuracy class 0.2S/0.2 | Nos. | 2 |  |  |  |  | 259600 | 519200
120 |  | 145 Kv CT (1 - Phase) 50/1A, Accuracy class 0.2S | No. | 1 |  |  |  |  | 188800 | 188800
121 | VV6V605009 | 36 Kv CT (3 core) (1 - Phase) 400/200/1A, Accuracy class 0.2S | No. | 2 |  |  |  |  | 70800 | 141600
122 | KK0K003001 | 132Kv Lighting arrester | No. | 1 |  |  |  |  | 76700 | 76700
123 |  | 33 Kv Jaws and Blades, 1250A for isolator of best Quality as per sample | Set | 10 |  |  |  |  | 6108 | 61080
| Total | [8 empty] | 6856021.8095
124 | JJ0J005005 | 33 Kv old BOCB HEL make | No. |  |  | 1 |  |  | 6000 | 6000
125 | JJ0J005006 | 33 Kv old MOCB BHEL make | No. |  |  | 2 |  |  | 6000 | 12000
126 | BB2B201001 | 33 Kv series reactor (old & used) | No. |  |  | 4 |  |  | 2000 | 8000
127 | MM2M203012 | Amp. Meter CTR 100/1A old & used. | No. |  |  | 2 |  |  | 800 | 1600
128 | MM2M203007 | Amp. Meter CTR 100-200/1A old & used. | No. |  |  | 3 |  |  | 800 | 2400
129 | MM2M203010 | Amp. Meter CTR 200/1A old & used. | No. |  |  | 2 |  |  | 800 | 1600
130 | MM2M203002 | Amp. Meter CTR 400/1A old & used. | No. |  |  | 1 |  |  | 800 | 800
131 | MM2M202005 | KV Meter PTR 33KV/110V old & used. | No. |  |  | 2 |  |  | 800 | 1600
132 | MM2M204004 | MW Meter CTR 400/200/1A old & used. | No. |  |  | 1 |  |  | 800 | 800
133 | MM2M205014 | MW Meter CTR 400/1A old & used. | No. |  |  | 1 |  |  | 800 | 800
134 | MM2M205013 | MVAR Meter CTR 400/1A old & used. | No. |  |  | 2 |  |  | 800 | 1600
135 | VV8V805002 | 33 KV Potential transformer (PT) old & used | No. |  |  | 3 |  |  | 10000 | 30000
136 | VV6V605013 | 33 KV CT ratio 200/100/1A old and used | No. |  |  | 3 |  |  | 15000 | 45000
137 | VV6V605013 | 33 KV CT 200/100/1A (old & Dismantled) | No. |  |  | 3 |  |  | 2500 | 7500
138 | JJ0J003001 | 145 KV SF - 6 Circuit breaker (old and used) | No. |  |  | 4 |  |  | 145000 | 580000
139 | VV6V603005 | 145 KV CT ratio 200/1 (old and used ) | No. |  |  | 3 |  |  | 35000 | 105000
140 | VV6V603004 | 145 KV CT ratio 400/1 (old and used ) | No. |  |  | 3 |  |  | 35000 | 105000
141 | VV8V810003 | 145 KV CVT (old and used ) | No. |  |  | 4 |  |  | 30000 | 120000
142 | JJ0J005004 | 36 KV VCB Circuit breaker ( old and used ) | No. |  |  | 4 |  |  | 85000 | 340000
143 | MM0M009001 | Auxiliary Relay Type VAA (old & Used) | No. |  |  | 2 |  |  | 500 | 1000
144 | II1I104001 | P.G. clamps for Zebra to Zebra (old & used) | No. |  |  | 10 |  |  | 450 | 4500
145 | II1I104002 | P.G. clamps for Zebra to Panther (old & used) | No. |  |  | 45 |  |  | 300 | 13500
146 | II1I105001 | P.G. clamps for Panther to Panther (old & used) | No. |  |  | 43 |  |  | 225 | 9675
147 | II2I204002 | C - Wedge clamps suitable for Zebra to panther conductor (old & used) | No. |  |  | 24 |  |  | 1250 | 30000
148 | II8I807004 | Gun fitting suitable for ACSR Zebra conductor (Old & Used ) | No. |  |  | 18 |  |  | 1450 | 26100
149 | II0I004001 | 70 KN Disc Insulator (old & Used) | No. |  |  | 36 |  |  | 120 | 4320
| Total | [8 empty] | 1458795
150 | FF4F401026 | Nuts & Bolts 1.5" X 5/8­" | Kg. |  |  |  |  | 2 | 30 | 60
151 | VV3V301008 | Empty drums 45 gallon | No. |  |  |  |  | 43 | 300 | 12900
152 |  | KWH meter 3X200/1A | No. |  |  |  |  | 5 | 500 | 2500
153 |  | KWH meter 3X200/1A | No. |  |  |  |  | 4 | 500 | 2000
154 |  | KWH meter 3ø 400/1A | No. |  |  |  |  | 1 | 500 | 500
155 | MM3M307005 | Electronic Energy meter secure damaged | No. |  |  |  |  | 1 | 1000 | 1000
156 | MM2M204016 | KWH meter 3ø, 100/1A | No. |  |  |  |  | 2 | 500 | 1000
157 | MM3M307004 | Old & Used data power meter | No. |  |  |  |  | 5 | 1000 | 5000
158 | VV4V401004 | Temperature indicator meter (Defective) | No. |  |  |  |  | 4 | 500 | 2000
159 | VV3V301002 | Old, Used & Carbonised T/F oil | Lt. |  |  |  |  | 4260 | 10 | 42600
160 | YY2Y211001 | Empty Battery containers | No. |  |  |  |  | 6 | 10 | 60
161 | JJ0J005006 | M.E.I. Breaker damaged without pole incomplete (MOCB) | No. |  |  |  |  | 1 | 5000 | 5000
162 | MM1M121008 | Heater O/S | No. |  |  |  |  | 10 | 50 | 500
163 |  | Battery strip | No. |  |  |  |  | 45 | 50 | 2250
164 | JJ8J802001 | Empty SF-6 gas cylinder | No. |  |  |  |  | 8 | 500 | 4000
165 |  | Plastic container (Distilled water) | No. |  |  |  |  | 15 | 10 | 150
166 | GG0G001013 | Compound | Tin |  |  |  |  | 1 | 100 | 100
167 | YY1Y101005 | Battery cells 110 Volt (poor condition replaced) | No. |  |  |  |  | 92 | 50 | 4600
168 |  | Worm wheel assembly | No. |  |  |  |  | 4 | 100 | 400
169 |  | High discharge rod | No. |  |  |  |  | 1 | 100 | 100
170 | JJ1J105009 | Damaged moving contact for MEI MOCB | No. |  |  |  |  | 3 | 50 | 150
171 |  | Male moving contact damaged | No. |  |  |  |  | 4 | 50 | 200
172 | JJ1J105012 | Damaged male contact of B.O.C.B | No. |  |  |  |  | 6 | 50 | 300
173 |  | Upper cap for MEI OCB | No. |  |  |  |  | 1 | 200 | 200
174 | JJ1J105009 | Damaged moving contact for BHEL MOCB | No. |  |  |  |  | 9 | 50 | 450
175 |  | Upper insulator with flange | No. |  |  |  |  | 3 | 200 | 600
176 |  | Upper fixed contact | No. |  |  |  |  | 2 | 50 | 100
177 |  | Lower fixed contact | No. |  |  |  |  | 2 | 50 | 100
178 | JJ1J105009 | Moving contact | No. |  |  |  |  | 2 | 50 | 100
179 |  | Motor relay 110 Volt | No. |  |  |  |  | 1 | 100 | 100
180 | JJ1J105008 | Closing coil assembly 110 Volt | No. |  |  |  |  | 1 | 200 | 200
181 |  | Cross jet pot for 33kv BHEL make BOCB | No. |  |  |  |  | 1 | 100 | 100
182 | JJ6J601043 | Damaged 33 Kv HV bushing for HEL make BOCB | No. |  |  |  |  | 1 | 1000 | 1000
183 |  | Extinguishing chamber for 33 Kv BOCB HEL Make | No. |  |  |  |  | 5 | 100 | 500
184 | HH8H802005 | 33 Kv Isolator Blade (damaged) | No. |  |  |  |  | 13 | 100 | 1300
185 | JJ0J005006 | 33 Kv MEI MOCB circuit Breaker totally damaged | No. |  |  |  |  | 1 | 500 | 500
186 |  | Extinguishing chamber for 33 Kv MOCB damaged | No. |  |  |  |  | 1 | 100 | 100
187 |  | C.T. 75/5A | No. |  |  |  |  | 3 | 500 | 1500
188 | VV6V605013 | 33 Kv C.T. 200/100/1A | No. |  |  |  |  | 3 | 5000 | 15000
189 | JJ0J005005 | 33 Kv BOCB HEL make(Totally damaged) | No. |  |  |  |  | 1 | 5000 | 5000
190 | JJ0J005006 | 33 Kv MOCB BHEL make damaged | No. |  |  |  |  | 1 | 5000 | 5000
191 | CC9C903001 | Ferulle A to Z | Pkt |  |  |  |  | 9 | 100 | 900
192 | CC9C903001 | Ferulle 0 to 9 | Pkt |  |  |  |  | 6 | 100 | 600
193 |  | 33 Kv clamp scrap | KG |  |  |  |  | 15 | 5 | 75
194 | VV6V605013 | 33 Kv C.T. 200/100/1A Totally damaged & rusted | No. |  |  |  |  | 3 | 100 | 300
195 |  | Damaged fix contact for MEI make MOCB | No. |  |  |  |  | 6 | 50 | 300
196 | VV6V602004 | 132 Kv C.T. 800/400/200/1A Totally damaged & rusted | No. |  |  |  |  | 3 | 500 | 1500
197 | VV8V805002 | 33 Kv P.T. Totally rusted | No. |  |  |  |  | 1 | 500 | 500
198 | VV8V805002 | 33 kv P.T. old & used rusted | No. |  |  |  |  | 2 | 500 | 1000
199 | VV6V603004 | 132 kv C.T. 400/200/1A (old & used) | No. |  |  |  |  | 1 | 10000 | 10000
200 | BB0B001002 | 5 MVAR Capacitor bank 3Ø 33 Kv | No. |  |  |  |  | 1 | 1000 | 1000
201 | BB4B401001 | 33 Kv NCT (old & used) | No. |  |  |  |  | 2 | 3000 | 6000
202 | BB1B101001 | Control relay panel for 33 Kv capacitor bank (old & used) | No. |  |  |  |  | 1 | 15000 | 15000
203 | JJ0J005002 | 36 Kv SF-6 Breaker old & used | No. |  |  |  |  | 1 | 20000 | 20000
204 | YY0Y003008 | 48 volt Battery set damaged | No. |  |  |  |  | 1 | 2000 | 2000
205 | YY6Y603027 | 48 volt Battery charger damaged | No. |  |  |  |  | 1 | 2000 | 2000
206 | VV6V605013 | 33 Kv C.T. 200/100/1A Totally damaged | No. |  |  |  |  | 3 | 500 | 1500
207 | YY6Y602023 | 110 volt old & defective Battery charger | No. |  |  |  |  | 1 | 5000 | 5000
208 | KK0K003001 | 120 Kv L.A. (old & defective) | No. |  |  |  |  | 6 | 100 | 600
209 | HH8H801001 | 33 Kv Isolator jow (Totally damaged) | No. |  |  |  |  | 6 | 20 | 120
210 |  | Diverter switch assembly damaged | No. |  |  |  |  | 1 | 20000 | 20000
211 | VV7V705008 | CT JN. Box for 33 KV CT | No. |  |  |  |  | 1 | 3149 | 3149
212 | MM3M307004 | Old & used data power meter (defective) | No. |  |  |  |  | 1 | 4000 | 4000
213 | MM3M307003 | Old & used secure meter 110 volt -/1A(defective) | No. |  |  |  |  | 1 | 4000 | 4000
214 | VV8V805002 | 33 Kv P.T. (old & used) | No. |  |  |  |  | 3 | 900 | 2700
215 | VV6V605006 | Damaged 33 Kv C.T. 800/400/1A | No. |  |  |  |  | 2 | 250 | 500
216 | VV6V605013 | Old & used 33 Kv C.T. 200/100/1A | No. |  |  |  |  | 3 | 10000 | 30000
217 | VV6V605006 | Old & used 36 Kv C.T. 800/400/1A | No. |  |  |  |  | 1 | 10000 | 10000
218 | VV6V603004 | 145 KV Changed CT | No. |  |  |  |  | 1 | 500 | 500
219 | KK4K401002 | 132 Kv poly come | No. |  |  |  |  | 1 | 500 | 500
220 | VV6V605012 | 33 KV CT rating 300/150/1A Old &Used, Totally damaged & rusted | No. |  |  |  |  | 1 | 200 | 200
221 | VV6V605012 | 33 KV CT rating 300/150/1A Old &Used | No. |  |  |  |  | 2 | 10000 | 20000
222 | VV6V603002 | 132 KV SF-6 Circuit Breaker (Old,used & Damaged) | No. |  |  |  |  | 1 | 320000 | 320000
223 | VV6V605009 | 33KV CT rating 800/400/1A (old & Used) | No. |  |  |  |  | 1 | 15000 | 15000
224 | VV6V605009 | 33KV CT rating 400/200/1A (old, Used damaged) | No. |  |  |  |  | 3 | 3000 | 9000
225 | VV6V603002 | 132KV CT rating 800/400/200/1A old,used & damaged | No. |  |  |  |  | 1 | 3000 | 3000
226 | VV6V605009 | 33KV CT rating 400/200/1A (old, Used damaged) | No. |  |  |  |  | 1 | 1000 | 1000
227 | LL1L107001 | State light Box old,used &rusted & damaged. | No. |  |  |  |  | 4 | 100 | 400
228 |  | Aluminum scrap (Clamp & jumper) | Kg. |  |  |  |  | 29 | 25 | 725
229 | KK0K005001 | 33 KV Lighting alestar old & used & damaged | No. |  |  |  |  | 1 | 500 | 500
230 | JJ0J005002 | 33 KV SF-6 Circuit Breaker (old & used) | No. |  |  |  |  | 1 | 15000 | 15000
231 | MM3M307005 | Electronic Energy meter secure damaged | No. |  |  |  |  | 1 | 100 | 100
232 | JJ0J005002 | 36 KV SF-6 Circuit breaker old & damaged | No. |  |  |  |  | 1 | 20000 | 20000
233 | QQ1Q101003 | pale fancing totally damaged and rusted | kg. |  |  |  |  | 30 | 25 | 750
234 | VV6V605009 | 33 Kv CT 400/200/1A old and damaged | No. |  |  |  |  | 1 | 1000 | 1000
235 | VV6V605009 | 33 KV CT 400/200/1A (old & Damaged) | No. |  |  |  |  | 1 | 1000 | 1000
236 | VV6V605006 | 33KV CT 800-400/1A (Old, used and damaged) | No. |  |  |  |  | 1 | 2000 | 2000
237 | JJ0J005002 | 33 KV Circuit breaker damaged | No. |  |  |  |  | 1 | 30000 | 30000
238 | JJ0J005002 | 33 Kv SF-6 Circuit breaker old & used and totally damaged | No. |  |  |  |  | 1 | 8000 | 8000
239 | JJ0J005002 | 33 Kv SF-6 Circuit breakar old and damaged | No. |  |  |  |  | 1 | 14000 | 14000
240 | VV6V605009 | 33 Kv CT 400/200/1A old and damaged | No. |  |  |  |  | 1 | 2500 | 2500
241 | VV6V605006 | 33 KV CT 800/400/1A (old & Dismantled) | No. |  |  |  |  | 1 | 1000 | 1000
242 | AA0A004001 | ACSR Zebra conductor in pics Unusable | Mtr. |  |  |  |  | 340 | 60 | 20400
243 | VV6V605009 | 33 Kv CT 400/200/1A Damaged | No. |  |  |  |  | 1 | 1500 | 1500
244 |  | Aluminum scrap (Clamp & jumper) | Kg. |  |  |  |  | 50 | 25 | 1250
245 | VV6V605009 | 33 KV CT 400/200/1A (old & Used ) | No. |  |  |  |  | 2 | 1000 | 2000
| Total | [8 empty] | 753289
PSDF Stock Inventory
1 |  | 132 KV Current Transformer 1 Ph | No. | 4 |  |  |  |  | 179286.22 | 717144.88
Total | [9 empty] | 717144.88
T&P Inventory
1 |  | Alumminum leaders 20' long | No. | 1 |  |  |  |  | 2000 | 2000
2 | PP0P007001 | Sefety Helmet | No. | 6 |  |  |  |  | 681.68 | 4090.08
3 | PP0P006007 | Sefety Belt Half Body | No. | 6 |  |  |  |  | 826.82 | 4960.92
4 | PP0P006007 | Sefety Belt full Body | No. | 6 |  |  |  |  | 1755.85 | 10535.1
5 | PP0P006005 | Hand gloves | Pair | 3 |  |  |  |  | 749.47 | 2248.41
6 |  | Earth discharge rod | No. | 2 |  |  |  |  | 2840 | 5680
7 | PP0P006006 | Rain coats | No. | 4 |  |  |  |  | 1817.82 | 7271.28
8 |  | Centor Table | No. | 1 |  |  |  |  | 8437 | 8437
9 |  | Double Bed | No. | 1 |  |  |  |  | 18000 | 18000
10 |  | Matress | No. | 2 |  |  |  |  | 3375 | 6750
11 | PP0P006008 | Gum Boot | Pair | 5 |  |  |  |  | 749.47 | 3747.35
12 |  | Table With both side drawer of size 5X3 feet | No. | 1 |  |  |  |  | 14142.1 | 14142.1
13 |  | Computer Table with one side drawer on steel frame | No. | 1 |  |  |  |  | 3359.6 | 3359.6
14 |  | Steel Almihra with 5 shelves (20-22 gauge) | No. | 2 |  |  |  |  | 12689.3 | 25378.6
15 |  | Steel Bench with 3 seats | No. | 3 |  |  |  |  | 9624.8 | 28874.4
16 |  | High back Executive chair | No. | 1 |  |  |  |  | 7888.25 | 7888.25
17 |  | Low back Executive chair | No. | 2 |  |  |  |  | 5606.9 | 11213.8
18 |  | Visitor chair with arm and cushion (Revolving) | No. | 10 |  |  |  |  | 2814.8 | 28148
19 |  | Biometric Attendance Machine | No. | 1 |  |  |  |  | 11741 | 11741
| Total | [8 empty] | 204465.89
20 | PP0P004002 | Oil testing set | No. |  |  |  |  | 1 | 10000 | 10000
21 |  | Vaccum cleaner | No. |  |  |  |  | 1 | 3000 | 3000
22 |  | Assessorice of Vaccum cleaner | Set |  |  |  |  | 1 | 500 | 500
23 | PP0P004001 | Magger 2.5Kv u/s | No. |  |  |  |  | 1 | 5000 | 5000
24 |  | Torch 3 cells u/s | No. |  |  |  |  | 1 | 50 | 50
25 |  | Torch 2 cells u/s | No. |  |  |  |  | 1 | 5 | 5
26 |  | Bomboo leaders long u/s | No. |  |  |  |  | 1 | 150 | 150
27 |  | Bomboo leaders 20' long u/s | No. |  |  |  |  | 1 | 100 | 100
28 | PP0P006005 | Hand gloves | Pair |  |  |  |  | 3 | 749.47 | 2248.41
29 | PP0P006006 | Rain coats | No. |  |  |  |  | 2 | 1817.82 | 3635.64
30 | PP0P006008 | Gum Boot | Pair |  |  |  |  | 1 | 749.47 | 749.47
Total | [9 empty] | 25438.52
|  | JE Name |  |  | AE Name |  |  |  | EE Name
Format of Monthly Inventory for Uploading on PTCUL Website
Name of Circle/ Zone:-400kv o&m circle Kashipur | [6 empty] | Name of Substation |  |  | 132kv s/s Bazpur
Name of Division 132 KV O&M Div. PTCUL KASHIPUR | [6 empty] | Stock Inventory for the Month of Feb.21
SR. No. | Item Code | item Description | Unit | Quantity | [5 empty] | Book Value
|  |  |  | Useable | Unserviceable | Obsolete | Non-Moving | Scrap | Unit Rate
1 | II8I802005 | Double Tention fitting for panther conductor | Set | 6 |  |  |  |  | 3230 | 19380
2 | II8I804005 | Suspention fitting for panther conductor | No. | 3 |  |  |  |  | 1010 | 3030
3 | II5I503004 | Vibration Dumpers for ACSR panther conductor | No. | 156 |  |  |  |  | 790 | 123240
4 | II6I601004 | Armour rod for panther conductor | Set | 3 |  |  |  |  | 910 | 2730
5 | II6I604001 | Bird Guard | No. | 90 |  |  |  |  | 410 | 36900
6 | II5I501004 | Mid span joint for panther conductor | No. | 26 |  |  |  |  | 510 | 13260
7 |  | Mid span joint for 7/3.5 G S earth wire | No. | 2 |  |  |  |  | 310 | 620
8 | II5I502004 | Ropier slave for panther conductor | No. | 2 |  |  |  |  | 185 | 370
9 | II5I503003 | Hanger | No. | 3 |  |  |  |  | 176.53 | 529.59
10 |  | Pilot Fitting for 70 KN Disc Insulator | Nos. | 9 |  |  |  |  | 225 | 2025
11 | II8I801005 | Single Tention fitting for panther conductor | Set | 1 |  |  |  |  | 2370 | 2370
12 | II8I804005 | Single Suspension fitting for panther conductor | Set | 3 |  |  |  |  | 2370 | 7110
13 | II801010 | Fitting for GS Earth wire 7/10 SWG | Nos. | 4 |  |  |  |  | 900 | 3600
14 | II5I502004 | Repair sleeve for panther conductor | Nos. | 6 |  |  |  |  | 210 | 1260
15 | FF1F103001 | A' Normal Tower | KG | 719 |  |  |  |  | 66.2 | 47597.8
[7 empty] | Total |  |  | 264022.39
Scrap
SR. No. | Item Code | item Description | Unit | Quantity | [5 empty] | Book Value
|  |  |  | Useable | Unserviceable | Obsolete | Non-Moving | Scrap
1 |  | M S Scrap (stub) | KG | … | …. | …. | …. | 2000 | 66.2 | 132400
2 | FF2F207029 | Template for 'A' type Tower (old & Used) | KG | … | …. | …. | …. | 567 | 52.49 | 29761.83
3 | FF2F207031 | Template for 'B' type Tower (old & Used) | KG | … | …. | …. | …. | 601 | 52.49 | 31546.49
4 | FF2F207033 | Template for 'C' type Tower (old & Used) | KG | … | …. | …. | …. | 1116 | 52.49 | 58578.84
5 | FF2F207029 | Template for 'A' type Tower (old & Used) | KG | … | …. | …. | …. | 1784 | 66.2 | 118100.8
6 | FF2F207031 | Template for 'B' type Tower (old & Used) | KG | … | …. | …. | …. | 968 | 66.2 | 64081.6
7 | FF2F207033 | Template for 'C' type Tower (old & Used) | KG | … | …. | …. | …. | 1170 | 66.2 | 77454
8 | FF3F302001 | Tower parts scrap | KG | … | …. | …. | …. | 325 | 30 | 9750
[7 empty] | Total |  |  | 521673.56
|  | JE Name |  |  | AE Name |  |  |  |  | EE Name
Format of Monthly Inventory for uploading on PTCUL Website
Name of circle /Zone-Kashipur/Kumaon |  |  |  |  | Name of substation- 132 KV S/S Ramnagar
Name of Division-Kashipur | [6 empty] | Month- February 2021
Quantity
Sl No. | Item Code | Item Description | Unit | Usable | Unserviceable | Obsolete | Nonmoving | Scrap | Rate | Amount | Book Value(Total)
1 | AA0A005001 | ACSR Panther Conductor | Mtr | 119 |  |  |  |  | 80 | 9520 | 9520
2 | AA0A004001 | ACSR Zebra Conductor | Mtr | 46 |  |  |  |  | 85 | 3910 | 3910
3 | AA0A001001 | ACSR Tarantula Conductor | Mtr | 41 |  |  |  |  | 257 | 10537 | 10537
4 | CC0C002008 | 2.5mm2x10C Control Cable | Mtr | 32 |  |  |  |  | 80 | 2560 | 2560
5 | VV3V301007 | Empty Drum | No. | 30 |  |  |  |  | 350 | 10500 | 10500
6 | FF7F701004 | 36 mm MS Round | Kg | 1268 |  |  |  |  | 19.6 | 24852.8 | 24852.8
7 | FF7F702003 | 50x6 mm M.S. Flate | Kg | 20 |  |  |  |  | 30 | 600 | 600
8 | FF8F801003 | SP-45 Old steel pole | No. | 1 |  |  |  |  | 2000 | 2000 | 2000
9 | FF3F301008 | Gal. S/S strecture ATM | Kg | 2615.919 |  |  |  |  | 28.74 | 75181.51 | 75181.51
10 | FF3F301009 | Gal. S/S strecture AXM | Kg | 1119.65 |  |  |  |  | 28.74 | 32178.74 | 32178.74
11 | FF3F301014 | Gal. S/S strecture BTM | Kg | 2903.705 |  |  |  |  | 28.74 | 83452.48 | 83452.48
12 | FF3F301019 | Gal. S/S strecture CCM | Kg | 354.23 |  |  |  |  | 28.74 | 10180.57 | 10180.57
13 | II1I108001 | PG Clamps Dog/dog | No. |  |  | 11 |  |  | 60 | 660 | 660
14 | CC1C102009 | 95mm2 ,3 1/2 Al. Cable | Mtr | 38 |  |  |  |  | 250 | 9500 | 9500
15 | CC1C102011 | 50mm2 ,3 1/2 Al. Cable | Mtr | 12 |  |  |  |  | 90 | 1080 | 1080
16 | CC0C002010 | Control Cable 6x2.5mm2 | Mtr | 57 |  |  |  |  | 132.75 | 7566.75 | 7566.75
17 | VV3V303001 | OSR relay suitable for NGEF make 20 MVA T/f | No. | 1 |  |  |  |  | 11917.5 | 11917.5 | 11917.5
18 | II2I205001 | Fired C-Wedge clamp suitable for Panther to Panther | No. | 48 |  |  |  |  | 1912.48 | 91799.04 | 91799.04
19 | VV6V605013 | 33 KV CT(200-100/1A) old and used | No. | 2 |  |  |  |  | 12100 | 24200 | 24200
20 | JJ1J103005 | Trip coil 110 Vsuitable for CGL make 132 KV Circuit Breader | No. | 2 |  |  |  |  | 2815 | 5630 | 5630
21 | II1I104001 | PG Clamp Zebra to Zebra | No. | 3 |  |  |  |  | 1123.6 | 3370.8 | 3370.8
22 | JJ1J105022 | Eye bolt suitable for 33 KV BHEL make VCB Circuit breaker. | No. | 5 |  |  |  |  | 519.8 | 2599 | 2599
23 | JJ1J105006 | Tripping/Closing coil with assembly 110 Volt DC Suitable for 33 KV BHEL make breaker | No. | 3 |  |  |  |  | 2775.1 | 8325.3 | 8325.3
24 | CC0C002013 | 2.5mm2x2 core control cable | Km. | 0.755 |  |  |  |  | 81207 | 61311.285 | 61311.285
25 | CC0C002011 | 2.5mm2x4 Core Control Cable | Km. | 0.8 |  |  |  |  | 140002.3 | 112001.84 | 112001.84
26 | II1I105001 | PG Clamp Panther to Panther for line | No. | 62 |  |  |  |  | 1189.48 | 73747.76 | 73747.76
27 | VV2V203008 | Silica gel | Kg | 9 |  |  |  |  | 387.04 | 3483.36 | 3483.36
28 | CC2C201006 | 10C X2.5 Sqmm Copper Control Cable | Mtr. | 143 |  |  |  |  | 439.68 | 62874.24 | 62874.24
29 |  | 36 KV 3 Core CT 400-200/1 A With 0.2s acc . Class | No. | 1 |  |  |  |  | 59000 | 59000 | 59000
30 |  | 36 KV PT with 0.2 S Accuracy class | No. | 1 |  |  |  |  | 47790 | 47790 | 47790
31 |  | 132KV CT 1 Phase Heptacare Power (PSDF) | No. | 1 |  |  |  |  | 179286.22 | 179286.22 | 179286.22
32 |  | 132 KV Polycon Insulator | No. |  |  |  | 4 |  | 7448 | 29792 | 29792
33 |  | 33 KV Pin insulator | No. |  |  | 11 |  |  | 230 | 2530 | 2530
34 |  | 33 KV Pin with nut | No. |  |  | 9 |  |  | 110 | 990 | 990
35 |  | 33KV ,200-100 /1 A C.T. Vishal | No. |  |  | 1 |  |  | 16694 | 16694 | 16694
36 |  | Defective Auxillary C.T. | Set |  |  |  |  | 1 | 300 | 300 | 300
37 |  | Blades for 33 KV isolator | No. | 10 |  |  |  |  | 3825 | 38250 | 38250
38 |  | Tension fitting | No. | 10 |  |  |  |  | 900 | 9000 | 9000
39 |  | Old used and broken terminal connector of LV bushing of 20 MVAT/f suitable for ACSR panther conductor (scrap) | No. |  |  |  |  | 3 | 100 | 300 | 300
40 |  | Old used and broken silica gel breather of 40 MVA T/f (scrap) | No. |  |  |  |  | 1 | 125 | 125 | 125
41 |  | Old used and defective 132 KV CVT | No. |  | 4 |  |  |  | 12500 | 50000 | 50000
42 |  | Old used & damaged 33KV CT 400/200/1A | No. |  |  |  |  | 1 | 6500 | 6500 | 6500
43 |  | GI foundation Anchor bolt (size 28 mm) | No. | 20 |  |  |  |  | 1041.87 | 20837.4 | 20837.4
44 |  | GI foundation Anchor bolt (size32 mm) | No. | 10 |  |  |  |  | 1095.16 | 10951.6 | 10951.6
45 |  | Old & used silica gel breather | No. |  |  |  |  | 1 | 500 | 500 | 500
46 |  | Old used & damaged Bucholz Relay for 20 MVA T/F | Kg |  |  |  |  | 8 | 25 | 200 | 200
47 |  | Old used & damaged Gate Valve for 20 MVA T/F | Kg |  |  |  |  | 8 | 25 | 200 | 200
48 |  | Old used & damaged Magnetic Oil Gauge for 20 MVA T/F | Kg |  |  |  |  | 0.5 | 20 | 10 | 10
49 |  | Old used & damaged Silica gel Breather for 20 MVA T/F | Kg |  |  |  |  | 1 | 20 | 20 | 20
50 |  | Cpmpletely damaged 132 KV CVT | No. |  |  |  |  | 1 | 1250 | 1250 | 1250
51 |  | 36 KV PT completely damaged | No. |  |  |  |  | 1 | 500 | 500 | 500
52 |  | 33 KV Lightning arrestor with all accessories and surge counter | No. | 3 |  |  |  |  | 32915 | 98745 | 98745
53 |  | 33 KV CT of 3 Core (400/200/1A) damaged | No. |  |  |  |  | 1 | 12000 | 12000 | 12000
54 |  | Old used and damaged 33 KV CT | No. |  |  |  |  | 1 | 12000 | 12000 | 12000
55 |  | Complete damage 145 KV CT | No. |  |  |  |  | 2 | 5000 | 10000 | 10000
56 |  | Old used and damaged 36 KV PT | No. |  | 1 |  |  |  | 12000 | 12000 | 12000
57 |  | Old used and damaged 33 KV CT of 03 core | No. |  |  |  |  | 3 | 1000 | 3000 | 3000
58 |  | Old used and damaged MOG | No. |  |  |  |  | 1 | 100 | 100 | 100
59 |  | Surge counter for 132 KV LA with all accessories as per technical specification | No. | 3 |  |  |  |  | 12355 | 37065 | 37065
60 |  | 50mm2 ,3 1/2 Al. Cable Complete damage in Pices | No. |  |  |  |  | 50 | 10 | 500 | 500
61 |  | Old used and damaged battery bak of 110 Volt | Set |  |  |  |  | 1 | 27500 | 27500 | 27500
62 |  | Old and used exghaust fan | No. | 1 |  |  |  |  | 500 | 500 | 500
63 |  | Old used & damaged exghaust fan of 18" size | No. | 2 |  |  |  |  | 1000 | 2000 | 2000
64 |  | Old used and damaged battery Cell of 2 Volt 300 Ah | No. |  |  |  |  | 5 | 500 | 2500 | 2500
65 |  | LED Bulb of 15 Watt of ISI Mark | No. | 14 |  |  |  |  | 396.72 | 5554.08 | 5554.08
66 |  | CRC Standard quality | No. | 10 |  |  |  |  | 588.82 | 5888.2 | 5888.2
67 |  | Silica gel breather6 Kg capacity Suitable for 40 MVA Transformer as per sample | No. | 1 |  |  |  |  | 5890.56 | 5890.56 | 5890.56
Total |  |  |  | 1265118.04 | 62000 | 20874 | 29792 | 78025 |  |  | 1455809.04
Suryakant Kukreti
JE
Monthly Inventory
Name of Circle/Zone:- Kumaun Zone |  |  |  |  | Name of Substation:- 220 KV Substation Mahuakheraganj
Name of Division:- 220 KV Division Mahuakheraganj |  |  |  |  | Month of:- Feb. 2021
SR.No. | Item Code | Item Description | Unit | Quantity |  |  |  |  | Book Value per Unit | Total Book Value
|  |  |  | Useable | Unserviceable | Obsolete | Non-Moving | Scrap
1 | AA0A002001 | ACSR Conductor Moose | Mtr. | 184 |  |  |  |  | 300 | 55200
2 | AA0A004001 | ACSR Conductor Zebra | Mtr. | 0 |  |  |  |  | 231.1 | 0
3 | AA0A004001 | ACSR Conductor Zebra | Mtr. | 1333 |  |  |  |  | 279.9 | 373106.7
4 | AA0A005001 | ACSR Conductor Panther | Mtr. | 1600 |  |  |  |  | 135 | 216000
5 | AA1A102001 | GI Earth Wire 7/10 SWG | Mtr. | 388 |  |  |  |  | 49.95 | 19380.6
6 | AA5A501004 | IPS Aluminium Tube 4" | Mtr. | 37 |  |  |  |  | 18000 | 666000
7 | CC0C002010 | PVC Control Cable - W/o Armoured- 6x2.5mm |  | 365 |  |  |  |  | 202.65 | 73967.25
8 | CC0C002011 | PVC Control Cable - W/o Armoured- 4x2.5mm | Mtr | 155 |  |  |  |  | 205.5486 | 31860.033
9 | CC4C403001 | HF Cable -Longest optical cable - | set | 1 |  |  |  |  | 29115 | 29115
10 | CC7C702006 | - Lugs- Copper 2.5mm | No. | 0 |  |  |  |  | 234.82 | 0
11 | DD0D002001 | Desktop Computer make HCL |  | 2 |  |  |  |  | 38627.4 | 0
12 | FF3F302001 | Tower Parts- GI | kg | 1525 |  |  |  |  | 76.6 | 116815
13 | FF4F401068 | Galvanised Nuts & Bolts-Off Size | kg | 0 |  |  |  |  | 343.38 | 0
14 | FF9F904007 | Copper - bond Flexible | No | 0 |  |  |  |  | 588.82 | 0
15 | GG0G001003 | Maintenance material CRC 400 ML Bottel | no | 0 |  |  |  |  | 586.46 | 0
16 | HH0H002002 | Line Isolator 220 KV Motorized with Earth Switch | no | 1 |  |  |  |  | 172759 | 172759
17 | HH0H003002 | Line Isolator 132 KV Motorized with Earth Switch | no | 1 |  |  |  |  | 162558 | 162558
18 | HH5H505001 | 220 KV Isolater Spare Support Insulator | No | 7 |  |  |  |  | 22950 | 160650
19 | HH5H506002 | 220 KV Isolater Spare Switch 220V Limit Switch for Motorized Isolators | Set | 4 |  |  |  |  | 5221 | 20884
20 | HH6H601004 | 132 KV Isolater Spare Jaws Contact Finger | No | 2 |  |  |  |  | 14185.2 | 28370.4
21 | HH6H602001 | 132 KV Isolater Spare Blade Male contact | No | 4 |  |  |  |  | 13046.8 | 52187.2
22 | HH6H606001 | 220 KV Isolater Spare Switch Control switch | no | 4 |  |  |  |  | 290 | 1160
23 | HH8H801009 | 33 KV Isolater Spare Jaws Female contact Finger | No | 0 |  |  |  |  | 7611 | 0
24 | HH8H802003 | 33 KV Isolater Spare Blade 1600 Amp. | No | 2 |  |  |  |  | 5215.6 | 10431.2
25 | HH8H802003 | 33 KV Isolater Spare Blade 800 Amp. | No | 0 |  |  |  |  | 4708.2 | 0
26 | HH8H803002 | 33 KV Isolater Spare Isolator Rotating Assembly Motorized operating mechanism for Isolator | No | 1 |  |  |  |  | 60000 | 60000
27 | II0I001001 | Disc Insulator 160 KN Porceline | No | 76 |  |  |  |  | 1610 | 122360
28 | II0I002001 | Disc Insulator 120 KN Porceline | No | 118 |  |  |  |  | 999 | 117882
29 | II0I003001 | Disc Insulator 90 KN | No | 14 |  |  |  |  | 599 | 8386
30 | II0I003001 | Disc Insulator 90 KN | No | 15 |  |  |  |  | 1310 | 19650
31 | II0I006001 | Disc Insulator 11 KV (11500 kg X pin | No | 143 |  |  |  |  | 860 | 122980
32 | II1I102001 | PG Clamp Moose - Moose | No | 6 |  |  |  |  | 1080 | 6480
| II1I102001 | PG Clamp Moose - Moose | No | 20 |  |  |  |  | 2599.65 | 51993
33 | II1I102004 | PG Clamp Moose- Panther | no | 12 |  |  |  |  | 1685.48 | 20225.76
34 | II1I104001 | PG Clamp Zebra- Zebra | No | 14 |  |  |  |  | 1123.7 | 15731.8
35 | II1I105001 | PG Clamp Panther- Panther | No | 48 |  |  |  |  | 2365.9 | 113563.2
36 | II2I202001 | C-wedge Clamp Moose- Moose | No | 11 |  |  |  |  | 2655 | 29205
| II2I202001 | C-wedge Clamp Moose- Moose | No | 20 |  |  |  |  | 2752.25 | 55045
37 | II2I204001 | C-wedge Clamp Zebra- Zebra | No | 66 |  |  |  |  | 2175.5 | 143583
38 | II2I205001 | C-wedge Clamp Panther- Panther | No | 94 |  |  |  |  | 3957.72 | 372025.68
39 | II4I406002 | Cleat type Clamp 7/10 SWG | No | 19 |  |  |  |  | 117 | 2223
40 | II5I501003 | Mid Span Joint Zebra | No | 9 |  |  |  |  | 710 | 6390
41 | II5I501004 | Mid Span Joint Panther | No | 10 |  |  |  |  | 1271.2 | 12712
42 | II5I501009 | Mid Span Joint 7/10 SWG | No | 2 |  |  |  |  | 610 | 1220
43 | II5I502003 | Repair Sleeve Zebra | No | 1 |  |  |  |  | 1072.6 | 1072.6
44 | II5I502003 | Repair Sleeve Zebra | No | 8 |  |  |  |  | 410 | 3280
45 | II5I502003 | Repair Sleeve Zebra | No | 5 |  |  |  |  | 576 | 2880
46 | II5I502004 | Repair Sleeve Panther | No | 5 |  |  |  |  | 550.48 | 2752.4
47 | II5I502009 | Repair Sleeve 7/10 SWG | No. | 5 |  |  |  |  | 550.48 | 2752.4
48 | II6I604001 | Bird Guard | set | 2 |  |  |  |  | 710 | 1420
49 | II7I704003 | Spacers Quard Moose | No. | 4 |  |  |  |  | 1710 | 6840
50 | II7I704004 | Spacers Twin Moose | No | 35 |  |  |  |  | 1888 | 66080
51 | II801010 | Single Tension Fitting 7/10 SWG | No | 24 |  |  |  |  | 810 | 19440
52 | II8I802005 | Double Tension Fitting Panther | set | 12 |  |  |  |  | 5210 | 62520
53 | II8I804004 | Single Suspension Fitting Zebra | No | 2 |  |  |  |  | 8128.9 | 16257.8
54 | II8I804005 | Single Suspension Fitting Panther | No | 4 |  |  |  |  | 4494.6 | 17978.4
55 | II8I805005 | Double Suspension Fitting Panther | No/set | 13 |  |  |  |  | 3610 | 46930
56 | JJ1J102003 | Circuit Breaker Sapres 220KV Trip Coil Assembly | no | 1 |  |  |  |  | 13554 | 13554
57 | JJ1J102006 | Circuit Breaker Sapres 220KV Closing Coil Assembly | no | 1 |  |  |  |  | 13776 | 13776
58 | JJ1J102008 | Circuit Breaker Sapres 220KV Poles | No. | 1 |  |  |  |  | 719475 | 719475
59 | JJ1J102009 | Circuit Breaker Sapres 132KV Poles | No. | 1 |  |  |  |  | 535725 | 535725
60 | JJ1J102018 | Circuit Breaker Sapres 220KV Pressure Switch | no | 1 |  |  |  |  | 8892 | 8892
61 | JJ1J103002 | Circuit Breaker Sapres 132KV 220V DC Trip Coil Assembly | no | 1 |  |  |  |  | 11231 | 11231
62 | JJ1J103004 | Circuit Breaker Sapres 132KV 220V DC Closing Coil Assembly | no | 1 |  |  |  |  | 12443 | 12443
63 | JJ1J103019 | Circuit Breaker Sapres 132KV Pressure Switch | no | 1 |  |  |  |  | 7885 | 7885
64 | JJ1J105001 | Circuit Breaker Sapres 33KV 220V DC Trip Coil | no | 4 |  |  |  |  | 588.82 | 2355.28
65 | JJ1J105003 | Circuit Breaker Sapres 33KV 220V DC Closing Coil | no | 4 |  |  |  |  | 588.82 | 2355.28
66 | JJ2J201006 | Circuit Breaker Auxiliary switch Limit switch 220V DC | No | 4 |  |  |  |  | 979.72 | 3918.88
67 | JJ2J201010 | Circuit Breaker Auxiliary switch Density moniter switch | No | 1 |  |  |  |  | 22855 | 22855
68 | JJ2J201011 | Circuit Breaker Auxiliary switch Density moniter switch | No | 1 |  |  |  |  | 19886 | 19886
69 | JJ2J202004 | Circuit Breaker Auxiliary Contact 13No+13NC | No | 4 |  |  |  |  | 8361.95 | 33447.8
70 | JJ3J302001 | Spring oprating Mechanism Triping spring | No | 5 |  |  |  |  | 12450.55 | 62252.75
71 | JJ3J302003 | Spring oprating Mechanism Spring charge motor | no | 4 |  |  |  |  | 53086.24 | 212344.96
72 | JJ6J601012 | Circuit Breaker Accessories Molecular filter | set | 3 |  |  |  |  | 8896 | 26688
73 | JJ6J601012 | Circuit Breaker Accessories Molecular filter | set | 3 |  |  |  |  | 8897 | 26691
74 | JJ6J601025 | Circuit Breaker Accessories Opening Latch gear | set | 1 |  |  |  |  | 9883 | 9883
75 | JJ6J601025 | Circuit Breaker Accessories Opening Latch gear | set | 1 |  |  |  |  | 8883 | 8883
76 | JJ6J601026 | Circuit Breaker Accessories Opening dash pot | set | 1 |  |  |  |  | 18000 | 18000
77 | JJ6J601026 | Circuit Breaker Accessories Opening dash pot | set | 1 |  |  |  |  | 14332 | 14332
78 | JJ6J601027 | Circuit Breaker Accessories Closing dash pot | set | 1 |  |  |  |  | 16500 | 16500
79 | JJ6J601027 | Circuit Breaker Accessories Closing dash pot | set | 1 |  |  |  |  | 16500 | 16500
80 | JJ6J601028 | Circuit Breaker Accessories Closing Latch gear | set | 1 |  |  |  |  | 8500 | 8500
81 | JJ6J601029 | Circuit Breaker Accessories Closing Latch gear | set | 1 |  |  |  |  | 7220 | 7220
82 | JJ6J601031 | Circuit Breaker Accessories Operating counter | no | 1 |  |  |  |  | 2566 | 2566
83 | JJ6J601032 | Circuit Breaker Accessories Operation counter | no | 1 |  |  |  |  | 2566 | 2566
84 | MM1M114005 | Miscellaneous Panel Spare - Switch - Control switch for breaker | no | 4 |  |  |  |  | 26567 | 106268
85 | JJ8J801001 | SF-6 Gas | Kg. | 0 |  |  |  |  | 2600 | 0
| JJ8J801001 | SF-6 Gas | Kg. | 18 |  |  |  |  | 5799.7 | 104394.6
86 | KK0K002001 | Lighting Arrestor 220 KV | No | 2 |  |  |  |  | 63495 | 126990
87 | KK0K005001 | Lighting Arrestor 33 KV | No | 3 |  |  |  |  | 34992 | 104976
88 | KK4K302001 | Bus Post Insulator (without corona ring) with creepage distance of 6125 mm. - 245 kV | no | 15 |  |  |  |  | 36895 | 553425
89 | KK4K302002 | Bus Post Insulator (without corona ring) with creepage distance of 3625 mm. - 145 kV | no | 4 |  |  |  |  | 13770 | 55080
90 | KK4K302002 | Bus Post Insulator (without corona ring) with creepage distance of 3625 mm. - 145 kV | no | 13 |  |  |  |  | 20647 | 268411
91 | LL0L002003 | HPSV Lighting Material Copper Ballast 400W | no | 0 |  |  |  |  | 2356.46 | 0
92 | LL0L003003 | HPSV Lighting Material Lamp 400W | no | 2 |  |  |  |  | 1178 | 2356
93 | LL0L004003 | HPSV Lighting Material Ignitor 400W | no | 0 |  |  |  |  | 587.64 | 0
94 | LL6L602001 | Lighting Spares PVC Multi stand Copper wire size 2.5 sqmm | no | 0 |  |  |  |  | 1960 | 0
95 | LL8L809001 | Lighting Accessories Complete fitting LM Tower light | no | 2 |  |  |  |  | 12256 | 24512
96 | MM0M001003 | Relay - Distance Relay - Main-1 Numerical Distance relay( excluding external trip relay)with accessaries | Set | 0 |  |  |  |  | 153000 | 0
97 | MM0M008001 | Relay - Trip circuit supervision relay - Trip ckt supervision relay | No | 1 |  |  |  |  | 68554 | 68554
98 | MM0M009002 | Relay - Auxiliary relay - Auxiliary relay 220V | no | 2 |  |  |  |  | 65478 | 130956
99 | MM0M010001 | Relay - Phase failure relay - Phase failure relay with UV/OV Relay (Minilec) auto reset, system voltage 415V AC | no | 3 |  |  |  |  | 1961 | 5883
100 | MM0M010001 | Relay - Phase failure relay - Phase failure relay with UV/OV Relay (Minilec) auto reset, system voltage 415V AC | no | 2 |  |  |  |  | 2940.5 | 5881
101 | MM0M019001 | Relay - Diffrential Relay - Transformer differential protection relay with assesiores | no | 1 |  |  |  |  | 141340 | 141340
102 | MM0M019002 | Relay - Diffrential Relay - Reactor differential protection relayincluding all aux. CT and associated software | no | 1 |  |  |  |  | 79487 | 79487
103 | MM0M020001 | Relay - Disturbance Recorder - Disturbance recorder acquisition unitswith Software | no | 1 |  |  |  |  | 42000 | 42000
104 | MM0M021001 | Relay - Distance to fault locator - including mutual compasation units | no | 1 |  |  |  |  | 1600 | 1600
105 | MM0M022001 | Relay - Over load relay - with timer | no | 1 |  |  |  |  | 16200 | 16200
106 | MM0M024002 | Relay - Back up for protection relay - Back up for protection relay with 3O/C and 1 E/F element | no | 1 |  |  |  |  | 138674 | 138674
107 | MM0M025001 | Relay - Back up impedance relay - Back up impedance relay | set | 1 |  |  |  |  | 88657 | 88657
108 | MM0M025002 | Relay - Back up impedance relay - Back up imp relay | set | 1 |  |  |  |  | 9000 | 9000
109 | MM0M026001 | Relay - Restricted earth fault protection relay - with Non-linear resistor Type- SR350 relay | no | 1 |  |  |  |  | 139872 | 139872
110 | MM0M027001 | Relay - Over Fluxing Relay - Over fluxing relay | set | 1 |  |  |  |  | 900 | 900
111 | MM0M028001 | Relay - DC supervision relay - 220 KV & 132KV | no | 2 |  |  |  |  | 62558 | 125116
112 | MM0M029002 | Relay - Self reset trip relay - self reset trip relay for 220 Kv & 132 KV | no | 2 |  |  |  |  | 69887 | 139774
113 | MM0M030003 | Relay - Hand reset trip relay - Hand reset trip relay for 220 KV & 132 KV | no | 2 |  |  |  |  | 58976 | 117952
114 | MM0M031001 | Relay - Auto Reclose Relay - with Check Synchronising Relay and Dead Line Charging Relay(RAAAM) for 400, 220 &132 KV | no | 2 |  |  |  |  | 55438 | 110876
115 | MM0MO32001 | Relay - Breaker failure relay - for 220 KV | no | 1 |  |  |  |  | 356 | 356
116 | MM0MO32002 | Relay - Breaker failure relay - for 132 KV@240 | No | 1 |  |  |  |  | 240 | 240
117 | MM0M033002 | Relay - Flag relay - Flag relay 220 KV & 132 KV | No | 2 |  |  |  |  | 54789 | 109578
118 | MM0M035001 | Relay - Definite time relay - Definite time relay | no | 1 |  |  |  |  | 12559 | 12559
119 | MM0M036003 | Relay - Timer Relay - for 220 KV & 132 KV | No | 2 |  |  |  |  | 3224 | 6448
120 | MM0M038002 | Relay - Over Voltage Protection Relay - over voltage protection relay with timers | set | 1 |  |  |  |  | 18044 | 18044
121 | MM0M071001 | Relay - TP Deffental Proction Relay Setting 10-40% Ctr-1a Supply 220VDC - | No | 1 |  |  |  |  | 32665 | 32665
122 | MM0M072001 | Relay - TP O/C Relay 50-200%(Valtage Operated O CTR 1A, 90.3SEC) 220VDC - | No | 1 |  |  |  |  | 33256 | 33256
123 | MM0M073001 | Relay - 220VDC Earth Leakage Relay,Satting 3.7MA AUX Supply 230VAC - | No | 1 |  |  |  |  | 22987 | 22987
124 | MM0M074001 | Relay - TP Istant O/C Relay With Adj Defl Mani Time CTR-1A,200-800% - | No | 1 |  |  |  |  | 26556 | 26556
125 | MM0M075001 | Relay - Master Trip Relay Aux. Supply 220VDC 4NO+1 No. - | No | 1 |  |  |  |  | 28996 | 28996
126 | MM0M076001 | Relay - Insant E/F Relay With Adj Deft Mini Time,Ctr-1a,10-40% 220VDC - | No | 2 |  |  |  |  | 1137 | 2274
127 | MM1M114011 | Miscellaneous Panel Spare - Switch - AIR BREAKER SWITCH ,250A,220VDC, DP SWITCH | no | 1 |  |  |  |  | 9237 | 9237
128 | MM1M114012 | Miscellaneous Panel Spare - Switch - BREAKER CONTROL SWITCH DP 25A | No | 1 |  |  |  |  | 6589 | 6589
129 | MM1M115002 | Miscellaneous Panel Spare - Selector Switch - Volt meter-220 KV & 132 kV | No | 2 |  |  |  |  | 430 | 860
130 | MM1M115004 | Miscellaneous Panel Spare - Selector Switch - DP,16A,ON-OFF | no | 1 |  |  |  |  | 3565 | 3565
131 | MM1M115005 | Miscellaneous Panel Spare - Selector Switch - AMMTER-10A | no | 1 |  |  |  |  | 2546 | 2546
132 | MM1M115006 | Miscellaneous Panel Spare - Selector Switch - AMMTER-6A | no | 1 |  |  |  |  | 2223 | 2223
133 | MM1M115007 | Miscellaneous Panel Spare - Selector Switch - A/M -1P,2W,W/O OFF,6A | no | 1 |  |  |  |  | 6695 | 6695
134 | MM1M115008 | Miscellaneous Panel Spare - Selector Switch - A/M -3P,2W,W/O OFF,6A | no | 1 |  |  |  |  | 3365 | 3365
135 | MM1M115011 | Miscellaneous Panel Spare - Selector Switch - Synchornizing Selector Switch 220 KV & 132 KV | no | 2 |  |  |  |  | 342 | 684
136 | MM1M126001 | Miscellaneous Panel Spare - Synchornizing socket - 220 KV & 132 KV | No | 2 |  |  |  |  | 3524 | 7048
137 | MM2M201001 | Analog Meter - Frequency Meter - Frequency meter | No. | 1 |  |  |  |  | 12454 | 12454
138 | MM2M202014 | Analog Meter - Voltmeter - with Transducer for 132 KV | No. | 2 |  |  |  |  | 5512 | 11024
139 | MM2M202015 | Analog Meter - Voltmeter - DC -300-0-300V | No. | 1 |  |  |  |  | 8566 | 8566
140 | MM2M202016 | Analog Meter - Voltmeter - 0-500V 415VAC | No | 1 |  |  |  |  | 9888 | 9888
141 | MM2M202017 | Analog Meter - Voltmeter - 0-500V,PTR-415VAC | No. | 1 |  |  |  |  | 9888 | 9888
142 | MM2M202018 | Analog Meter - Voltmeter - DC-75-0-75V WITH DC SHUNT CL-0 75MV | No. | 1 |  |  |  |  | 8856 | 8856
143 | MM2M203001 | Analog Meter - Ampere Meter - 0-1000A CTR CL-1.5 | No. | 1 |  |  |  |  | 7588 | 7588
144 | MM2M203006 | Analog Meter - Ampere Meter - 0-400 CTR CL-1.5 | No | 1 |  |  |  |  | 7588 | 7588
145 | MM2M203016 | Analog Meter - Ampere Meter - Amp meter DC -WITH DC SHUNT 0-75MV 90-0-200A | No. | 1 |  |  |  |  | 7588 | 7588
146 | MM2M203020 | Analog Meter - Ampere Meter - Amp meter with transducer for 220 KV & 132KV | No | 4 |  |  |  |  | 5512 | 22048
147 | MM3M307001 | Digital Meter - KWH (Energy meter) - KWH METER 3P,4W,LEAST COUNT-1KWH | No | 1 |  |  |  |  | 12556 | 12556
148 | MM3M308001 | Digital Meter - KW METER - KW METER 3P,4W,CTR-1A,90-800KWO | No | 1 |  |  |  |  | 12556 | 12556
149 | MM4M401008 | Miscellaneous- - Card - Carrier Equipment of Each type | Set | 1 |  |  |  |  | 345672 | 345672
150 | MM4M406002 | Miscellaneous- - Power supply - module of Bus- bar protection | No | 1 |  |  |  |  | 3000 | 3000
151 | MM4M412001 | Miscellaneous- - merosil - (Non linear resistor ) | No | 1 |  |  |  |  | 900 | 900
152 | MM4M431001 | Miscellaneous- - CT & PTs - Inter-posing CT & PTs each type | Set | 1 |  |  |  |  | 2400 | 2400
153 | MM5M506001 | plcc(carrier) Miscellaneous-items------ - Telephone 4 wire with necessary connecting cable - Telephone 4 wire with necessary connecting cable | set | 2 |  |  |  |  | 5674 | 11348
154 | MM5M507001 | plcc(carrier) Miscellaneous-items------ - Co-axial connector - Co-axial connector | set | 2 |  |  |  |  | 1356 | 2712
155 | MM5M508001 | plcc(carrier) Miscellaneous-items------ - Straight through joint - Straight through joint | set | 1 |  |  |  |  | 1234 | 1234
156 | MM5M501001 | plcc(carrier) Miscellaneous-items------ - Switch - Switch of each type (01 No. 8 LAN port Ethenet switch) | set | 1 |  |  |  |  | 52187 | 52187
157 | SS1S103002 | Contactor Air Break 30 Amp |  | 4 |  |  |  |  | 3391.4 | 13565.6
158 | SS2S201003 | Button Push Button | No | 0 |  |  |  |  | 175.82 | 0
159 | SS3S301023 | Fuse HRC -6A bottle type | no | 4 |  |  |  |  | 62.43 | 249.72
160 | SS3S302005 | Fuse NS -HRS Type 6 Amp. | no | 1 |  |  |  |  | 62.43 | 62.43
161 | SS3S302008 | Fuse NS - Type 4A | no | 0 |  |  |  |  | 62.43 | 0
162 | SS3S302009 | Fuse NS - Type 2A | No | 0 |  |  |  |  | 62.43 | 0
163 | SS4S401003 | MCB 220V DC 10 Amp | no | 0 |  |  |  |  | 1470.25 | 0
164 | SS4S403001 | MCB 50 V DC 32 A | no | 1 |  |  |  |  | 32000 | 32000
165 | SS4S404002 | MCB 230V AC Double Pole 16 Amp | no | 0 |  |  |  |  | 1961.2 | 0
166 | SS5S501001 | MCCB 415 Volt AC Four pole 400A, Thermal Mag 80-100% setting | no | 1 |  |  |  |  | 19554 | 19554
167 | SS5S501003 | MCCB 415 Volt AC Four pole 63A, 10ka Thermal Mag 80-100% setting | no | 1 |  |  |  |  | 15447 | 15447
168 | SS5S501004 | MCCB 415 Volt AC Four pole 32A, Thermal Mag 80-100% setting | no | 1 |  |  |  |  | 13345 | 13345
169 | SS5S502001 | MCCB 220V DC Double Pole 250A, 4ka Thermal Mag 80-100% setting | no | 1 |  |  |  |  | 15248 | 15248
170 | SS5S503001 | MCCB 48V DC Double Pole 250A, 4ka Thermal Mag 80-100% setting | no | 1 |  |  |  |  | 13224 | 13224
171 | SS6S601001 | Annunciations Annunciations windows with necessary Annunciation relay for 220 KV & 132 KV | no | 2 |  |  |  |  | 10092 | 20184
172 | VV2V202004 | Silica Gel Breather for OLTC Tank | No | 0 |  |  |  |  | 5882 | 0
173 | VV2V202006 | Silica Gel Breather Capacity 8 kg | No | 1 |  |  |  |  | 11788.2 | 11788.2
174 | VV2V203008 | Silica Gel Blue crystal | No | 25 |  |  |  |  | 467.87 | 11696.75
175 | VV2V204009 | Terminal connector for bushing. HV-100 MVA | No | 2 |  |  |  |  | 2826.15 | 5652.3
176 | VV2V204010 | Terminal connector for bushing. LV-100 MVA | No | 2 |  |  |  |  | 1170 | 2340
177 | VV2V204011 | Terminal connector for bushing. HV-80 MVA | No | 2 |  |  |  |  | 2712.65 | 5425.3
178 | VV3V301001 | Oil Transformer Oil | LTR | 2910 |  |  |  |  | 73.16 | 212895.6
179 | VV6V602001 | Current Transformer 245KV 1600/800/1A 5 core Accuracy 0.2 | no | 1 |  |  |  |  | 561825 | 561825
180 | VV6V603001 | Current Transformer 145KV 800/400/1 A 5 core Accuracy 0.2 | no | 2 |  |  |  |  | 171270 | 342540
181 | VV6V603003 | Current Transformer 145KV 400/200/1A 5 core Accuracy 0.2 | no | 1 |  |  |  |  | 209975 | 209975
182 | VV6V605001 | Current Transformer 33 KV 1600/800/1A 5 Core Accuracy 0.2 | no | 1 |  |  |  |  | 74595.75 | 74595.75
183 | VV6V605001 | Current Transformer 33 KV 1600/800/1A 5 Core Accuracy 0.2 | no | 1 |  |  |  |  | 73852.5 | 73852.5
184 | VV6V605004 | Current Transformer 33 KV 800/400/1 A 5 Core Accuracy 0.2 | no | 2 |  |  |  |  | 58410 | 116820
185 | VV8V803002 | PT (Potential Transformer) 145 KV PT 3 core with one 0.2 accuracy | No | 0 |  |  |  |  | 170250 | 0
186 | VV8V805002 | PT (Potential Transformer) PT 1-phase, 33KV/110 Volt - | No | 2 |  |  |  |  | 56563 | 113126
187 | VV8V811010 | Grading capacitors 220KV |  | 1 |  |  |  |  | 181000 | 181000
188 | VV8V811011 | Grading capacitors 132KV | No | 1 |  |  |  |  | 181000 | 181000
189 | YY5Y501002 | Battery Charger Relay 220V DC DC Instant U/V Relay With Contineous Setting 40-48%AUX | no | 1 |  |  |  |  | 25623 | 25623
190 | YY5Y501003 | Battery Charger Relay 220V DC Instant ,O/V Relay Setting 110% Aux 230VAC | no | 1 |  |  |  |  | 15662 | 15662
191 | YY5Y501004 | Battery Charger Relay 220V DC Instant ,O/V Relay Setting 95% Aux 230VAC | no | 1 |  |  |  |  | 13554 | 13554
192 | YY5Y501006 | Battery Charger Relay 220V DC Set of Rely | no | 1 |  |  |  |  | 6574 | 6574
193 | YY5Y503001 | Battery Charger Relay 48V DC Instant ,U/V Relay Setting 95% Aux 230VAC | no | 1 |  |  |  |  | 18321 | 18321
194 | YY5Y503002 | Battery Charger Relay 48V DC Instant ,O/V Relay Setting 110% Aux 230VAC | no | 1 |  |  |  |  | 18552 | 18552
195 | YY6Y601001 | Battery Charger Spares 220V DC Thyristor/diode | Set | 1 |  |  |  |  | 3452 | 3452
196 | YY6Y601002 | Battery Charger Spares 220V DC Filter capacitor | No | 0 |  |  |  |  | 3241 | 0
197 | YY6Y601003 | Battery Charger Spares 220V DC Set of conntractor | Set | 1 |  |  |  |  | 2345 | 2345
198 | YY6Y601004 | Battery Charger Spares 220V DC Set of woun resistor | Set | 1 |  |  |  |  | 2432 | 2432
199 | YY6Y601005 | Battery Charger Spares 220V DC Set of Switches | Set | 1 |  |  |  |  | 456 | 456
200 | YY6Y601006 | Battery Charger Spares 220V DC Potentiometer | No | 1 |  |  |  |  | 1987 | 1987
201 | YY6Y603029 | Battery Charger Spares 48V DC Fuse of thyristor with indicator | No | 6 |  |  |  |  | 987 | 5922
202 | YY6Y603031 | Battery Charger Spares 48V DC Set of wound resistor | Set | 1 |  |  |  |  | 2087 | 2087
203 | YY6Y603032 | Battery Charger Spares 48V DC Set of Switches | Set | 1 |  |  |  |  | 456 | 456
204 | YY6Y603033 | Battery Charger Spares 48V DC Potentiometer | No | 1 |  |  |  |  | 1564 | 1564
205 | YY2Y207001 | Battery Spares Inter cell connector with bolts and nuts for 300 AH | No | 7 |  |  |  |  | 1699 | 11893
1 |  | Rubber Gaskets rings and seals for SF6 gas (complete replacement for one breaker) | Set | 1 |  |  |  |  | 2878 | 2878
2 |  | Closing coils with resistors. | No. | 2 |  |  |  |  | 8456 | 16912
3 |  | fixed, moving and arcing contacts including insulating nozzles for one pole of CB. | Set | 1 |  |  |  |  | 15326 | 15326
4 |  | Pressure gauges & coupling devices of each type. | set | 1 |  |  |  |  | 26553 | 26553
5 |  | All types of coupling for SF6 gas. | No. | 1 |  |  |  |  | 8859 | 8859
6 |  | Terminal pads and connectors. | No. | 2 |  |  |  |  | 12886 | 25772
7 |  | Corona rings. | No. | 1 |  |  |  |  | 30256 | 30256
8 |  | Control Relay. | No. | 8 |  |  |  |  | 8992 | 71936
9 |  | Control Valves. | Set | 1 |  |  |  |  | 38000 | 38000
10 |  | Copper contact fingers for female and male contacts. | Set | 1 |  |  |  |  | 12456 | 12456
11 |  | Terminals Connectors. | No. | 2 |  |  |  |  | 5233 | 10466
12 |  | Terminal Pads. | No. | 6 |  |  |  |  | 4222 | 25332
13 |  | Rotor housing bearing assembly. | No. | 2 |  |  |  |  | 32236 | 64472
14 |  | Corona shielding ring of each type. | Set | 4 |  |  |  |  | 2900 | 11600
15 |  | Bearings . | Set | 2 |  |  |  |  | 12856 | 25712
16 |  | Interlocking coils with resistor. | No. | 5 |  |  |  |  | 4465 | 22325
17 |  | Rubber gaskets rings and seals for SF6 gas (complete replacement for one breaker). | Set | 1 |  |  |  |  | 2478 | 2478
18 |  | Trip coils with resistor. | No. | 4 |  |  |  |  | 8896 | 35584
19 |  | Closing coils with resistorss. | No. | 4 |  |  |  |  | 8698 | 34792
20 |  | Fixed, moving and arcing contacts including insulating nozzles for one pole of CB. | Set | 1 |  |  |  |  | 13458 | 13458
21 |  | Pressor gage and coupling device of each type | set | 1 |  |  |  |  | 22648 | 22648
22 |  | All types of coupling for SF6 gas. | No. | 1 |  |  |  |  | 7884 | 7884
23 |  | Terminals pads and connectors. | No. | 2 |  |  |  |  | 11886 | 23772
24 |  | Corona rings. | No. | 1 |  |  |  |  | 30256 | 30256
25 |  | Control Relay. | No. | 8 |  |  |  |  | 8233 | 65864
26 |  | Resister. | No. | 1 |  |  |  |  | 8852 | 8852
27 |  | Control Valves. | Set | 1 |  |  |  |  | 38000 | 38000
28 |  | Wattmeter with Transducer for 220 KV & 132 KV. | No. | 2 |  |  |  |  | 12232 | 24464
29 |  | VAR meter with Transducer for 220 Kv & 132 KV. | No. | 2 |  |  |  |  | 12232 | 24464
30 |  | Semaphore Indicator for Earth Switch 220 KV & 132 KV. | No. | 4 |  |  |  |  | 5234 | 20936
31 |  | Trip Transfer Switch 220 KV & 132 KV. | No. | 2 |  |  |  |  | 22645 | 45290
32 |  | Set of prints for EPAX(24/8). | Set | 1 |  |  |  |  | 189786 | 189786
33 |  | Set of Prints for Protection coupler. | Set | 1 |  |  |  |  | 198067 | 198067
34 |  | Shaft sleeves for HVW spray pumps. | Set | 1 |  |  |  |  | 4223 | 4223
35 |  | Self starter. | No. | 1 |  |  |  |  | 42400 | 42400
36 |  | Shaft sleeves for hydrant pumps and jockey pump. | Set | 1 |  |  |  |  | 4223 | 4223
37 |  | Quartzoid Bulb Detector. | No. | 5 |  |  |  |  | 654 | 3270
38 |  | Projector(merxles). | No. | 2 |  |  |  |  | 1050 | 2100
39 |  | Deluge Valve. | Set | 1 |  |  |  |  | 8100 | 8100
40 |  | Isolation Valve(each size). | Set | 1 |  |  |  |  | 8997 | 8997
41 |  | electrical Control panel Annunciation printed circuit board in the control panel. | Set | 1 |  |  |  |  | 15000 | 15000
42 |  | strainer. | No. | 1 |  |  |  |  | 1447 | 1447
43 |  | level Switch. | No. | 1 |  |  |  |  | 1872 | 1872
44 |  | safety valve for hydro pneumatic system. | No. | 1 |  |  |  |  | 4785 | 4785
45 |  | Pressure switch . | No. | 1 |  |  |  |  | 4380 | 4380
46 |  | Bronze pipe fited with nozzle & guide coupling. | No. | 1 |  |  |  |  | 3750 | 3750
47 |  | Hydrant Valve. | No. | 1 |  |  |  |  | 8755 | 8755
48 |  | Pressure Gauge. | No. | 1 |  |  |  |  | 1980 | 1980
49 |  | Self starter assembly for DG set. | No. | 1 |  |  |  |  | 46558 | 46558
50 |  | Soleniod coil assembly for DG Set. | No. | 1 |  |  |  |  | 26445 | 26445
51 |  | Switches for DG Set. | Set | 1 |  |  |  |  | 9098 | 9098
52 |  | Timer for DG. | Set | 1 |  |  |  |  | 22557 | 22557
53 |  | D.C Starter assembly with clutch engaging and disengaging arrngement complet with motor for DG. | No. | 1 |  |  |  |  | 25664 | 25664
54 |  | High water temperature safety control for DG. | No. | 1 |  |  |  |  | 2022 | 2022
55 |  | AVR Card type For DG. | No. | 1 |  |  |  |  | 28776 | 28776
56 |  | Inter cell connector with bolts and nuts for 500 AH. | No. | 10 |  |  |  |  | 1899 | 18990
57 |  | Fuse of thyristor with indicator for 220 V. | No. | 6 |  |  |  |  | 1123 | 6738
58 |  | AUX RELAY WITH 2NO SELF RESET CONTACT 220VDC. | No. | 1 |  |  |  |  | 22323 | 22323
59 |  | Restrited earth fault protection relay | No. | 2 |  |  |  |  | 34600 | 69200
60 |  | CURRENT TRANSFORMER 1000/1A,15VA,CL-1. | No. | 2 |  |  |  |  | 32996 | 65992
61 |  | CURRENT TRANSFORMER 400/1A,15VA,CL-1. | No. | 2 |  |  |  |  | 28996 | 57992
62 |  | CURRENT TRANSFORMER 400/1A,15VA,CL-5PS. | No. | 1 |  |  |  |  | 26556 | 26556
63 |  | VOLTAGE TRANSFORMER SINGLE PHASE 415/3,110/3.50VA,CL-0.5. | No. | 1 |  |  |  |  | 26223 | 26223
64 |  | Terminal connector on 216 kv kv LA to suit single moose ACSR. | No. | 1 |  |  |  |  | 810 | 810
65 |  | Terminal connector (through)on 216 kv kv LA to suit single moose ACSR. | No. | 1 |  |  |  |  | 810 | 810
66 |  | Terminal Connector on 132 Kv Wave trap to suit single moose ACSR (Top Terminal). | No. | 1 |  |  |  |  | 810 | 810
67 |  | Expension type terminal connector on 245 kv CB to suit 4" EH IPS AL Tube. | No. | 4 |  |  |  |  | 5220 | 20880
68 |  | Sliding(through) type terminal connector on 245 kv centre break isolator to suit 4" EH IPS AL Tube. | No. | 1 |  |  |  |  | 2700 | 2700
69 |  | Expension type terminal connector on 245 kv centre break isolator to suit 4" EH IPS AL Tube. | No. | 2 |  |  |  |  | 5220 | 10440
70 |  | Terminal connector on 245 kv centre break isolator to suit single moose ACSR with 250 mm sub conductor spacing . | No. | 1 |  |  |  |  | 810 | 810
71 |  | Terminal connector suitable for 4"EH IPS AL Tube on main way & single moose ACSR on branch way | No. | 1 |  |  |  |  | 2430 | 2430
72 |  | Expension type terminal connector suitable for 4"EH IPS AL Tube for tandem isolator. | No. | 2 |  |  |  |  | 5220 | 10440
73 |  | Sliding(through) type terminal connector suitable for 4"EH IPS AL Tube for tandem isolator. | No. | 1 |  |  |  |  | 2700 | 2700
74 |  | Terminal connector on 245 kv tandem isolator to suit single moose ACSR with 250 mm sub conductor spacing. | No. | 3 |  |  |  |  | 810 | 2430
75 |  | Sliding(through) type terminal connector on 220 kv BPI to suit 4" Eh IPS AL Tube.@1620.0 | No. | 3 |  |  |  |  | 1620 | 4860
76 |  | Expension type terminal connector on 220 kv BPI to suit 4" Eh IPS AL Tube.@6480.0 | No. | 1 |  |  |  |  | 6480 | 6480
77 |  | T connector to suit single moose ACSR on both main & branch way . | No. | 4 |  |  |  |  | 1080 | 4320
78 |  | T- Connector to suit twin mooose ACSR on main and single Moose ACSR on branch ways. | No. | 1 |  |  |  |  | 2250 | 2250
79 |  | Corona bell suitable for 4"EH IPS AL Tube. | No. | 3 |  |  |  |  | 1530 | 4590
80 |  | Connector for 220 kV Circuit Breaker. | No. | 4 |  |  |  |  | 1935 | 7740
81 |  | Twin Moose Turn buckle tension assambly 220 KV | No. | 3 |  |  |  |  | 16020 | 48060
82 |  | without turn buckle tension assambly. | No. | 3 |  |  |  |  | 14220 | 42660
83 |  | twin Moose Suspension assambly. | No. | 1 |  |  |  |  | 6300 | 6300
84 |  | Single moose tension assambly. | No. | 3 |  |  |  |  | 5940 | 17820
85 |  | single moose droping assambly. | No. | 4 |  |  |  |  | 5940 | 23760
86 |  | Clamp for 220 KV Isolator suit for single Moose ACSR. | No. | 4 |  |  |  |  | 1380.6 | 5522.4
87 |  | Interconnector between single moose ACSR to 4"AL Tube. | No. | 4 |  |  |  |  | 2678.6 | 10714.4
88 |  | Single moose Through Clamp assambly. | No. | 1 |  |  |  |  | 5940 | 5940
89 |  | Terminal Connector on 132 Kv Wave trap to suit single moose ACSR (Top Terminal). | No. | 0 |  |  |  |  | 810 | 0
90 |  | Expension type Terminal connector on 145 kv CB to suit 3" EH IPS AL Tube. | No. | 2 |  |  |  |  | 4680 | 9360
91 |  | Rigid type terminal connector on 145 kv isolator to suit 3" IPS AL Tube. | No. | 6 |  |  |  |  | 1764 | 10584
92 |  | Corona Bell suitable for 3" EH IPS AL Tube. | No. | 3 |  |  |  |  | 1044 | 3132
93 |  | Terminal Connector on 145 kv isolator to suit single mooose ACSR. | No. | 0 |  |  |  |  | 810 | 0
94 |  | Interconnector between 3"EH IPS AL tube & Single moose ACSR. | No. | 2 |  |  |  |  | 2070 | 4140
95 |  | Extension type terminal connector suitable for 3"EH IPS AL Tube for tandem isolator. | No. | 2 |  |  |  |  | 4680 | 9360
96 |  | Sliding (through) type terminal connector suitable for 3"EH IPS AL Tube for tandem isolator. | No. | 1 |  |  |  |  | 1980 | 1980
97 |  | Terminal Connector on 245 kv tandem isolator to suit single moose ACSR. | No. | 3 |  |  |  |  | 810 | 2430
98 |  | Sliding (through) type terminal connector on 132 kv BPI to suit 3"EH IPS AL Tube. | No. | 3 |  |  |  |  | 1404 | 4212
99 |  | T connector to suit single moose ACSR on both and branch way. | No. | 6 |  |  |  |  | 1080 | 6480
100 |  | Clamp for 132 KV CVT. | No. | 2 |  |  |  |  | 1485 | 2970
101 |  | Single moose tension assambly 132 KV. | No. | 1 |  |  |  |  | 4141 | 4141
102 |  | Single moose Through Clamp assambly132 KV. | No. | 3 |  |  |  |  | 4140 | 12420
103 |  | Terminal connector for 132 KV Isolator suitable for single moose ACSR . | No | 8 |  |  |  |  | 1288.22 | 10305.76
104 |  | Clamp for 132 KV Isolator. | No | 4 |  |  |  |  | 2077.05 | 8308.2
105 |  | Terminal Connector on 33Kv LA suit twin moose ACSR. | No. | 1 |  |  |  |  | 2340 | 2340
106 |  | Terminal Connector (Through) on 33Kv LA twin moose ACSR. | No. | 1 |  |  |  |  | 2340 | 2340
107 |  | Terminal Connector on horn Gap fuse to suit twin moose ACSR with 250mm sub conductor spacing | No. | 1 |  |  |  |  | 2340 | 2340
108 |  | Terminal Connector on 33Kv PT to suit twin moose ACSR with 250mm sub conductor spacing | No. | 0 |  |  |  |  | 2340 | 0
109 |  | T-Connector on 33Kv Centre break Islator to suit twin moose ACSR with 250mm sub conductor spacing . | No. | 4 |  |  |  |  | 2340 | 9360
110 |  | Terminal Connector on 33Kv BPT to suit twin moose ACSR with 250mm sub conductor spacing | No. | 3 |  |  |  |  | 2160 | 6480
111 |  | Terminal Connector to twin moose ACSR on both branch way . | No. | 2 |  |  |  |  | 2160 | 4320
112 |  | Terminal Connector to suit Quard Moose ACSR on main and twin moose ACSR on branch way . | No. | 8 |  |  |  |  | 4500 | 36000
113 |  | Terminal Connector on 33Kv bushing of 132/33Kv &33/.44Kv Transformer to suit moose ACSR. | No. | 1 |  |  |  |  | 2700 | 2700
114 |  | Twin Moose tension assambly. | No. | 6 |  |  |  |  | 5940 | 35640
115 |  | Twin moose droping assambly. | No. | 6 |  |  |  |  | 5940 | 35640
116 |  | Twin moose Through Clamp assambly. | No. | 3 |  |  |  |  | 6300 | 18900
117 |  | Quad moose tension assambly with turn buckle . | No. | 3 |  |  |  |  | 17640 | 52920
118 |  | Quad moose tension assambly without turn buckle. | No. | 3 |  |  |  |  | 17640 | 52920
119 |  | single ACSR panther Tension assambly. | No. | 6 |  |  |  |  | 1561 | 9366
120 |  | Single through clamp assemble for ACSR panther | No. | 5 |  |  |  |  | 4676 | 23380
121 |  | Motorized operating Mechanism for Isolator | No. | 3 |  |  |  |  | 15000 | 45000
122 |  | Twine moose 250 mm sub conductor spacing to single ACSR panther clamp. | No. | 3 |  |  |  |  | 2820.4 | 8461.2
123 |  | Cell of Standard qualilty suitable for 33 KV 5 MVAR Capacitor bank. | Job/no | 1 |  |  |  |  | 111911 | 111911
124 |  | Terminal Clamp for 33 KV PT to suit twine moose ACSR with 250 mm sub conductor spacing. | No. | 5 |  |  |  |  | 2454.4 | 12272
125 |  | Terminal connector 33 KV CB to suit twine moose ACSR with 250 mm sub conductor spacing. | No. | 2 |  |  |  |  | 2684.5 | 5369
126 |  | Terminal Connector for 33 KV Isolator to suit twine moose ACSR with 250 mm sub coductor spacing. | No. | 1 |  |  |  |  | 2922.63 | 2922.63
128 |  | pilot fitting (90 KN Disc insulator. | No | 5 |  |  |  |  | 1310 | 6550
129 |  | pilot fitting for ACSR Zebra conductor. | Set | 16 |  |  |  |  | 1713 | 27408
130 |  | Pipe type earthing | No. | 1 |  |  |  |  | 9110 | 9110
131 |  | come along clamp automatic type suitable for 7/10 SWG earth wire upto intial sag tension made up to dia casted galvenized steel. | No. | 4 |  |  |  |  | 13563.3 | 54253.2
132 |  | Come along clamps bolted type with four number G.I. nut/bolts 7/10 SWG earth wire. | No. | 4 |  |  |  |  | 14528 | 58112
133 |  | 3.5 core 35 sq.mm armed XLPE cable Aluminioum conductor. | Meter | 270 |  |  |  |  | 288.75 | 77962.5
134 |  | Air Break contactor (siemens make) | no. | 3 |  |  |  |  | 1472.75 | 4418.25
135 |  | Anti pumping relay | no | 7 |  |  |  |  | 13196.81 | 92377.67
136 |  | Timer | no | 4 |  |  |  |  | 1473.64 | 5894.56
137 |  | Copper sleeve for CT Clamp. | No. | 0 |  |  |  |  | 293.82 | 0
138 |  | MCB 16 Amp. 4 pole . | No. | 2 |  |  |  |  | 1961 | 3922
139 |  | Terminal clamp 33 kv 1600/800/1A SUITABLE FOR TWIN MOOSE acsr with 250 mm sub conductor with copper brushs | No. | 0 |  |  |  |  | 3878.66 | 0
140 |  | Clamp for 132 kv CT 800/400/1A suitable single moose ACSR | No. | 0 |  |  |  |  | 1587.1 | 0
141 |  | Clamp for 220 KV Isolator | No. | 4 |  |  |  |  | 4066.25 | 16265
142 |  | Terminal connector on 145 kv Isolator to suit single moose ACSR | No. | 6 |  |  |  |  | 1615.42 | 9692.52
143 |  | Terminal clamp 33 kv Isolator | No. | 0 |  |  |  |  | 4533.56 | 0
144 |  | Terminal connector on 245 kv central break Isolator to suit 4 EH IPS AL TUBE | No. | 6 |  |  |  |  | 3877.48 | 23264.88
145 |  | Over load relay (siemence make) range 5 to 8 Aamp. For marshlling box. | No. | 2 |  |  |  |  | 1958.7 | 3917.4
146 |  | Capacitor 42 mfd | No. | 0 |  |  |  |  | 293.8 | 0
147 |  | Copper contact fingers for female and male contact 245 KV 1600 Amp@ 15938.2 | No. | 3 |  |  |  |  | 15937.2 | 47811.6
148 |  | Terminal connector on 245 KV suit 4" EH IPS AL Tube @3085.7 | No. | 4 |  |  |  |  | 3086 | 12344
149 |  | 245 kv 1600/1 and 800/1 Amp CT Clamp suit 4" EH IPS AL Tube@2891 | No. | 4 |  |  |  |  | 2891 | 11564
150 |  | Copper contact fingers for female and male contact 245 KV 800 Amp@ 14726.4 | No. | 3 |  |  |  |  | 14726.4 | 44179.2
151 |  | Innination Smoke Dectctor | No. | 6 |  |  |  |  | 1962.34 | 11774.04
152 |  | Bimetal relay range .9 to 1.5 Amp. | No. | 3 |  |  |  |  | 1961.2 | 5883.6
153 |  | Upgrade of the exisisting CPU to 1.6 GHz CPU with firware version 5.40 and configuration tool DS agile studio. | No. | 2 |  |  |  |  | 330400 | 660800
154 |  | MCB 03 Pole 4 Amp. | No. | 0 |  |  |  |  | 1962.34 | 0
155 |  | Zorrik 88 170m | No. | 0 |  |  |  |  | 2944.1 | 0
156 |  | MCB 3 Pole 32 Amp. | No. | 0 |  |  |  |  | 1962.34 | 0
157 |  | Terminal Block defferent type | No. | 18 |  |  |  |  | 146.32 | 2633.76
158 |  | HVSV Bulb 150 W | No. | 3 |  |  |  |  | 978.22 | 2934.66
159 |  | MCB 4 Pole 32 Amp. | No. | 1 |  |  |  |  | 2938.2 | 2938.2
160 |  | Battery Terminal Cleaning Spary | No. | 2 |  |  |  |  | 1084.55 | 2169.1
161 |  | 1.5 mm flaxiable copper wire | No. | 0 |  |  |  |  | 1961.16 | 0
162 |  | Spring charging gear shaft Assembly | No. | 4 |  |  |  |  | 5900 | 23600
163 |  | Free wheel Assembly | No. | 4 |  |  |  |  | 44781 | 179124
164 |  | Plastic gear with Pinion & shaft | No. | 4 |  |  |  |  | 7009 | 28036.8
165 |  | NRB Hosing Assembly | No. | 4 |  |  |  |  | 1947 | 7788
166 |  | GLATOL 4130982 (Sheel Alvania 200 gm | No. | 4 |  |  |  |  | 3894 | 15576
168 |  | G.I. Nut/Bolt (Different size) | Kg. | 9 |  |  |  |  | 345.74 | 3111.66
169 |  | Old Cotton Dhoti | No. | 35 |  |  |  |  | 35.28 | 1234.8
170 |  | PVC Tape | No. | 17 |  |  |  |  | 28.91 | 491.47
171 |  | M-seal | Kg. | 0.25 |  |  |  |  | 941.64 | 235.41
|  | HRC Fuse | No | 15 |  |  |  |  | 388.22 | 5823.3
|  | Indication Lamp 220 Volt AC/DC | No. | 7 |  |  |  |  | 293.82 | 2056.74
|  | L.E.D. Bulb 15 Watt | No. | 8 |  |  |  |  | 234.82 | 1878.56
|  | MCB Single pole 32 Amp. | No. | 2 |  |  |  |  | 1472 | 2944
|  | Tripping coil for 132 KV CB. | No. | 2 |  |  |  |  | 2695.68 | 5391.36
|  | Terminal connector on 245 KV Wave Trap to suit single moose ACSR(as per sample) | No. | 6 |  |  |  |  | 3646.05 | 21876.3
|  | Terminal connector on 245 KV CVT to suit single moose ACSR(as per sample) | No. | 6 |  |  |  |  | 1569.6 | 9417.6
|  | 245 KV 800/400/1A CT Clamp to suit single moose ACSR (as per sample) | No. | 6 |  |  |  |  | 3646.05 | 21876.3
|  | Rigid type terminal connector ON 245 KV Isolator to suit 4" EH IPS AL Tube (as per sample) | No. | 6 |  |  |  |  | 3646.05 | 21876.3
|  | Terminal connector on 245 KV Cente break isolator to suit single moose ACSR with 250 mm sub conductor spacing(as per sample) | No. | 6 |  |  |  |  | 1569.6 | 9417.6
|  | Terminal connector suitable for 4" EH IPS AL Tube on main way & single moose ACSR on branch way(as per sample) | No. | 6 |  |  |  |  | 3646.05 | 21876.3
|  | Receive back old repairable D-60 Line 1 Distance Protection relay | No. | 1 |  |  |  |  | 20000 | 20000
|  | MCB double pole 2 Amp. | No. | 3 |  |  |  |  | 1960 | 5880
|  | CRC/Rust Cleaner | No. | 9 |  |  |  |  | 586.46 | 5278.14
|  | Silica gel contaner | No. | 1 |  |  |  |  | 5876.4 | 5876.4
|  | Copper sleeve for CTs | No. | 18 |  |  |  |  | 293.23 | 5278.14
15743953.033
160 |  | 132 KV CT 1 Phase sl. No. 2522,2523,2524 | No. | 3 |  |  |  |  | 179286.22 | 0
1 |  | Templates non G.I.(old and used) | Kg |  |  |  |  | 1904.2 | 99.9 | 190229.58
2 |  | Templates G.I.(old and used) | Kg |  |  |  |  | 10259 | 76.6 | 785839.4
3 |  | Old used and burnt clamps Connector @40.0 | Kg |  |  |  |  | 40 | 40 | 1600
4 |  | Old and Burnt and melted clamps20 | Kg |  |  |  |  | 10 | 20 | 200
5 |  | Damaged /faulty Charging motor suitable for 33 KV ABB Make circuit breaker. | No. |  |  |  |  | 3 | 2500 | 7500
6 |  | Faulty Main-2 Distance relay P442 (AREVA make) | No. |  |  |  |  | 1 | 1500 | 1500
7 |  | Damaged old battery cell 12 V 65 AH | No. |  |  |  |  | 4 | 100 | 400
8 |  | Faulty Bay Control Unit.@2500 | No. |  |  |  |  | 2 | 2500 | 5000
9 |  | Faulty and burnt RXMD2 Relay(CVT Selection Relay) | Set |  |  |  |  | 1 | 500 | 500
10 |  | Damaged 2 Volt 500 AH (VRLA type )Battery cells | No. |  |  |  |  | 5 | 100 | 500
11 |  | Burne & damage CT 220 KV 1600/800/1A | No. |  |  |  |  | 3 | 2500 | 7500
12 |  | Damaged 2 Volt 300 AH (VRLA type )Battery cells | No. |  |  |  |  | 28 | 100 | 2800
13 |  | Faulti Magnetic Pickup | No. |  |  |  |  | 1 | 100 | 100
14 |  | Unused brunt melted Clamps connector and aliminium conductor Scrap | Kg |  | 60 |  |  |  | 20 | 1200
15 |  | Receive back faulty 220 kv breaker (areva make) spring operating mechanism | No. | 1 |  |  |  |  | 25000 | 25000
16 |  | Faulty 132 KV spring operaing mechnism | No. | 1 |  |  |  |  | 2500 | 2500
|  | Old and Burnt and melted clamps | Kg |  |  |  |  | 10 | 20 | 200
[5 empty] | Book Value | Useable/Repairable |  | 15771453.033
[6 empty] | Unserviceable |  | 1200
[6 empty] | Ovsolete |  | 0
[6 empty] | Non-Moving |  | 0
[6 empty] | scrrap |  | 0
[5 empty] | Total |  |  | 15772653.033
T&P 220 KV S/S Mahuakheraganj
| PP0P002005 | Computer Chair | No. | 6 |  |  |  |  | 10083.6 | 60501.6
| PP0P003001 | Table T-8 | No. | 8 |  |  |  |  | 8365.72 | 66925.76
| PP0P003002 | Godrej Table T-9 | No. | 2 |  |  |  |  | 12752.83 | 25505.66
| PP0P003005 | Computer Table | No. | 6 |  |  |  |  | 8263.73 | 49582.38
| PP0P006001 | Single Sleeve Pulley Block | No. | 1 |  |  |  |  | 2826.2 | 2826.2
| PP0P006006 | Raincoat with cap | No. | 5 |  |  |  |  | 1010.2 | 5051
| PP0P006007 | Safety Belt | No. | 5 |  |  |  |  | 1055.6 | 5278
| PP0P006008 | Rubber Gum Boots | Pair | 5 |  |  |  |  | 1021.5 | 5107.5
| PP0P009004 | D.F.Hammer | No. | 1 |  |  |  |  | 499.4 | 499.4
| QQ0Q005001 | Fire Fightng Equipment Fire Bucket | No | 18 |  |  |  |  | 325.66 | 5861.88
|  | Unitezed Table T-104 | No. | 1 |  |  |  |  | 16893 | 16893
|  | Unitezed Table T-102 | No. | 2 |  |  |  |  | 13571.84 | 27143.68
|  | Easy Table-CPRZE | No. | 2 |  |  |  |  | 5781.09 | 11562.18
|  | Conference Table (10 seater) Encarta | No. | 1 |  |  |  |  | 40955.34 | 40955.34
|  | Executive Chair EARL72OR | No. | 10 |  |  |  |  | 6420.74 | 64207.4
|  | Executive Chair 7001D | No. | 1 |  |  |  |  | 13524.07 | 13524.07
|  | Executive Chair 7002D | No. | 3 |  |  |  |  | 12685.15 | 38055.45
|  | Executive Chair 7003 | No. | 8 |  |  |  |  | 6495.61 | 51964.88
|  | Task Chair- 1007 | No. | 27 |  |  |  |  | 3171.76 | 85637.52
|  | Multipurpase Stool | No. | 6 |  |  |  |  | 985.35 | 5912.1
|  | Waiting Chair (Metal perforated)- VIA3STRWI Arm | No. | 4 |  |  |  |  | 5831.73 | 23326.92
|  | Lounge Sofa- Premium Lounge 2STR | No. | 4 |  |  |  |  | 11602.91 | 46411.64
|  | Conventional Storage-KD Plain (4 Shelves) | No. | 11 |  |  |  |  | 12183.54 | 134018.94
|  | Back Storage-Vertcal Fitting Cavinet (4 Sheleves) | No. | 7 |  |  |  |  | 16318.53 | 114229.71
|  | Display-Storage-Book Case @ 17976.20 | No. | 7 |  |  |  |  | 17946.2 | 125623.4
|  | Cupboards-slim line with Locker | No. | 2 |  |  |  |  | 13908.7 | 27817.4
|  | Beds-Vienna King bed | No. | 2 |  |  |  |  | 16163.05 | 32326.1
|  | Digital Multimeter along with accessories Make- Megger | No. | 1 |  |  |  |  | 3594.12 | 3594.12
|  | Digital Earth Leakage Clamp Meter (Tong Tester) along with accessories make Megger | No. | 1 |  |  |  |  | 12062 | 12062
|  | SF-6 Gas Evecuation and Refilling device (SF-6 Gas Trolley with Gas evacuation and Refilling facility) Model PICCOLO series alonge with accessories. Make- DILO (Germany) | No. | 1 |  |  |  |  | 1004265 | 1004265
|  | (B) RS 485 Cable | mtr. | 500 | [5 empty] | 0
|  | © 2.5 sq. mm. 25 mtr. | mtr. | 20 | [5 empty] | 0
|  | (D) RS 485 TO 232 Conerter | No. | 2 | [5 empty] | 0
|  | € Cable 120 mm (10mtr) for PCITS 2000/2 | No. | 6 | [5 empty] | 0
|  | (F) PVC Pipe/Conduit | mtr. | 500 | [5 empty] | 0
|  | Oil BDV Testing Kit 0-80KV (Transformer Oil Dielectric Strength Measuring Instrument) along with accessories. Make- DILI (Germany) | No./set | 1 |  |  |  |  | 198088 | 198088
|  | SF-6 Gas Leakage Detector/Sensor along with accessories. Make DILO | No./set | 2 |  |  |  |  | 39641.44 | 79282.88
|  | Gapless Zinc Oxide LA Tester along with accessories as testing unit,laptop lenova,(Make-Beacon) | No. | 1 |  |  |  |  | 194402.4 | 194402.4
|  | Megger 5 KV ,Analouge Motorized Insulation Tester along with accessories | No. | 1 |  |  |  |  | 4479 | 4479
|  | Megger 1 KV ,Analouge Motorized Insulation Tester along with accessories | No. | 1 |  |  |  |  | 3359.2 | 3359.2
|  | D-Spanner Set | No. | 2 |  |  |  |  | 1169.8 | 2339.6
|  | Ring-Spanner Set | No. | 2 |  |  |  |  | 1837.3 | 3674.6
|  | Torqe Wrench Set | No. | 2 |  |  |  |  | 13998.4 | 27996.8
|  | Insulating Gloves | No. | 5 |  |  |  |  | 179.57 | 897.85
|  | Helmets | No. | 5 |  |  |  |  | 111.24 | 556.2
|  | Spliced Extension ladders with step 25.4 mm Dia Aluminium Cprragated pipe and Complete with filly safety lick and Rope etc. Make- Sopan | No. | [6 empty] | 0
|  | (A) 5 Meter |  | 1 |  |  |  |  | 1232.98 | 1232.98
|  | (B) 10 Meter |  | 1 |  |  |  |  | 2230 | 2230
|  | (C) 20 Meter |  | 2 |  |  |  |  | 6416.55 | 12833.1
|  | Polymide or Braided White Nylon Rope Make- Rachem | No. | [6 empty] | 0
|  | (A) 12 MM | mtr. | 100 |  |  |  |  | 36.14 | 3614
|  | (B) 14 MM | mtr. | 100 |  |  |  |  | 30.12 | 3012
|  | © 20 MM | mtr. | 100 |  |  |  |  | 57 | 5700
|  | UPS APC 600 VA @ 2800 | No. | 2 |  |  |  |  | 2800 | 5600
|  | Printer HP 11008 @ 5250 | No. | 2 |  |  |  |  | 5250 | 10500
|  | ADSL Modem (Broad band modem with IPSEC) @ 3784.20 | No. | 2 |  |  |  |  | 3784.2 | 7568.4
|  | Dining Table along with 06 no. chair | No. | 1 |  |  |  |  | 49770 | 49770
|  | Earh Discharge rod suitable for EHV Line | No. | 6 |  |  |  |  | 5618.25 | 33709.5
|  | Pipe Wrench 18" | No. | 1 |  |  |  |  | 1112.3 | 1112.3
|  | Pipe Wrench 22" | No. | 1 |  |  |  |  | 1396.05 | 1396.05
|  | Rachet Spanner (goti) set | No. | 2 |  |  |  |  | 7888.3 | 15776.6
|  | Vaccum Cleaner with Blower and sunction | No. | 1 |  |  |  |  | 22110 | 22110
|  | Drill Machine with bits | No. | 1 |  |  |  |  | 6583 | 6583
|  | Tool box of Standard size | No. | 1 |  |  |  |  | 5084.8 | 5084.8
|  | First Aid box with standard medicine and shoock chart. | No. | 1 |  |  |  |  | 2247.3 | 2247.3
|  | Pick Axe 1.5 kg. | No. | 1 |  |  |  |  | 488.05 | 488.05
|  | Torch Standard Quality | No. | 2 |  |  |  |  | 567.5 | 1135
|  | Nose plier Standard quaility | No. | 2 |  |  |  |  | 476.7 | 953.4
|  | Cutting plier Standard quality | No. | 2 |  |  |  |  | 624.25 | 1248.5
|  | Screw Driver set standard quality | No. | 2 |  |  |  |  | 851.25 | 1702.5
|  | Non aadhar based biometric attendence system with software @ 11764.20 | No. | 1 |  |  |  |  | 11764.2 | 11764.2
|  | Tullu pump | No. | 1 |  |  |  |  | 5874 | 5874
|  | LED Smart TV | No. | 1 |  |  |  |  | 115687.2 | 115687.2
|  | Common meter reading Instrument | No. | 1 |  |  |  |  | 81184 | 81184
3031863.64
[6 empty] | List in Item code sr. no. 11 |  |  |  | 77255
[6 empty] | Total |  |  |  | 3109118.64
| J.E. |  |  | A.E. | [5 empty] | E.E.
Format of Monthly Inventory for Uploading on PTCUL Website
Name of Circle/Zone: - Kumaun Zone Name of Sub Station- 132 Kv Sub station Jaspur
Name of Division: - Mahuakheraganj Month of- Feb 2021
Month of:- Aug 2020
S.No. | Item Code | Item Description | Unit | Useable | UnserviceableDismantle/Incomplete/ Damage | Obsolete | Non Moving | Scrap | Book Value | Total
1 | AA0A002003 | ACSR Conductor Zebra | Mtr. |  |  |  |  | 10 | 150 | 1500
1 | AA0A002004 | ACSR Conductor Panther | Mtr. | 920 |  |  |  |  | 111.543 | 102619.56
2 |  | ACSR Conductor (Panther) | Mtr. |  |  |  |  | 30 | 125 | 3750
3 | CC1C103002 | Power Cable -440V LT - - 3.5x400 Sq. mm | Mtr | 240 |  |  |  |  | 963.373 | 231209.52
4 | CC1C103010 | Power Cable -440V LT - - 3.5x70Sq. mm | Mtr | 190 |  |  |  |  | 348.1 | 66139
5 |  | Control Cable- Armoured- - 6Cx2.5 Sq. M | Mtr | 80 |  |  |  |  | 125.19 | 10015.2
6 | CC0C002011 | Control Cable- Armoured- - 4Cx2.5 Sq. M | Mtr | 58 |  |  |  |  | 201.6 | 11692.8
7 |  | Control Cable- Armoured- - 2Cx2.5 Sq. M | Mtr | 270 |  |  |  |  | 96.17 | 25965.9
8 |  | HF Cable -75 Ohm HP CABLE- | Mtr | 242.17 |  |  |  |  | 71 | 17194.07
9 |  | MS Flat- 32x6mm | MT | 0.009 |  |  |  |  | 28220 | 253.98
10 | II0I00I003 | Disc Insulator 120 KN Porceline | No | 52 |  |  |  |  | 464 | 24128
11 | 1101001007 | Disc Insulator 70 KN | No | 50 |  |  |  |  | 965.24 | 48262
12 | 1101001004 | PG Clamp Zebra- Zebra | No. |  |  | 33 |  |  | 200 | 6600
13 |  | PG Clamp Zebra- Panther | No. |  |  | 15 |  |  | 200 | 3000
14 | 1101006001 | PG Clamp Panther- Panther | No. | 12 |  |  |  |  | 948.86 | 11386.32
15 | II1I104001 | C-wedge Clamp Zebra- Zebra | No. | 9 |  |  |  |  | 2175.5 | 19579.5
17 | 1111105001 | C-wedge Clamp Panther- Panther | No. | 18 |  |  |  |  | 3864.5 | 69561
18 | 1131301004 | Mid Span Joint Panther | No | 20 |  |  |  |  | 1345.2 | 26904
19 |  | Repair Sleeve Panther | No | 18 |  |  |  |  | 1418.75 | 25537.5
20 |  | Repair Sleeve Panther | No. | 2 |  |  |  |  | 484.65 | 969.3
22 | II5I501004 | Single Tension Fitting Zebra | No | 1 |  |  |  |  | 2604 | 2604
23 |  | Circuit Breaker Sapres 132KV 110V DC Trip Coil | No | 1 |  |  |  |  | 3348.25 | 3348.25
24 |  | Lighting Arrestor 132 KV | No |  | 1 |  |  |  | 2500 | 2500
|  | Old Used & diffective LA. 132 Kv | No. |  |  |  |  | 4 | 2500 | 10000
25 | KK0K005001 | Lighting Arrestor 33 KV | No | 2 |  |  |  |  | 34958 | 69916
|  | Lighting Arrestor 33 KV (Old Used & Deffective) | No |  |  |  |  | 1 | 500 | 500
26 | SS4S402020 | Post Insulator 33KV | No. | 194 |  |  |  |  | 1764 | 342216
27 |  | Digital Meter - KWH (Energy meter) - Energy meter 3Phase 3wire 110V 5A 50HZ KWH Secure meter LTD old&used | No. |  |  | 1 |  |  | 1000 | 1000
28 |  | Terminal connector for bushing. HV-40 MVA | No | 3 |  |  |  |  | 1873 | 5619
29 |  | Terminal connector for bushing. HV-40 MVA | No | 5 |  |  |  |  | 1129.33 | 5646.65
30 |  | Terminal connector for bushing. LV-40 MVA | No | 1 |  |  |  |  | 1872.75 | 1872.75
31 | VV3V305005 | Current Transformer 33 KV 800-400/1A 3 core | No | 1 |  |  |  |  | 56069 | 56069
|  | Current Transformer 33 KV 800-400/1A 3 core (Old Used & Deffective) |  |  | 3 |  |  |  | 1500 | 4500
|  | Current Transformer 33 KV 800-400/1A 3 core | No |  |  |  |  | 1 | 1500 | 1500
32 |  | Current Transformer 33 KV 400/200/1A 3 core | No |  |  |  |  | 1 | 1500 | 1500
33 |  | Current Transformer 33 KV 200-100/1Amp 3 Core | No | 2 |  |  |  |  | 55047.5 | 110095
|  | Current Transformer 33 KV 200-100/1Amp 3 Core (Old Used & Deffictive) |  |  | 4 |  |  |  | 1500 | 6000
34 |  | PT (Potential Transformer) PT 3-phase 33KV/110 Volt - | No |  |  | 1 |  |  | 1500 | 1500
35 | VV6V505002 | PT (Potential Transformer) PT 1-phase, 33KV/110 Volt - | No |  | 2 |  |  |  | 1500 | 3000
36 |  | CVT CVT - CVT 132 KV/110 Volt - 145kv | No | 2 |  |  |  |  | 288510 | 577020
|  | CVT 132 KV/110 Volt - 145kv (Old Used & Deffictive) |  |  | 3 |  |  |  | 10000 | 30000
37 |  | Panel no 891/SD258 440V 3 Phase 4 wire 400 A switchgear A.C.Distribution board of modern cons of mfg co.(P) Ltd Delhi (old & Dismentled) | No. |  |  | 1 |  |  | 150000 | 150000
38 |  | Clamps and connector scrap | Kg. |  |  |  |  | 65 | 80 | 5200
39 |  | Copper cable scrape. | Kg. |  |  |  |  | 25 | 143 | 3575
40 |  | Old & used Bended tower Parts | KG. | 400 |  |  |  |  | 14 | 5600
41 |  | Wire Mesh | Mtr. | 100 |  |  |  |  | 1502.29 | 150229
42 |  | Different size of M.S. Angles & Flat (old,Used & Rusted) | Kg. |  |  |  |  | 1000 | 20 | 20000
43 |  | Old ,used & rusted wire mesh | Kg. |  |  |  |  | 200 | 20 | 4000
44 | CC3C307003 | End termination Kit for 33 KV 240 Sqmm Cable | No. | 2 |  |  |  |  | 23100 | 46200
45 |  | G.I. Hanger Suitable for 132 Kv Line (ACSR Panther). | No. | 18 |  |  |  |  | 1117.97 | 20123.46
46 | PP0P001013 | Come along clamps automatic type suitable for7/10 SWG earth wire upto initial sag tansion made upto die casted galvenized steel. | No. | 4 |  |  |  |  | 12933.325 | 51733.3
47 |  | Come along clamps bolted type with 5 No. G.I. bolted Provision suitable for7/10 SWG earth wire upto initial sag tansion made upto die casted galvenized steel. | No. | 4 |  |  |  |  | 13455.425 | 53821.7
48 | 1151501005 | Tension Fitting For ACSR. Panther | No. | 12 |  |  |  |  | 1418.75 | 17025
49 | 1151504005 | Suspension Fitting suitable for line. | No. | 3 |  |  |  |  | 1259.85 | 3779.55
50 |  | Dead End clamps Complete ACSR Panther. | No. | 15 |  |  |  |  | 5852.8 | 87792
57 |  | 2.2 V Battery Cell Old Used & Diffective. @200 | No. |  |  |  |  | 24 | 200 | 4800
64 |  | Male contact arm complete sutable for 132 Kv Elpro make centre break isolator. | No. | 2 |  |  |  |  | 19588 | 39176
65 |  | Female contact arm complete sutable for 132 Kv Elpro make centre break isolator. | No. | 2 |  |  |  |  | 19540.8 | 39081.6
78 |  | Tripping Coil 110 Volt DC Suitable for 33 Kv Circuit Breaker. | no. | 1 |  |  |  |  | 2935.84 | 2935.84
79 |  | Closing Coil 110 Volt DC Suitable for 33 Kv Circuit Breaker. | no. | 1 |  |  |  |  | 2935.84 | 2935.84
80 |  | Old Used & diffective spring charge Motor for CB. | no. |  |  |  |  | 1 | 500 | 500
84 |  | Male contact arm complete for 33Kv centre break isolator including male contact & connecting rod assembly (Elpro make). | no. | 2 |  |  |  |  | 16798.48 | 33596.96
85 |  | Feale contact arm complete for 33Kv centre break isolator including male contact fingers & connecting rod assembly (Elpro make). | no. | 1 |  |  |  |  | 16751.28 | 16751.28
93 |  | ACSR Conductor Zebra (in 30 mtr.Pices and above.) | mtr. | 47 |  |  |  |  | 231.1 | 10861.7
94 |  | Zorrik 88 Cleaning of nuts & bolts | no. | 3 |  |  |  |  | 840.16 | 2520.48
95 |  | Battery Terminal Cleaner | no. | 4 |  |  |  |  | 979.4 | 3917.6
96 |  | Gas pressure low relay for 33 Kv C.B. | no. | 1 |  |  |  |  | 2940.56 | 2940.56
97 |  | 132 Kv isolator clamps suitable for zebra conductor. | no. | 3 |  |  |  |  | 2177.1 | 6531.3
98 |  | 132 Kv CB. Clampssuitable for Zebra conductor. | no. | 4 |  |  |  |  | 2177.1 | 8708.4
99 |  | 132 Kv C.T./ C.V.T. clamps suitable for zebra conductor. | no. | 3 |  |  |  |  | 2331.68 | 6995.04
100 |  | 132 Kv Horizontal Clamps Suitable for zebra conductor. | no. | 4 |  |  |  |  | 2318.7 | 9274.8
101 |  | 33 Kv Isolator Clampssuitable for zebra conductor. | no. | 4 |  |  |  |  | 2166.48 | 8665.92
102 |  | 33 Kv C.B. Clampssuitable for zebra conductor. | no. | 3 |  |  |  |  | 2157.04 | 6471.12
103 |  | 33 Kv C.T./C.V.T. Clampssuitable for zebra conductor. | no. | 2 |  |  |  |  | 2157.04 | 4314.08
104 |  | 33 Kv Isolator Clampssuitable for zebra conductor. (Rama make). | no. | 2 |  |  |  |  | 2060.28 | 4120.56
105 |  | 33 Kv Horizontal Clamps Suitable for zebra conductor. | no. | 3 |  |  |  |  | 2056.74 | 6170.22
106 |  | 33 Kv Current Transformer 1Ph 400/200/1Awith junction box ).2S | no. | 3 |  |  |  |  | 41182 | 123546
107 |  | Potential Transformer 1 Ph (0.2 Class) | no. | 3 |  |  |  |  | 41913.6 | 125740.8
108 |  | HRC fuse 10/16/32A. | no. | 10 |  |  |  |  | 391.76 | 3917.6
109 |  | Cable Glands 4x2.5 Sq.mm. | no. | 11 |  |  |  |  | 391.288 | 4304.168
110 |  | Petroleum jelly. | Kg. | 8 |  |  |  |  | 453.12 | 3624.96
111 |  | Electronic hooter suitable for 110v DC Supply (+_10%). | no. | 3 |  |  |  |  | 1962.34 | 5887.02
112 |  | CP Brass angle valve 15mm. | no | 6 |  |  |  |  | 489.11 | 2934.66
[9 empty] | Total | 3052977.818
| JE. JE.(Line) |  |  | AE. |  |  |  |  | E.E.
INVENTORY STATUS OF 220 KV SUBSTATION KAMLWAGANJA, HALDWANI
[5 empty] | USABLE | OBSOLETE |  | UNSERVICEABLE |  | NON - MOVING |  | SCRAP |  | BOOK VALUE
S.No. | Item code | Name Of Material | Unit | Qty |  | USABLE | AUCTIONABLE | USABLE | AUCTIONABLE | USABLE | AUCTIONABLE | USABLE | AUCTIONABLE | RATE | AMOUNT
1 |  | 220 KV damage C.T | No | 4 | _ | _ | _ | _ | _ | _ | _ | _ | 4 | 10000 | 40000
2 |  | 145 KV Damage 800/400/1 Amp C.T | No. | 3 | _ | _ | _ | _ | _ | _ | _ | _ | 3 | 700 | 2100
3 |  | 132 CVT damage | No | 4 | _ | _ | _ | _ | _ | _ | _ | _ | 4 | 4000 | 16000
4 |  | 33 KV NCT 200/5 | No | 1 | _ | _ | _ | _ | _ | _ | _ | _ | 1 | 2000 | 2000
5 |  | 33KV /110 Volt PT defective | No. | 5 | _ | _ | _ | _ | _ | _ | _ | _ | 5 | 1000 | 5000
6 |  | set of gasket old & defective | No | 1 | _ | _ | _ | _ | _ | _ | _ | _ | 1 | 700 | 700
7 |  | Explo -Vent diafram old & defective | No. | 1 | _ | _ | _ | _ | _ | _ | _ | _ | 1 | 3000 | 3000
8 |  | O ring set old & defective | No | 1 | _ | _ | _ | _ |  | _ | _ | _ | 1 | 500 | 500
9 |  | Blancing T/F coupling unit old & defective | No. | 1 | _ | _ | _ | _ | _ | _ | _ | _ | 1 | 20000 | 20000
10 |  | 33.33 MVA 220/132 KV T/F main tank (old use & defective) | No | 4 | _ | _ | _ | _ | _ | _ | _ | _ | 4 | 400000 | 1600000
11 |  | Accessoires for above ( of 33.33 MVA)(old use &defective) | No. | 4 | _ | _ | _ | _ | _ | _ | _ | _ | 4 | 50000 | 200000
12 |  | Empty SF6 gas cylinder 5 kg | No | 2 | _ | _ | _ | _ | _ | _ | _ | _ | 2 | 500 | 1000
13 |  | scrap tyre tube | No. | 1 | _ | _ | _ | _ | _ | _ | _ | _ | 1 | 10 | 10
14 |  | scrap of centrifuging machine | KG | 64 | _ | _ | _ | _ | _ | _ | _ | _ | 64 | 30 | 1920
15 |  | distilled water plant (defective) | No. | 1 | _ | _ | _ | _ | _ | _ | _ | _ | 1 | 1000 | 1000
16 |  | carrier cabinet unit | No | 3 | _ | _ | _ | _ | _ | _ | _ | _ | 3 | 1000 | 3000
17 |  | 110 Volt battery charger 300 AH(old & defective | No. | 1 | _ | _ | _ | _ | _ | _ | _ | _ | 1 | 15000 | 15000
18 |  | 2V Battery cell defective | Set | 2 | _ | _ | _ | _ | _ | _ | _ | _ | 2 | 5000 | 10000
19 |  | Die set Aluminium/panther damage | No. | 1 | _ | _ | _ | _ | _ | _ | _ | _ | 1 | 50 | 50
20 |  | Die set steel/panther damage | No | 1 | _ | _ | _ | _ | _ | _ | _ | _ | 1 | 50 | 50
21 |  | Die set 7/10 swg E/W damage | No. | 1 | _ | _ | _ | _ | _ | _ | _ | _ | 1 | 50 | 50
22 |  | 145 KV Circuit Breaker Old & Used | No | 4 | 4 | _ | _ | _ | _ | _ | _ | _ | _ | 100000 | 400000
23 |  | 132 KV Control & Relay Panel Defective | No. | 1 |  | _ | _ | _ | _ | _ | _ | _ | 1 | 5000 | 5000
24 |  | 33kv Control relay panel old & defective | No | 3 |  | _ | _ | _ | _ | _ | _ | _ | 3 | 15000 | 45000
25 |  | 132 KV Isolater old used & Defective | No. | 1 |  | _ | _ | _ | _ | _ | _ | _ | 1 | 3000 | 3000
26 |  | 33 KV Isolator (without earth switch)old,use & defective.Scrap | No | 6 |  | _ | _ | _ | _ | _ | _ | _ | 6 | 1500 | 9000
27 |  | 33 KV CT 300/150/1 Amp (Burnt damage without bushing & insulator)Scrap | No. | 1 |  | _ | _ | _ | _ | _ | _ | _ | 1 | 200 | 200
28 |  | A.C.S.R panther Conductor in Pcs.(old use & damage)scrap | KG | 88 |  | _ | _ | _ | _ | _ | _ | _ | 88 | 60 | 5280
29 |  | A.C.S.R Zebra Conductor in Pcs.(old use & damage)Scrap | KG | 50 |  | _ | _ | _ | _ | _ | _ | _ | 50 | 60 | 3000
30 |  | 33 KV Isolator with earth switch)old,use & defective.scrap | No | 5 |  | _ | _ | _ | _ | _ | _ | _ | 5 | 1500 | 7500
31 |  | 33 KV C.T 400/200/1 Amp old use &defective(scrap) | No. | 1 |  | _ | _ | _ | _ | _ | _ | _ | 1 | 1500 | 1500
32 |  | 245 KV Circuit Breker Old & Defective | No | 2 |  | _ | _ | _ | _ | _ | _ | _ | 2 | 100000 | 200000
33 |  | 33 Circuit Breaker (old & Defective) | No. | 3 |  | _ | _ | _ | _ | _ | _ | _ | 3 | 15000 | 45000
34 |  | 33 KV CT 300/150/1 old used | No | 2 | 2 | _ | _ | _ | _ | _ | _ | _ | _ | 3000 | 6000
35 |  | Empty SF6 gas cylinder 10 Kg | No. | 6 |  | _ | _ | _ | _ | _ | _ | _ | 6 | 500 | 3000
36 |  | 2X 2.5mm2 control cable Pices | Mtr | 502 | 502 | _ | _ | _ | _ | _ | _ | _ | _ | 45 | 22590
37 |  | 4x2.5mm2 control cable Pices | Mtr | 60 | 60 | _ | _ | _ | _ | _ | _ | _ | _ | 70 | 4200
38 |  | 3 1/2 X400mm2 Almunium power cable | Mtr | 175 | 175 | _ | _ | _ | _ | _ | _ | _ | _ | 200 | 35000
39 |  | AA Turmtulla conductor | Mtr | 64 | 64 | _ | _ | _ | _ | _ | _ | _ | _ | 200 | 12800
40 |  | ACSR panther conductor | Mtr | 94 | 94 | _ | _ | _ | _ | _ | _ | _ | _ | 100 | 9400
41 |  | ACSR Moose CONDUCTOR | Mtr | 155 | 155 | _ | _ | _ | _ | _ | _ | _ | _ | 300 | 46500
42 |  | PG clamp Z/Z | No. | 26 | 26 | _ | _ | _ | _ | _ | _ | _ | _ | 1000 | 26000
43 |  | CUM along clamp | No. | 1 | 1 | _ | _ | _ | _ | _ | _ | _ | _ | 30000 | 30000
44 |  | 145 kv BUS I/S complete | No | 1 | 1 | _ | _ | _ | _ | _ | _ | _ | _ | 25000 | 25000
45 |  | Isolator connector for trumtulla | No. | 6 | 6 | _ | _ | _ | _ | _ | _ | _ | _ | 600 | 3600
46 |  | 132 kv circuit breaker OLD & used | No | 4 | 4 | _ | _ | _ | _ | _ | _ | _ | _ | 100000 | 400000
47 |  | 33 kv circuit breaker OLD & used | No. | 5 | 5 | _ | _ | _ | _ | _ | _ | _ | _ | 15000 | 75000
48 |  | 132 KV CVT OLD & USED | No | 11 | 11 | _ | _ | _ | _ | _ | _ | _ | _ | 100000 | 1100000
49 |  | 132 KV CT OLD & USED | No. | 18 | 18 | _ | _ | _ | _ | _ | _ | _ | _ | 100000 | 1800000
50 |  | 220KV CT OLD & USED | No | 9 | 9 | _ | _ | _ | _ | _ | _ | _ | _ | 100000 | 900000
51 |  | 220KV CVT OLD & USED | No. | 6 | 6 | _ | _ | _ | _ | _ | _ | _ | _ | 100000 | 600000
52 |  | TER BUSHING CT 3CORE | No. | 1 | 1 | _ | _ | _ | _ | _ | _ | _ | _ | 1000 | 1000
53 |  | NEUTRAL BUSHING CT 1 CORE | No | 1 | 1 | _ | _ | _ | _ | _ | _ | _ | _ | 50000 | 50000
54 |  | CURRENT TRANSFORMER NEUTRAL | No. | 1 | 1 | _ | _ | _ | _ | _ | _ | _ | _ | 100000 | 100000
55 |  | Terminal contactor for 145 kv CT | No | 1 | 1 | _ | _ | _ | _ | _ | _ | _ | _ | 600 | 600
56 |  | Relay contact multiplier | No. | 57 | 57 | _ | _ | _ | _ | _ | _ | _ | _ | 600 | 34200
57 |  | Relay socket for 51 | No | 63 | 63 | _ | _ | _ | _ | _ | _ | _ | _ | 300 | 18900
58 |  | 220 kv LA OLD & USED | No. | 9 | 9 | _ | _ | _ | _ | _ | _ | _ | _ | 10000 | 90000
59 |  | 132 KV LA OLD & USED | No | 11 | 11 | _ | _ | _ | _ | _ | _ | _ | _ | 3000 | 33000
60 |  | 220 KV LA NEW | No. | 3 | 3 | _ | _ | _ | _ | _ | _ | _ | _ | 94278.6 | 282835.8
61 |  | 220 KV LA NEW | No | 2 | 2 | _ | _ | _ | _ | _ | _ | _ | _ | 25000 | 50000
62 |  | 145 kv solid core part insulator w/o clamp | No | 28 | 28 | _ | _ | _ | _ | _ | _ | _ | _ | 700 | 19600
63 |  | DISC Insulator 120kn | No. | 179 | 179 | _ | _ | _ | _ | _ | _ | _ | _ | 300 | 53700
64 |  | Tension fitting for zebra | No | 22 | 22 | _ | _ | _ | _ | _ | _ | _ | _ | 1200 | 26400
65 |  | Single tension H/W fitting for zebra | No. | 11 | 11 | _ | _ | _ | _ | _ | _ | _ | _ | 1000 | 11000
66 |  | Single tension W/O Jumper | No | 21 | 21 | _ | _ | _ | _ | _ | _ | _ | _ | 1000 | 21000
67 |  | 7/9 SWG E/W suspension fitting | No. | 6 | 6 | _ | _ | _ | _ | _ | _ | _ | _ | 1000 | 6000
68 |  | Suspension fitting for zebra | No | 16 | 16 | _ | _ | _ | _ | _ | _ | _ | _ | 1500 | 24000
69 |  | A+ Type Structure for 220 kv line offsize | KG | 4101 | 4101 | _ | _ | _ | _ | _ | _ | _ | _ | 40 | 164040
70 |  | B+ Type Structure for 220 kv offsize | KG | 15320 | 15320 | _ | _ | _ | _ | _ | _ | _ | _ | 40 | 612800
71 |  | Fed Galv tlt member +5 offsize | KG | 3466 | 3466 | _ | _ | _ | _ | _ | _ | _ | _ | 40 | 138640
72 |  | template for B type tower offsize | KG | 560.88 | 560.88 | _ | _ | _ | _ | _ | _ | _ | _ | 40 | 22435.2
73 |  | template for C type tower offsize | KG | 973.48 | 973.48 | _ | _ | _ | _ | _ | _ | _ | _ | 40 | 38939.2
74 |  | CCR type structure offsize | KG | 4207 | 4207 | _ | _ | _ | _ | _ | _ | _ | _ | 40 | 168280
75 |  | CGR type structure offsize | KG | 478.27 | 478.27 | _ | _ | _ | _ | _ | _ | _ | _ | 40 | 19130.8
76 |  | BXM type structure offsize | KG | 2542.22 | 2542.22 | _ | _ | _ | _ | _ | _ | _ | _ | 40 | 101688.8
77 |  | ETM type structure offsize | KG | 1831.6 | 1831.6 | _ | _ | _ | _ | _ | _ | _ | _ | 40 | 73264
78 |  | CCM type structure offsize | KG | 3205 | 3205 | _ | _ | _ | _ | _ | _ | _ | _ | 40 | 128200
79 |  | CBT type structue offsize | KG | 2163.23 | 2163.23 | _ | _ | _ | _ | _ | _ | _ | _ | 40 | 86529.2
80 |  | ATMS type structure offszie | KG | 2555.17 | 2555.17 | _ | _ | _ | _ | _ | _ | _ | _ | 40 | 102206.8
81 |  | CGM type structure offsize | KG | 2268.47 | 2268.47 | _ | _ | _ | _ | _ | _ | _ | _ | 40 | 90738.8
82 |  | Hot dip galv nut & bolt 16x50mm | No | 70 | 70 | _ | _ | _ | _ | _ | _ | _ | _ | 10 | 700
83 |  | Hot dip galv nut & bolt 16x45mm | No | 742 | 742 | _ | _ | _ | _ | _ | _ | _ | _ | 10 | 7420
84 |  | Hot dip galv nut & bolt 16x40mm | No | 1446 | 1446 | _ | _ | _ | _ | _ | _ | _ | _ | 9 | 13014
85 |  | GI step bolts | No | 1976 | 1976 | _ | _ | _ | _ | _ | _ | _ | _ | 30 | 59280
86 |  | Mol - gauge | No | 1 | 1 | _ | _ | _ | _ | _ | _ | _ | _ | 5000 | 5000
87 |  | Bushing assemble 40 MVA | No | 1 | 1 | _ | _ | _ | _ | _ | _ | _ | _ | 50000 | 50000
88 |  | Bushing assemble 220 kv | No | 1 | 1 | _ | _ | _ | _ | _ | _ | _ | _ | 150000 | 150000
89 |  | Bushing assemble 132 kv | No | 1 | 1 | _ | _ | _ | _ | _ | _ | _ | _ | 150000 | 150000
90 |  | GI earth wire 7/9 SWG | KG | 194 | 194 | _ | _ | _ | _ | _ | _ | _ | _ | 40 | 7760
91 |  | EARTH WIRE AND HARD WIRE old & used | KG | 21980 | 21980 | _ | _ | _ | _ | _ | _ | _ | _ | 20 | 439600
92 |  | MS flat 75X10 mm | KG | 100 | 100 | _ | _ | _ | _ | _ | _ | _ | _ | 40 | 4000
93 |  | MS flat 50X6mm | MT | 0.1 | 0.1 | _ | _ | _ | _ | _ | _ | _ | _ | 60 | 6000
94 |  | Aluminium strip 25x3 | KG | 16 | 16 | _ | _ | _ | _ | _ | _ | _ | _ | 50 | 800
95 |  | Intermidiate up right with cleat | No | 11 | 11 | _ | _ | _ | _ | _ | _ | _ | _ | 300 | 3300
96 |  | Stay with cleat | No | 34 | 34 | _ | _ | _ | _ | _ | _ | _ | _ | 250 | 8500
97 |  | Rail 105 IBS | KG | 127.4 | 127.4 | _ | _ | _ | _ | _ | _ | _ | _ | 50 | 6370
98 |  | MSC joint for zebra | No | 17 | 17 | _ | _ | _ | _ | _ | _ | _ | _ | 700 | 11900
99 |  | Aluminium portion for MSC joint | No | 4 | 4 | _ | _ | _ | _ | _ | _ | _ | _ | 600 | 2400
100 |  | PA rod for zebra | No | 7 | 7 | _ | _ | _ | _ | _ | _ | _ | _ | 700 | 4900
101 |  | GI HANGER 132 kv | No | 1 | 1 | _ | _ | _ | _ | _ | _ | _ | _ | 1000 | 1000
102 |  | GI HANGER 220 kv | No | 18 | 18 | _ | _ | _ | _ | _ | _ | _ | _ | 1200 | 21600
103 |  | Digital AMP Meter | No | 3 | 3 | _ | _ | _ | _ | _ | _ | _ | _ | 2000 | 6000
104 |  | Fuse 06 Amp | No | 15 | 15 | _ | _ | _ | _ | _ | _ | _ | _ | 66.67 | 1000.05
105 |  | Fuse 04 Amp | No | 16 | 16 | _ | _ | _ | _ | _ | _ | _ | _ | 66.67 | 1066.72
106 |  | Fuse 02 Amp | No | 6 | 6 | _ | _ | _ | _ | _ | _ | _ | _ | 56.5 | 339
107 |  | 2*2.5 Sq MM Armound Cable | KM | 2.106 | 2.106 | _ | _ | _ | _ | _ | _ | _ | _ | 71750 | 151105.5
108 |  | 4 *2.5 Sq MM Armound Cable | KM | 1.753 | 1.753 | _ | _ | _ | _ | _ | _ | _ | _ | 128125 | 224603.125
109 |  | 6 *2.5 Sq MM Armound Cable | KM | 1.487 | 1.487 | _ | _ | _ | _ | _ | _ | _ | _ | 158875 | 236247.125
110 |  | 10 *2.5 Sq MM Armound Cable | KM | 0.995 | 0.995 | _ | _ | _ | _ | _ | _ | _ | _ | 256250 | 254968.75
111 |  | 3.5 *35 Sq MM cable | KM | 0.505 | 0.505 | _ | _ | _ | _ | _ | _ | _ | _ | 153750 | 77643.75
112 |  | 33 Kv SF6 Circuit Breaker | No | 1 | 1 | _ | _ | _ | _ | _ | _ | _ | _ | 347731 | 347731
113 |  | SF6 Gas | KG | 2 | 2 | _ | _ | _ | _ | _ | _ | _ | _ | 3894 | 7788
114 |  | 33 Kv LA | No | 3 | 3 | _ | _ | _ | _ | _ | _ | _ | _ | 15996 | 47988
115 |  | 132 KV LA | No | 3 | 3 | _ | _ | _ | _ | _ | _ | _ | _ | 42423 | 127269
116 |  | 33 KV Double Isolater with Earth swith | No | 3 | 3 | _ | _ | _ | _ | _ | _ | _ | _ | 91662 | 274986
117 |  | 33 KV CT 800/400/1 | No | 3 | 3 | _ | _ | _ | _ | _ | _ | _ | _ | 55637 | 166911
118 |  | 145 KV Bus post Insulator Solid core type | No | 3 | 3 | _ | _ | _ | _ | _ | _ | _ | _ | 102807.5 | 308422.5
119 |  | 33 KV Post Insulator | No | 9 | 9 | _ | _ | _ | _ | _ | _ | _ | _ | 3023.16 | 27208.44
120 |  | 132 KV Control Relay Panel with Diffrential Panel new | No | 1 | 1 | _ | _ | _ | _ | _ | _ | _ | _ | 765008.75 | 765008.75
121 |  | 33 KV Control Relay Panel new | No | 1 | 1 | _ | _ | _ | _ | _ | _ | _ | _ | 315739.97 | 315739.97
122 |  | Trasformer Oil New | Ltr | 8798 | 8798 | _ | _ | _ | _ | _ | _ | _ | _ | 73.16 | 643661.68
123 |  | LED Bulb 50 watt | No | 44 | 44 | _ | _ | _ | _ | _ | _ | _ | _ | 1189.44 | 52335.36
124 |  | 132 KV CVT New | No | 3 | 3 | _ | _ | _ | _ | _ | _ | _ | _ | 153001.75 | 459005.25
125 |  | 132 KV CT New | No | 3 | 3 | _ | _ | _ | _ | _ | _ | _ | _ | 159956.37 | 479869.11
16244520.68
INVENTORY ABSTRACT
|  |  | AMOUNT |  |  | USABLE |  |  | AUCTIONABLE
|  |  | 16244520.68 |  |  | 14254415.19 |  |  | 30498935.87
|  | JE |  |  |  |  | AE
Substation Name Stock Inventory for the Month of - FEBURARY 2021
Name of Zone :- Kumaon Name of Division:- 220 KV O&M Haldwani
Name of Circle :- Haldwani Name of Substation :- 132 kv substation kathgodam
|  |  |  | Unit Rate in Rs. | USABLE |  | UNSERVICEABLE |  | NON - MOVING |  | OBSOLETE |  | SCRAP
S.No. | Item Code | Name Of Item | Unit |  | Qty. | Total Amount in Rs. | Qty. | Total Amount in Rs. | Qty. | Total Amount in Rs. | Qty. | Total Amount in Rs. | Qty. | Total Amount in Rs.
1 | II0I006001 | 11 K.V Disc Insulator Of Sizes | No | 300 | 3 | 900 | _ | _ | _ | _ | _ | _ | _ | _
2 |  | G.I Bolt Nut Of Sizes | No. | 20 | 4465 | 89300 | _ | _ | _ | _ | _ | _ | _ | _
3 | II6I601004 | Armrd Rod For Panther | Set. | 250 | 0 | 0 | _ | _ | _ | _ | _ | _ | _ | _
4 | II5I501004 | Mid Spane Joint w/o Steel | No. | 200 | 14 | 2800 | _ | _ | _ | _ | _ | _ | _ | _
5 |  | Single Tension Fitting For Panther | No. | 980 | 0 | 0 | _ | _ | _ | _ | _ | _ | _ | _
6 | II8I804005 | Single Suspension Fitting For Panther | No. | 700 | 19 | 13300 | _ | _ | _ | _ | _ | _ | _ | _
7 | II8I807004 | Bolted Type Tension Fitting For Zebra | No. | 1050 | 4 | 4200 | _ | _ | _ | _ | _ | _ | _ | _
8 | FF3F302001 | C-Type Tower part Incomplete | MT. | 25000 | 4.257 | 106425 | _ | _ | _ | _ | _ | _ | _ | _
9 | CC3C303003 | Armar polley cable XLPE 3*300mm | Mtr | 85 | 200 | 17000 | _ | _ | _ | _ | _ | _ | _ | _
10 |  | 132 K.V Breacing Insulator | No. | 6000 | 1 | 6000 | _ | _ | _ | _ | _ | _ | _ | _
11 | VV1V104005 | 72.5 K.V 400 Amp Condensor Bushing | No. | 12000 | 2 | 24000 | _ | _ | _ | _ | _ | _ | _ | _
12 |  | Steel Wire Rope | Mtr | 30 | 200 | 6000 | _ | _ | _ | _ | _ | _ | _ | _
13 |  | Anchor Bolt 28mm | No. | 200 | 91 | 18200 | _ | _ | _ | _ | _ | _ | _ | _
14 |  | Anchor Bolt 32mm | No. | 250 | 14 | 3500 | _ | _ | _ | _ | _ | _ | _ | _
15 | CC7C703002 | Alu Lag 240mm | No. | 100 | 22 | 2200 | _ | _ | _ | _ | _ | _ | _ | _
16 |  | Alu Lag 400mm | No. | 120 | 6 | 720 | _ | _ | _ | _ | _ | _ | _ | _
17 |  | 132/33 K.V C.T Connector | No. | 250 | 73 | 18250 | _ | _ | _ | _ | _ | _ | _ | _
18 | HH1H103001 | 145 K.V Bus Isolators | No. | 12600 | 1 | 12600 | _ | _ | _ | _ | _ | _ | _ | _
19 |  | Magnet 110 V-127V D.C(A.B.B) | No. | 6090 | 4 | 24360 | _ | _ | _ | _ | _ | _ | _ | _
20 | JJ1J103041 | Catch(A.B.B) | No. | 2478 | 1 | 2478 | _ | _ | _ | _ | _ | _ | _ | _
21 |  | Linkage(A.B.B) | No. | 9912 | 1 | 9912 | _ | _ | _ | _ | _ | _ | _ | _
22 |  | Pressure Release Valve | No. | 30672 | 1 | 30672 | _ | _ | _ | _ | _ | _ | _ | _
23 |  | Brass Nut Bolt of Sizes | No. | 29.8 | 124 | 3695.2 | _ | _ | _ | _ | _ | _ | _ | _
24 | HH6H602003 | 132 KV isolater Blade | No. | 4445 | 1 | 4445 | _ | _ | _ | _ | _ | _ | _ | _
25 | HH8H802003 | 33KV isolater Blade | No. | 3990 | 2 | 7980 | _ | _ | _ | _ | _ | _ | _ | _
26 | SS1S104008 | contactors(2 no+2 nc) | No. | 3950 | 5 | 19750 | _ | _ | _ | _ | _ | _ | _ | _
27 |  | AC Single phase 415V 8A MCB | No. | 550.5 | 4 | 2202 | _ | _ | _ | _ | _ | _ | _ | _
28 |  | Heaters | No. | 779.6 | 3 | 2338.8 | _ | _ | _ | _ | _ | _ | _ | _
29 | CC0C002011 | PVC control cable 4 core | Mtr | 65 | 150 | 9750 | _ | _ | _ | _ | _ | _ | _ | _
30 | CC0C002008 | PVC control cable 10 core | Mtr | 105 | 150 | 15750 | _ | _ | _ | _ | _ | _ | _ | _
31 |  | selector switches for 132 kv panels | No. | 1702.5 | 8 | 13620 | _ | _ | _ | _ | _ | _ | _ | _
32 |  | Indicators | No. | 278 | 14 | 3892 | _ | _ | _ | _ | _ | _ | _ | _
33 | II1I104002 | PG clamp for zebra to panther | No. | 818.47 | 17 | 13913.99 | _ | _ | _ | _ | _ | _ | _ | _
34 | II1I104001 | PG clamp for zebra to zebra | No. | 973.71 | 11 | 10710.81 | _ | _ | _ | _ | _ | _ | _ | _
35 |  | Come Along Ckamp for Zebra | No. | 6787.3 | 2 | 13574.6 | _ | _ | _ | _ | _ | _ | _ | _
36 |  | LED Type Semaphore | No. | 2250 | 5 | 11250 | _ | _ | _ | _ | _ | _ | _ | _
37 | YY4Y403001 | 48 V battery charger old and used | No. | 1200 | 1 | 1200 | _ | _ | _ | _ | _ | _ | _ | _
38 | FF3F301042 | 33 KV Isolater structure old and used | No. | 5000 | 10 | 50000 | _ | _ | _ | _ | _ | _ | _ | _
39 | II2I205001 | C Wedge Clamp | No. | 2258.7 | 47 | 106158.9 | _ | _ | _ | _ | _ | _ | _ | _
40 |  | 33 kv CT connecter | No. | 354 | 0 | 0 | _ | _ | _ | _ | _ | _ | _ | _
41 |  | 66 kv CT connecter | No. | 355 | 12 | 4260 | _ | _ | _ | _ | _ | _ | _ | _
42 | SS3S301024 | HRC FUSE 4 AMP | NO | 56.1825 | 13 | 730.3725 | _ | _ | _ | _ | _ | _ | _ | _
43 | SS3S301022 | HRC FUSE 6 AMP | NO | 56.523 | 32 | 1808.736 | _ | _ | _ | _ | _ | _ | _ | _
44 | SS3S301020 | HRC FUSE 10 AMP | NO | 56.296 | 30 | 1688.88 | _ | _ | _ | _ | _ | _ | _ | _
45 | FF3F302001 | TOWER PART OLD AND USED | MT | 40000 | 2.142 | 85680 | _ | _ | _ | _ | _ | _ | _ | _
46 | II8I801005 | Single Tension Fitting For Panther INCOMPLETE | NO | 980 | 3 | 2940 | _ | _ | _ | _ | _ | _ | _ | _
47 |  | CONTACTOR MNX-32 | NO | 9068.65 | 1 | 9068.65 | _ | _ | _ | _ | _ | _ | _ | _
48 | SS4S405002 | 3PHASE 32 A 4 POLE MCB | NO | 2258.65 | 2 | 4517.3 | _ | _ | _ | _ | _ | _ | _ | _
49 | SS4S405005 | 3PHASE 10 A 3 POLE MCB | NO | 1464.15 | 10 | 14641.5 | _ | _ | _ | _ | _ | _ | _ | _
50 | VV7V702004 | 33 KV CT CONNECTING ROD | NO | 3399.325 | 6 | 20395.95 | _ | _ | _ | _ | _ | _ | _ | _
51 | VV7V702003 | 132KV CT CONNECTING ROD | NO | 4534.325 | 3 | 13602.975 | _ | _ | _ | _ | _ | _ | _ | _
52 | CC1C102002 | 400 SQMM 3.5CORE AL CABLE | MTR | 755 | 116 | 87580 | _ | _ | _ | _ | _ | _ | _ | _
53 | II0I002001 | DISC INSULATORS 120 KN | NO | 2860.0186 | 4 | 11440.0743 | _ | _ | _ | _ | _ | _ | _ | _
54 |  | CLAMP Z TO Z | NO. | 2228.1129 | 0 | 0 | _ | _ | _ | _ | _ | _ | _ | _
55 | FF9F904003 | COPPER BONDS | NO. | 2241.7202 | 11 | 24658.9222 | _ | _ | _ | _ | _ | _ | _ | _
56 |  | G.I STRUCTURE | MT | 108393.3033 | 0.087 | 9430.2174 | _ | _ | _ | _ | _ | _ | _ | _
57 | HH7H701001 | 66 K.V jaw | No | 5096.15 | 6 | 30576.9 | _ | _ | _ | _ | _ | _ | _ | _
58 |  | M.s Earth 400 mm Dia | Mtr | 584 | 19 | 11096 | _ | _ | _ | _ | _ | _ | _ | _
59 | AA0A004001 | ACSR Zebra Conducter In Pieces | Mtr | 279.9 | 165 | 46183.5 | _ | _ | _ | _ | _ | _ | _ | _
60 |  | Insulating Mat | Mtr | 3123.24 | 50 | 156162 | _ | _ | _ | _ | _ | _ | _ | _
61 | JJ1J103007 | Closing Coil | No | 3955.475 | 3 | 11866.425 | _ | _ | _ | _ | _ | _ | _ | _
62 | JJ1J103005 | Tripping Coil | No | 3961.15 | 4 | 15844.6 | _ | _ | _ | _ | _ | _ | _ | _
63 | JJ5J502001 | O rings | No | 3389.11 | 5 | 16945.55 | _ | _ | _ | _ | _ | _ | _ | _
64 |  | Selector Switch(Manual/ Auto) | No | 2814.8 | 4 | 11259.2 | _ | _ | _ | _ | _ | _ | _ | _
65 | HH6H601002 | 132 K.V Isolater Jaw | NO. | 6129 | 6 | 36774 | _ | _ | _ | _ | _ | _ | _ | _
66 | HH8H801007 | 33 K.V Isolater Jaw | NO. | 4767 | 4 | 19068 | _ | _ | _ | _ | _ | _ | _ | _
67 |  | 132 K.V Isolater Connecter | NO. | 1021.5 | 0 | 0 | _ | _ | _ | _ | _ | _ | _ | _
68 |  | PVC Control Cable old and used in pieces | Mtr | 5 | 470 | 2350 | _ | _ | _ | _ | _ | _ | _ | _
69 | AA0A005001 | ACSR Panther Conductor | KM | 82500 | 7.245 | 597712.5 | _ | _ | _ | _ | _ | _ | _ | _
70 | VV6V605012 | 33 KV CT 300/150/1 Old and Used | No | 4000 | 3 | 12000 | _ | _ | _ | _ | _ | _ | _ | _
71 | II8I804005 | Single Suspension Fitting For Panther | Set | 4580 | 2 | 9160 | _ | _ | _ | _ | _ | _ | _ | _
72 | II801010 | Tension Fitting for earth wire | Set | 1259.5 | 6 | 7557 | _ | _ | _ | _ | _ | _ | _ | _
73 | II8I804010 | Suspension Fitting for earth wire | Set | 1374 | 10 | 13740 | _ | _ | _ | _ | _ | _ | _ | _
74 | II6I603003 | Phase Plate | Set | 458 | 1 | 458 | _ | _ | _ | _ | _ | _ | _ | _
75 | II6I603001 | Number Plate | No | 572.5 | 1 | 572.5 | _ | _ | _ | _ | _ | _ | _ | _
76 | II5I501004 | Mid Spane Joint for Panther Conductor | No | 1374 | 3 | 4122 | _ | _ | _ | _ | _ | _ | _ | _
77 | II5I502004 | Repair Sleeve for Panther Conductor | No | 572.5 | 10 | 5725 | _ | _ | _ | _ | _ | _ | _ | _
78 | II5I501009 | Mid Spane Joint for Earth Wire | No | 572.5 | 4 | 2290 | _ | _ | _ | _ | _ | _ | _ | _
79 | II5I502009 | Repair Sleeve for Earth Wire | No | 572.5 | 8 | 4580 | _ | _ | _ | _ | _ | _ | _ | _
80 | II6I603006 | Danger Plate | No | 572.5 | 1 | 572.5 | _ | _ | _ | _ | _ | _ | _ | _
81 |  | Counter Poise Earthing | Set | 12595 | 1 | 12595 | _ | _ | _ | _ | _ | _ | _ | _
82 | II7I710001 | Anti Climbing Device Barbared type | Set | 12595 | 1 | 12595 | _ | _ | _ | _ | _ | _ | _ | _
83 | II6I603005 | Circuit Plate | Set | 572.5 | 1 | 572.5 | _ | _ | _ | _ | _ | _ | _ | _
84 |  | ABB PB Unit | No | 5665.92 | 2 | 11331.84 | _ | _ | _ | _ | _ | _ | _ | _
85 | VV6V605006 | 33 KV. C.T. 800/400/1 A 03 Core | No | 52670 | 1 | 52670 | _ | _ | _ | _ | _ | _ | _ | _
86 |  | 33 KV C. T. Clamps | No | 1030.5 | 6 | 6183 | _ | _ | _ | _ | _ | _ | _ | _
87 | KK0K005001 | 30 KV LA | No | 18892.5 | 2 | 37785 | _ | _ | _ | _ | _ | _ | _ | _
88 |  | 1/2 unfscr of 110 V Battery Charger Hsstbb | No | 2290 | 6 | 13740 | _ | _ | _ | _ | _ | _ | _ | _
89 |  | Semi Conductor Fuse75AGSA75 | No | 1145 | 6 | 6870 | _ | _ | _ | _ | _ | _ | _ | _
90 |  | Semi Conductor Fuse 50A GSA50 | No | 1145 | 6 | 6870 | _ | _ | _ | _ | _ | _ | _ | _
91 |  | Diode S8hr55 Size M8 | No | 1145 | 3 | 3435 | _ | _ | _ | _ | _ | _ | _ | _
92 |  | Diode S4hr41 Size M8 | No | 1145 | 3 | 3435 | _ | _ | _ | _ | _ | _ | _ | _
93 |  | Diode S4Hr16 Size M6 | No | 1145 | 3 | 3435 | _ | _ | _ | _ | _ | _ | _ | _
94 |  | Fuse 36AGE SM63A | No | 1145 | 6 | 6870 | _ | _ | _ | _ | _ | _ | _ | _
95 |  | Contactor 25A 3 Phase Coil Voltage 240V DC | No | 2290 | 1 | 2290 | _ | _ | _ | _ | _ | _ | _ | _
96 |  | Contactor 63A 3 Phase Coil Voltage 240 V DC | No | 2290 | 1 | 2290 | _ | _ | _ | _ | _ | _ | _ | _
97 |  | Capacitor 3000UFC/350V DC | No | 2290 | 2 | 4580 | _ | _ | _ | _ | _ | _ | _ | _
98 |  | Capacitor 2200UFD/350V DC | No | 2290 | 2 | 4580 | _ | _ | _ | _ | _ | _ | _ | _
99 | SS3S311001 | Trip Indicator Fuse GE TI 300 | No | 1030.5 | 20 | 20610 | _ | _ | _ | _ | _ | _ | _ | _
100 |  | Space Heater 2500HM/250W | No | 2290 | 2 | 4580 | _ | _ | _ | _ | _ | _ | _ | _
101 |  | Single Phase Voltmeter (0-200) DC | No | 2290 | 1 | 2290 | _ | _ | _ | _ | _ | _ | _ | _
102 |  | Surger Capacitor 2Uf/440 V AC) | No | 572.5 | 4 | 2290 | _ | _ | _ | _ | _ | _ | _ | _
103 | II1I105001 | PG. Clamps for Panther to Panther | No | 1177.6 | 3 | 3532.8 | _ | _ | _ | _ | _ | _ | _ | _
104 | HH1H103001 | 132 KV Isolator without Structure Old and Used | Nos. | 18000 | 11 | 198000 | _ | _ | _ | _ | _ | _ | _ | _
105 | VV8V810003 | 132 KV CVT Old and Used | Nos. | 20000 | 9 | 180000 | _ | _ | _ | _ | _ | _ | _ | _
106 | VV6V603007 | 132 KV CT Used | Nos. | 100000 | 3 | 300000 | _ | _ | _ | _ | _ | _ | _ | _
107 | VV6V603007 | 132 KV CT Old and Used | Nos. | 20000 | 12 | 240000 | _ | _ | _ | _ | _ | _ | _ | _
108 | KK0K003001 | 132 KV LA Used | Nos. | 12000 | 3 | 36000 | _ | _ | _ | _ | _ | _ | _ | _
109 | KK0K003001 | 132 KV LA Old and Used | Nos. | 5000 | 12 | 60000 | _ | _ | _ | _ | _ | _ | _ | _
110 | JJ0J004001 | 66 KV Circuit Breaker Old and Used | Nos. | 50000 | 3 | 150000 | _ | _ | _ | _ | _ | _ | _ | _
111 | KK0K005001 | 33 KV LA Old and Used | Nos. | 2000 | 3 | 6000 | _ | _ | _ | _ | _ | _ | _ | _
112 |  | 132 KV CB. CLAMP | Nos. | 1178.82 | 10 | 11788.2 | _ | _ | _ | _ | _ | _ | _ | _
113 |  | 132 KV CT. CLAMP | Nos. | 1176.46 | 6 | 7058.76 | _ | _ | _ | _ | _ | _ | _ | _
114 | VV3V301001 | EHV GRADE TRANSFORMER OIL | KL. | 62540 | 1.254 | 78425.16 | _ | _ | _ | _ | _ | _ | _ | _
115 |  | MS Angle 50*50*6mm | KG | 68.25 | 2619 | 178746.75 | _ | _ | _ | _ | _ | _ | _ | _
116 |  | MS Flat 50*6 mm | KG | 63 | 1874.076 | 118066.788 | _ | _ | _ | _ | _ | _ | _ | _
117 |  | G.I. Wire Mess of 10 SWG Aperture 50mm width 1.8mm | Sqm | 420 | 459 | 192780 | _ | _ | _ | _ | _ | _ | _ | _
118 |  | M.S. Nut & Bolts suitable for fencing work | KG | 84 | 80 | 6720 | _ | _ | _ | _ | _ | _ | _ | _
119 |  | VIBRATION DAMPER FOR PANTHER CONDUCTOR | Nos. | 1421.9 | 0 | 0 | _ | _ | _ | _ | _ | _ | _ | _
120 | II8I801005 | SINGLE TENSION FITTING (120KN) FOR PANTHER CONDUCTOR | Nos. | 3376.63 | 0 | 0 | _ | _ | _ | _ | _ | _ | _ | _
121 |  | DANGER PLATE & NUMBER PLATE | Nos. | 569.35 | 190 | 108176.5 | _ | _ | _ | _ | _ | _ | _ | _
122 |  | PHASE PLATE | SET | 584.1 | 15 | 8761.5 | _ | _ | _ | _ | _ | _ | _ | _
123 | JJ1J105005 | A.B.B. TRIPPING COIL FOR 33 KV CIRCUIT BREAKER | Nos. | 3923.5 | 3 | 11770.5 | _ | _ | _ | _ | _ | _ | _ | _
124 | JJ8J801001 | SF-6 GAS | KG | 3894 | 0 | 0 | _ | _ | _ | _ | _ | _ | _ | _
125 |  | 132 KV DOUBLE FEEDER CONTROL PANEL OLD & USED | Nos. | 5000 | 2 | 10000 | _ | _ | _ | _ | _ | _ | _ | _
126 |  | 132 KV TRANSFORMER PANEL W/O RELAY OLD & USED | Nos. | 2000 | 1 | 2000 | _ | _ | _ | _ | _ | _ | _ | _
127 |  | 132 KV RELAY PANEL OLD & USED | Nos. | 5000 | 3 | 15000 | _ | _ | _ | _ | _ | _ | _ | _
128 |  | 66 KV CONTROL & RELAY DOUBLE FEEDER PANEL OLD & USED | Nos. | 5000 | 1 | 5000 | _ | _ | _ | _ | _ | _ | _ | _
129 |  | 33 KV CONTROL & RELAY TRIPPLE FEEDER PANEL OLD & USED | Nos. | 25000 | 1 | 25000 | _ | _ | _ | _ | _ | _ | _ | _
130 |  | 132 KV CONTROL PANEL WITHOUT ALARM ANNUNCIATOR & ENERGY METER OLD & USED | Nos. | 5000 | 1 | 5000 | _ | _ | _ | _ | _ | _ | _ | _
131 |  | 132 KV RELAY PANEL WITHOUT DISTANCE RELAY OLD & USED | Nos. | 25000 | 1 | 25000 | _ | _ | _ | _ | _ | _ | _ | _
132 |  | 33 K.V T/F Bushing | No. | 600 | _ |  | _ | _ | _ | _ | _ | _ | 1 | 600
133 | AA1A102001 | G.I Wire Of size | Kg | 30 | _ |  | _ | _ | _ | _ | _ | _ | 9312 | 279360
134 | AA3A301001 | Stay Wire 7/8 Swg | Kg | 30 | _ |  | _ | _ | _ | _ | _ | _ | 370 | 11100
135 | II4I401002 | Clamp For Rail | No. | 150 | _ |  | _ | _ | _ | _ | _ | _ | 25 | 3750
136 |  | 33 K.V Disc Fitting For Dog | No. | 160 | _ |  | _ | _ | _ | _ | _ | _ | 31 | 4960
137 | II4I409001 | Breacing clamp Of sizes | No. | 150 | _ |  | _ | _ | _ | _ | _ | _ | 401 | 60150
138 | II5I503003 | Hunger old and used | No. | 50 | _ |  | _ | _ | _ | _ | _ | _ | 12 | 600
139 |  | Steel Rope Scrap | Kg | 30 | _ |  | _ | _ | _ | _ | _ | _ | 58 | 1740
140 | FF8F803002 | Stay Rod Complete | Set | 275 | _ |  | _ | _ | _ | _ | _ | _ | 206 | 56650
141 |  | 33 K.V Pin W/o Nut | No. | 95 | _ |  | _ | _ | _ | _ | _ | _ | 80 | 7600
142 | KK4K402001 | 33 K.V Pin Insulator | No. | 300 | _ |  | _ | _ | _ | _ | _ | _ | 69 | 20700
143 |  | 33 K.V F.Clamp | No | 120 | _ |  | _ | _ | _ | _ | _ | _ | 328 | 39360
144 | II1I108001 | P.G Clamp For Dog to Dog | No. | 80 | _ |  | _ | _ | _ | _ | _ | _ | 352 | 28160
145 | II4I403003 | Suspention Clamp For E/W | No. | 300 | _ |  | _ | _ | _ | _ | _ | _ | 13 | 3900
146 | II5I503003 | G.I Hunger Scrap | No. | 60 | _ |  | _ | _ | _ | _ | _ | _ | 50 | 3000
147 |  | G.C Shut Old and Used Scrap | Kg | 20 | _ |  | _ | _ | _ | _ | _ | _ | 77 | 1540
148 | II4I401001 | Stay Clamp 105lb | No. | 210 | _ |  | _ | _ | _ | _ | _ | _ | 16 | 3360
149 | II4I401002 | Stay Clamp 105lb Rail Wool Head Type | No. | 210 | _ |  | _ | _ | _ | _ | _ | _ | 24 | 5040
150 |  | P.P Clamp for 105lb | No. | 210 | _ |  | _ | _ | _ | _ | _ | _ | 40 | 8400
151 | II4I408001 | P.P Clamp for pole | No. | 210 | _ |  | _ | _ | _ | _ | _ | _ | 184 | 38640
152 | II4I401001 | Stay Clamp of sizes | No. | 210 | _ |  | _ | _ | _ | _ | _ | _ | 370 | 77700
153 |  | Breacing clamp Of Rail | No. | 210 | _ |  | _ | _ | _ | _ | _ | _ | 32 | 6720
154 |  | A.C.S.R Panther Conductor(scrap) | Mtr | 30 | _ |  | _ | _ | _ | _ | _ | _ | 4136 | 124080
155 | AA1A103001 | Earth Wire 7/16 swg | Kg | 30 | _ |  | _ | _ | _ | _ | _ | _ | 17.5 | 525
156 |  | Fabricated Single Pole Scrap | No. | 30 | _ |  | _ | _ | _ | _ | _ | _ | 1 | 30
157 |  | Rollery Insulator | No. | 30 | _ |  | _ | _ | _ | _ | _ | _ | 3 | 90
158 | CC9C901003 | 11 K.V Cable Box XLP of Size Outdoor Type | No. | 1240 | _ |  | _ | _ | _ | _ | _ | _ | 2 | 2480
159 | KK4K401004 | 33 K.V Porciling Insulator | No. | 600 | _ |  | _ | _ | _ | _ | _ | _ | 2 | 1200
160 | KK4K401002 | PolLy Cone Insulator Damaged | No. | 300 | _ |  | _ | _ | _ | _ | _ | _ | 1 | 300
161 | CC9C901002 | 11K.V Cable Box Xlp Of Size Indoor Type | No. | 1350 | _ |  | _ | _ | _ | _ | _ | _ | 11 | 14850
162 |  | Alu Strip 3*2.5 mm | Mtr | 350 | _ |  | _ | _ | _ | _ | _ | _ | 10 | 3500
163 | VV3V301002 | T/F Oil Old and Used Carbonized | Ltr | 15 | _ |  | _ | _ | _ | _ | _ | _ | 30352 | 455280
164 | VV3V301007 | Empty T/F Oil Drum | No. | 120 | _ |  | _ | _ | _ | _ | _ | _ | 235 | 28200
165 |  | 33 K.V Bushing Insulator | No. | 600 | _ |  | _ | _ | _ | _ | _ | _ | 2 | 1200
166 |  | 33 K.V Extinguishing Chamber Old And Scrap | No. | 250 | _ |  | _ | _ | _ | _ | _ | _ | 1 | 250
167 |  | Relay Of Sizes | No. | 600 | _ |  | _ | _ | _ | _ | _ | _ | 7 | 4200
168 |  | 3 Phase Energy Meter Old KWH Defective | No. | 600 | _ |  | _ | _ | _ | _ | _ | _ | 18 | 10800
169 |  | Male Contact Of 33K.V O.C.B Damaged | No. | 1000 | _ |  | _ | _ | _ | _ | _ | _ | 1 | 1000
170 | BB0B002006 | Capacitor Unit cell Old And Used | No. | 120 | _ |  | _ | _ | _ | _ | _ | _ | 6 | 720
171 | VV6V603007 | 132 KV C.T. Damaged | No. | 1200 | _ |  | _ | _ | _ | _ | _ | _ | 3 | 3600
172 | VV0V004006 | 1.3 M.V.A T/F Without Bushing Damaged | No | 38000 | _ |  | _ | _ | _ | _ | _ | _ | 1 | 38000
173 | VV8V804002 | 66 K.V P.T Defective | No. | 600 | _ |  | _ | _ | _ | _ | _ | _ | 2 | 1200
174 |  | 33 K.V bushing for T/F | No. | 600 | _ |  | _ | _ | _ | _ | _ | _ | 1 | 600
175 | VV6V605013 | 33 K.V C.T 100/1,5.75 M.V.A E.C.E Make old and used | No. | 600 | _ |  | _ | _ | _ | _ | _ | _ | 2 | 1200
176 | VV8V805002 | 33 K.V single Phase P.T Damaged | No. | 600 | _ |  | _ | _ | _ | _ | _ | _ | 2 | 1200
177 | VV8V812001 | Coupling Capacitor cell Old and used | No. | 600 | _ |  | _ | _ | _ | _ | _ | _ | 5 | 3000
178 |  | 4 wire Group Selector Defective | No. | 600 | _ |  | _ | _ | _ | _ | _ | _ | 2 | 1200
179 |  | Wave Trap v/s Damaged | No. | 1000 | _ |  | _ | _ | _ | _ | _ | _ | 1 | 1000
180 | II6I603001 | Number Plate | No. | 30 | _ |  | _ | _ | _ | _ | _ | _ | 110 | 3300
181 |  | Tyre of Truck and Jeep Damaged | No. | 15 | _ |  | _ | _ | _ | _ | _ | _ | 14 | 210
182 |  | Jow Scrap | No. | 10 | _ |  | _ | _ | _ | _ | _ | _ | 2 | 20
183 | JJ1J105012 | Male Contact Scrap | No. | 550 | _ |  | _ | _ | _ | _ | _ | _ | 5 | 2750
184 |  | Vehicle Scrap | Kg | 20 | _ |  | _ | _ | _ | _ | _ | _ | 1 | 20
185 |  | Compressor type Dead Body Clamp Scrap | No. | 15 | _ |  | _ | _ | _ | _ | _ | _ | 57 | 855
186 |  | Fead Light Scrap | No. | 15 | _ |  | _ | _ | _ | _ | _ | _ | 1 | 15
187 |  | M.S Angle Iron &Round Damaged Scrap | Kg | 15 | _ |  | _ | _ | _ | _ | _ | _ | 645 | 9675
188 | YY1Y101006 | Battery Old & Used | No. | 10 | _ |  | _ | _ | _ | _ | _ | _ | 20 | 200
189 |  | Bolt & Nut Of Size Scrap | Kg | 10 | _ |  | _ | _ | _ | _ | _ | _ | 100 | 1000
190 |  | 33 K.V Extinguisher Chamber Damaged | No | 250 | _ |  | _ | _ | _ | _ | _ | _ | 12 | 3000
191 | VV6V606007 | 11 K.V C.T Old & Damaged | No. | 250 | _ |  | _ | _ | _ | _ | _ | _ | 4 | 1000
192 |  | Come Along Clamp V/s Damaged | No. | 60 | _ |  | _ | _ | _ | _ | _ | _ | 1 | 60
193 |  | 11 K.V Cable Box Damaged | No | 30 | _ |  | _ | _ | _ | _ | _ | _ | 1 | 30
194 |  | Tube For Jeep Damaged | No. | 10 | _ |  | _ | _ | _ | _ | _ | _ | 5 | 50
195 |  | 11 K.V U shape Burn Contact Damaged | No | 20 | _ |  | _ | _ | _ | _ | _ | _ | 39 | 780
196 |  | 11 K.V Finger Contact Burn Damaged | No | 10 | _ |  | _ | _ | _ | _ | _ | _ | 76 | 760
197 |  | M.O.C.B Structure Old Used | No. | 400 | _ |  | _ | _ | _ | _ | _ | _ | 3 | 1200
198 |  | R.V.T Damaged | No. | 600 | _ |  | _ | _ | _ | _ | _ | _ | 2 | 1200
199 | VV6V606007 | 11K.V C.T's of Size 600-300,400-200,200-100-5 | No. | 600 | _ |  | _ | _ | _ | _ | _ | _ | 22 | 13200
200 |  | 66 K .V tripping Relay Defective | No. | 400 | _ |  | _ | _ | _ | _ | _ | _ | 6 | 2400
201 | KK0K004001 | 60 K.V L.A Old & Used | No. | 600 | _ |  | _ | _ | _ | _ | _ | _ | 14 | 8400
202 |  | Electronic Meter 33/11K.V Deffective | No. | 600 | _ |  | _ | _ | _ | _ | _ | _ | 1 | 600
203 |  | Comes Cord Assembly | No. | 200 | _ |  | _ | _ | _ | _ | _ | _ | 1 | 200
204 | KK4K301004 | 66K.V Insulator Old & used | No. | 600 | _ |  | _ | _ | _ | _ | _ | _ | 5 | 3000
205 |  | 132/66 K.V Male Contact Old &Used | No. | 1000 | _ |  | _ | _ | _ | _ | _ | _ | 2 | 2000
206 | JJ1J104006 | 66 K.V M.O.C.B Pole Old & Used | No | 1200 | _ |  | _ | _ | _ | _ | _ | _ | 2 | 2400
207 |  | M.O.C.B Structure Old Used | No. | 400 | _ |  | _ | _ | _ | _ | _ | _ | 3 | 1200
208 | KK4K301002 | 145 K.V Base Insulators Old &Used | No | 600 | _ |  | _ | _ | _ | _ | _ | _ | 3 | 1800
209 | VV8V810003 | 145 K.V C.V.T Damaged | No | 600 | _ |  | _ | _ | _ | _ | _ | _ | 4 | 2400
210 |  | 66 K.V M.O.C.B Base Old&Used | No. | 600 | _ |  | _ | _ | _ | _ | _ | _ | 1 | 600
211 |  | Fish Plates 105 lbs | No. | 1200 | _ |  | _ | _ | _ | _ | _ | _ | 16 | 19200
212 |  | G.I earth Wire Scrap | Kg | 20 | _ |  | _ | _ | _ | _ | _ | _ | 424 | 8480
213 |  | 33K.V V.C.B 1200 Amp Damaged | No. | 1200 | _ |  | _ | _ | _ | _ | _ | _ | 1 | 1200
214 | AA0A012001 | A.C.S.R Weasel Conductor Old &Used | Mtr | 20 | _ |  | _ | _ | _ | _ | _ | _ | 1210 | 24200
215 |  | Iron Scrap | Kg | 10 | _ |  | _ | _ | _ | _ | _ | _ | 50 | 500
216 | FF9F903001 | 33 K.V V-Type X-Arm | No. | 120 | _ |  | _ | _ | _ | _ | _ | _ | 5 | 600
217 | FF8F801005 | S.T Pole Damaged | No. | 240 | _ |  | _ | _ | _ | _ | _ | _ | 9 | 2160
218 |  | M.S Angle Scrap | Kg | 20 | _ |  | _ | _ | _ | _ | _ | _ | 20 | 400
219 |  | 11 K.V F-Mail Contact Scrap | No. | 10 | _ |  | _ | _ | _ | _ | _ | _ | 48 | 480
220 |  | Come Along Clamp V/s Damaged | No. | 60 | _ |  | _ | _ | _ | _ | _ | _ | 2 | 120
221 | JJ1J103006 | 132 K.V M.O.C.B POLE OLD AND USED | No. | 600 | _ |  | _ | _ | _ | _ | _ | _ | 6 | 3600
222 |  | Cable Termination Box 450*450*200mm | No. | 1400 | _ |  | _ | _ | _ | _ | _ | _ | 8 | 11200
223 |  | Copper Wire Old & Used | Kg | 110 | _ |  | _ | _ | _ | _ | _ | _ | 50 | 5500
224 |  | Cable Rack Scrap | No. | 120 | _ |  | _ | _ | _ | _ | _ | _ | 28 | 3360
225 |  | 33 K.V Insulator Ciment Type | No. | 250 | _ |  | _ | _ | _ | _ | _ | _ | 1 | 250
226 |  | Snatch Pully Black Damaged | No. | 30 | _ |  | _ | _ | _ | _ | _ | _ | 22 | 660
227 |  | Gun Metal Scrap | Kg | 60 | _ |  | _ | _ | _ | _ | _ | _ | 4 | 240
228 | VV6V604001 | 66 K.V C.T Repair 400-200 Amp | No. | 5000 | _ |  | _ | _ | _ | _ | _ | _ | 2 | 10000
229 | VV8V809002 | 11K.V P.T Repair | No. | 250 | _ |  | _ | _ | _ | _ | _ | _ | 2 | 500
230 |  | 11 K.V C.T 200-100-5A repaired | No. | 250 | _ |  | _ | _ | _ | _ | _ | _ | 4 | 1000
231 |  | 11K.V Damaged Spoud | No. | 30 | _ |  | _ | _ | _ | _ | _ | _ | 1 | 30
232 | VV6V604001 | 66K.V C.T Old & used | No. | 600 | _ |  | _ | _ | _ | _ | _ | _ | 1 | 600
233 | VV6V604001 | 66 kv CT old and damaged | No. | 500 | _ |  | _ | _ | _ | _ | _ | _ | 6 | 3000
234 | JJ0J004001 | 66 kv GCB old and damaged | No. | 600 | _ |  | _ | _ | _ | _ | _ | _ | 2 | 1200
235 | KK0K004001 | 60 KV LA old and damaged | No. | 400 | _ |  | _ | _ | _ | _ | _ | _ | 6 | 2400
236 | KK0K003001 | 132 KV LA old and damaged | No. | 600 | _ |  | _ | _ | _ | _ | _ | _ | 3 | 1800
237 | HH1H104001 | 66 kv Bus Isolater old and damaged | No. | 500 | _ |  | _ | _ | _ | _ | _ | _ | 2 | 1000
238 | FF3F301039 | 66 KV LA Structure old and damaged | No. | 300 | _ |  | _ | _ | _ | _ | _ | _ | 6 | 1800
239 | FF3F301030 | 132KV LA Structure old and damaged | No. | 400 | _ |  | _ | _ | _ | _ | _ | _ | 3 | 1200
240 | FF3F301037 | 66 kv Isolater structure old and damaged | No. | 500 | _ |  | _ | _ | _ | _ | _ | _ | 2 | 1000
241 | FF3F301038 | 66 kv GCB structure old and damaged | No. | 600 | _ |  | _ | _ | _ | _ | _ | _ | 2 | 1200
242 | VV8V804002 | 66 kv pt OLD AND USED | No. | 1000 | _ |  | _ | _ | _ | _ | _ | _ | 3 | 3000
243 | NN7N707001 | Oltc Panel old and used | No. | 1100 | _ |  | _ | _ | _ | _ | _ | _ | 1 | 1100
244 | BB1B101002 | Capacitor Bank Panel old and used | No. | 1200 | _ |  | _ | _ | _ | _ | _ | _ | 1 | 1200
245 |  | 7.5MVA 66/11 kv t/f old and used | No. | 25000 | _ |  | _ | _ | _ | _ | _ | _ | 2 | 50000
246 |  | DISMANTLED PANELS old and used | No. | 1000 | _ |  | _ | _ | _ | _ | _ | _ | 3 | 3000
247 | VV8V810003 | 145 KV CVT old and used Defective | No | 1000 | _ |  | _ | _ | _ | _ | _ | _ | 3 | 3000
248 |  | 33 Kv Spring Charging motor Old & Burnt Difective | Nos. | 500 | _ |  | _ | _ | _ | _ | _ | _ | 2 | 1000
249 | AA0A005001 | A.C.S.R Panther Conductor Old & Damaged | Mtr | 30 | _ |  | _ | _ | _ | _ | _ | _ | 2565 | 76950
Total (in Rs.) | [5 empty] | 4196831.8503 | [7 empty] | 1675190
JE
2S account February 2021 132 KV s/s Bhowali
Item No | Item Code | Name of Article | Unit | Rate | Useable |  | Unservicable |  | Non Moving |  | Obslete |  | scrap |  | Total Qty
[5 empty] | Qty | Amount | Qty | Amount | Qty | Amount | Qty | Amount | Qty | Amount
1 | AA0A005001 | ACSR PANTHER CONDUCTOR IN PEACES (DIFF) | km | 40 | 0.358 | 14.32 |  | 0 |  | 0 |  | 0 | 0.732 | 29.28 | 1.09
2 |  | ACSR PANTHER CONDUCTOR DAMAGED | km | 40 |  | 0 |  | 0 |  | 0 |  | 0 | 0.85 | 34 | 0.85
3 |  | 16 SQ MM 3 CORE POWER CABLE | mtr | 203.2 | 350 | 71120 |  | 0 |  | 0 |  | 0 |  | 0 | 350
4 | CC5C501003 | 400 SQMM XPLE Cable termination kit | NO | 38763 | 1 | 38763 |  | 0 |  | 0 |  | 0 |  | 0 | 1
5 | CC0C002013 | 2 core control cable (2.5 mm) | mtr | 104.42 | 500 | 52210 |  | 0 |  | 0 |  | 0 |  | 0 | 500
6 | CC0C002011 | 4 core control cable (2.5 mm) | mtr | 175.925 | 400 | 70370 |  | 0 |  | 0 |  | 0 |  | 0 | 400
7 | CC0C002010 | CONTROL CABLE 6*2.5 MM^2 | mtr | 120 | 245 | 29400 |  | 0 |  | 0 |  | 0 |  | 0 | 245
8 | CC0C002008 | CONTROL CABLE 10*2.5 MM^2 | mtr | 140 | 220 | 30800 |  | 0 |  | 0 |  | 0 |  | 0 | 220
9 | CC8C801003 | Perforated Cable tray | mtr | 329.15 | 30 | 9874.5 |  | 0 |  | 0 |  | 0 |  | 0 | 30
10 | FF5F501007 | Ancor bolt 25 mm | NO | 200 | 11 | 2200 |  | 0 |  | 0 |  | 0 |  | 0 | 11
11 | FF4F401068 | NUTS AND BOLTS OFF SIZE | KG | 15 |  | 0 |  | 0 |  | 0 |  | 0 | 40 | 600 | 40
12 | FF4F401068 | GI Nut & Bolt | KG | 146.32 | 20 | 2926.4 |  | 0 |  | 0 |  | 0 |  | 0 | 20
13 |  | GI Structure of 145 kv Tandom Isolator | MT | 85125 | 0.5 | 42562.5 |  | 0 |  | 0 |  | 0 |  | 0 | 0.5
14 | FF7F701004 | MS ROUND (30mm) | KG | 94.4 | 125 | 11800 |  | 0 |  | 0 |  | 0 |  | 0 | 125
15 | FF7F702003 | Earthing Flat 50 x 6 mm | KG | 82.6 | 400 | 33040 |  | 0 |  | 0 |  | 0 |  | 0 | 400
16 | HH0H003001 | 145 KV Tandom Isolator | NO | 238350 | 2 | 476700 |  | 0 |  | 0 |  | 0 |  | 0 | 2
17 | HH0H003001 | 145 KV BUS isolator | NO | 12600 | 1 | 12600 |  | 0 |  | 0 |  | 0 |  | 0 | 1
18 | HH0H003001 | 132 ISOLATOR(O&U) | NO | 18000 |  | 0 |  | 0 |  | 0 | 3 | 54000 |  | 0 | 3
19 | HH8H803002 | 33 KV ISOLATOR Mech. Switch U/D | No | 500 |  | 0 |  | 0 |  | 0 |  | 0 | 5 | 2500 | 5
20 | HH1H105001 | 33 KV ISOLATOR W/O STRUCTURE (DAMAGED) | No | 4000 |  | 0 |  | 0 |  | 0 |  | 0 | 4 | 16000 | 4
21 | HH6H603001 | 33 KV EARHT LINK (O&U) | NO | 2000 |  | 0 |  | 0 |  | 0 |  | 0 | 1 | 2000 | 1
22 | HH6H602001 | 132 KV BLADE (O/ U ) | No | 3000 |  | 0 |  | 0 |  | 0 |  | 0 | 12 | 36000 | 12
23 | HH6H601001 | 132 KV JAW (O/ U) | No | 2000 |  | 0 |  | 0 |  | 0 |  | 0 | 18 | 36000 | 18
24 | HH9H901017 | isolator clamp FOR Panthor conductor | NO | 896.65 | 12 | 10759.8 |  | 0 |  | 0 |  | 0 |  | 0 | 12
25 | HH9H901017 | 132 KV Isolator clamp for Panther conductor | NO | 1469.1 | 5 | 7345.5 |  | 0 |  | 0 |  | 0 |  | 0 | 5
26 | HH9H901017 | 132 KV Isolator clamp for Panther conductor(Old/used melted) | NO | 50 |  | 0 |  | 0 |  | 0 |  | 0 | 9 | 450 | 9
27 | HH9H901016 | 33 kv isolator clamp (O&U melted) | NO | 25 |  | 0 |  | 0 |  | 0 |  | 0 | 9 | 225 | 9
28 | II0I004001 | 132 KV DISK INSULATOR | No | 200 | 10 | 2000 |  | 0 |  | 0 |  | 0 |  | 0 | 10
29 | II8I804005 | suspension fitting for panther conductor | No. | 2371.8 | 2 | 4743.6 |  | 0 |  | 0 |  | 0 |  | 0 | 2
30 | II8I801004 | bolted type tension fitting for ACSR zebra coductor | NO | 5702.94 | 6 | 34217.64 |  | 0 |  | 0 |  | 0 |  | 0 | 6
31 | II1I105001 | P G Clamp panther to panther | NO | 794.5 | 1 | 794.5 |  | 0 |  | 0 |  | 0 |  | 0 | 1
32 | II1I105001 | PG Clamp Panthr to Panther (O&U melted) | NO | 50 |  | 0 |  | 0 |  | 0 |  | 0 | 15 | 750 | 15
33 | JJ4J401009 | 132 KV circuit breaker clamp for Panther conductor(Old/used melted) | NO | 50 |  | 0 |  | 0 |  | 0 |  | 0 | 6 | 300 | 6
34 | JJ4J401009 | 33 kv circuit breaker clamp (O&U melted) | NO | 25 |  | 0 |  | 0 |  | 0 |  | 0 | 6 | 150 | 6
35 | JJ0J005004 | 33 KV CB BHEL MAKE (VCB) OLD/USED | NO | 20000 |  | 0 |  | 0 |  | 0 |  | 0 | 1 | 20000 | 1
36 | JJ0J005004 | 33 KV BHEL CB (DAMAGED) | NO | 20000 |  | 0 |  | 0 |  | 0 |  | 0 | 1 | 20000 | 1
37 | JJ0J005004 | 33 KV ABB CB (POLE BLAST) | NO | 20000 |  | 0 |  | 0 |  | 0 |  | 0 | 1 | 20000 | 1
38 | JJ0J005004 | 33 KV CB (O&U)ALSTOM MAKE /2003 |  | 50000 |  | 0 |  | 0 |  | 0 | 1 | 50000 |  | 0 | 1
39 | JJ0J005004 | 33 KV CB (O&U)CGL VCB MAKE /2016 OK |  | 50000 | 1 | 50000 |  | 0 |  | 0 |  | 0 |  | 0 | 1
40 | JJ0J005002 | 33 KV CB(O&U)(ABB/1991) | NO | 50000 |  | 0 |  | 0 |  | 0 | 1 | 50000 |  | 0 | 1
41 | JJ0J003001 | 132 KV SF 6 CB(O&U)(ABB/ 2001) | NO | 70000 |  | 0 |  | 0 |  | 0 | 1 | 70000 |  | 0 | 1
42 | JJ2J201007 | Limit Switch 110 Volt DC | NO | 1404.2 | 3 | 4212.6 |  | 0 |  | 0 |  | 0 |  | 0 | 3
43 | JJ1J105019 | Spring Charge moter (33 kv ABB make CB 220 v AC ) | NO | 46020 | 1 | 46020 |  | 0 |  | 0 |  | 0 |  | 0 | 1
44 | JJ1J105019 | 33 KV ABB Make spring charging motor(O&U Burnt) | NO | 500 |  | 0 |  | 0 |  | 0 |  | 0 | 1 | 500 | 1
45 | JJ1J103005 | CLOSING COIL FOR 132 KV ABB CB | No | 9074 | 2 | 18148 |  | 0 |  | 0 |  | 0 |  | 0 | 2
46 | JJ1J103005 | TRIPPING COIL FOR 132 KV ABB CB | No | 9074 | 2 | 18148 |  | 0 |  | 0 |  | 0 |  | 0 | 2
47 | JJ1J103005 | Tripping coil 132 KV CGL CB | NO | 4416.6 | 2 | 8833.2 |  | 0 |  | 0 |  | 0 |  | 0 | 2
48 | JJ1J103005 | CLOSING COIL 132 KV CGL CB | NO | 4416.6 | 2 | 8833.2 |  | 0 |  | 0 |  | 0 |  | 0 | 2
49 | JJ1J103005 | Tripping coil 132 kv ABB CB (New) | NO | 4416.6 | 2 | 8833.2 |  | 0 |  | 0 |  | 0 |  | 0 | 2
50 | JJ1J103005 | CLOSING COIL 132 KV ABB CB(New) | NO | 4416.6 | 2 | 8833.2 |  | 0 |  | 0 |  | 0 |  | 0 | 2
51 | JJ1J105005 | Tripping coil 33 KV CGL CB | NO | 3927 | 2 | 7854 |  | 0 |  | 0 |  | 0 |  | 0 | 2
52 | JJ1J105007 | CLOSING COIL 33 KV CGL CB | NO | 3927 | 1 | 3927 |  | 0 |  | 0 |  | 0 |  | 0 | 1
53 | JJ1J105007 | CLOSING COIL 33KV ABB CB | NO | 3927 | 2 | 7854 |  | 0 |  | 0 |  | 0 |  | 0 | 2
54 | JJ1J103037 | Limit switch 132 kv ABB CB | NO | 2937.6 | 2 | 5875.2 |  | 0 |  | 0 |  | 0 |  | 0 | 2
55 | JJ2J201007 | Limit switch 33 kv ABB CB | NO | 1938 | 2 | 3876 |  | 0 |  | 0 |  | 0 |  | 0 | 2
56 | JJ1J125001 | CONTRACTOR 25 A 3 PHASE | NO | 2862.5 | 4 | 11450 |  | 0 |  | 0 |  | 0 |  | 0 | 4
57 | JJ1J125001 | CONTRACTOR 63 A 3 PHASE | NO | 2862.5 | 4 | 11450 |  | 0 |  | 0 |  | 0 |  | 0 | 4
58 | JJ0J004003 | 66 KV MOCB BHEL (Defective) | No | 30000 |  | 0 |  | 0 |  | 0 |  | 0 | 2 | 60000 | 2
59 | JJ0J005005 | 33 KV BOCB HEL (Defective) | No | 25000 |  | 0 |  | 0 |  | 0 |  | 0 | 3 | 75000 | 3
60 | JJ0J005005 | 33 KV BOCBWITH OIL (Defective) | No | 35000 |  | 0 |  | 0 |  | 0 |  | 0 | 3 | 105000 | 3
61 | JJ0J003003 | 132 KV MOCB BHEL MAKE (Defectiv)NO | No | 20000 |  | 0 |  | 0 |  | 0 |  | 0 | 2 | 40000 | 2
62 | JJ8J801001 | SF-6 Gas | KG | 3894 | 6 | 23364 |  | 0 |  | 0 |  | 0 |  | 0 | 6
63 | KK0K003001 | 132 KV LA(O&U)(ELPRO INT LTD /2000) | NO | 5000 |  | 0 | 7 | 35000 |  | 0 |  | 0 |  | 0 | 7
64 | KK0K005001 | 33 KV LA(O&U)(ELPRO INT LTD /1999) | NO | 2000 |  | 0 | 6 | 12000 |  | 0 |  | 0 |  | 0 | 6
65 | KK4K401003 | 132 KV POST INSULATOR(OLD/USED) | NO | 1000 |  | 0 |  | 0 |  | 0 |  | 0 | 3 | 3000 | 3
66 | KK0K005001 | 30 KV LA | NO | 18892.5 | 2 | 37785 |  | 0 |  | 0 |  | 0 |  | 0 | 2
67 | KK0K005001 | 33 KV LA (old & used)Defective | NO | 100 |  | 0 |  | 0 |  | 0 |  | 0 | 2 | 200 | 2
68 |  | LA Counter meter(Old &Used dameaged ) | NO | 100 |  | 0 |  | 0 |  | 0 |  | 0 | 7 | 700 | 7
69 | KK4K401006 | 22 KV POST ISOLATOR | NO | 800 | 3 | 2400 |  | 0 |  | 0 |  | 0 |  | 0 | 3
70 |  | KWH METER 8*200 A(Defective) | No | 50 |  | 0 |  | 0 |  | 0 |  | 0 | 1 | 50 | 1
71 |  | KWH METER 3*200 A(Defective) | No | 50 |  | 0 |  | 0 |  | 0 |  | 0 | 1 | 50 | 1
72 |  | ENEARGY METER 3 PH 1A(Defective) | No | 50 |  | 0 |  | 0 |  | 0 |  | 0 | 2 | 100 | 2
73 |  | ENEARGY METER 3 PH 5A(Defective) | No | 50 |  | 0 |  | 0 |  | 0 |  | 0 | 3 | 150 | 3
74 | MM1M114005 | TNC Switch control panel | NO | 3776 | 3 | 11328 |  | 0 |  | 0 |  | 0 |  | 0 | 3
75 | MM0M059001 | RELAY ABB MAKE MODEL NO REL 511(O/U)(distance relay) | NO | 25000 | 1 | 25000 |  | 0 |  | 0 |  | 0 |  | 0 | 1
76 | MM0M005002 | RELAY MAKE SIEMENS MODEL NO SIPROTEC 7SJ62 (O/U) (O/C , E/F RELAY) | NO | 20000 | 1 | 20000 |  | 0 |  | 0 |  | 0 |  | 0 | 1
77 | MM0M019001 | RELAY MAKE SIEMENS MODEL NO SIPROTEC 7UT61 (O/U) (DIFFRENTIAL RELAY ) | NO | 25000 | 1 | 25000 |  | 0 |  | 0 |  | 0 |  | 0 | 1
78 |  | OVER CURRENT & EARTH FOULT RELAY( damaged) | NO | 1000 |  | 0 |  | 0 |  | 0 |  | 0 | 1 | 1000 | 1
79 |  | 33 KV CDG RELAY BUNT | No | 100 |  | 0 |  | 0 |  | 0 |  | 0 | 1 | 100 | 1
80 |  | 33 KV CDG RELAY OLD AND USED | NO | 200 |  | 0 |  | 0 |  | 0 |  | 0 | 1 | 200 | 1
81 | MM3M306003 | ENERGY METER 3P4W MAKE SECURE (New Dismanteled) | NO | 20000 |  | 0 |  | 0 | 7 | 140000 |  | 0 |  | 0 | 7
82 | MM3M306002 | ENERGY METER 3P4W MAKE L&T(O/U) TYPE ER 300P | NO | 10000 |  | 0 |  | 0 | 5 | 50000 |  | 0 |  | 0 | 5
83 | MM3M306003 | ENERGY METER 3P4W MAKE SECURE (OLD & USDE) | NO | 10000 |  | 0 |  | 0 | 3 | 30000 |  | 0 |  | 0 | 3
84 | MM3M306003 | Energy meter 3P4W( old & defective) | NO | 1000 |  | 0 |  | 0 |  | 0 |  | 0 | 1 | 1000 | 1
85 | NN2N205002 | 33 KV CONTROL AND RELAY DOUBLE FEDDER PANEL (WITHOUT RELAY AND ENERGY METER)(O/U) | NO | 7000 |  | 0 |  | 0 |  | 0 |  | 0 | 1 | 7000 | 1
86 | NN0N003001 | 132 KV CONTROL LINE PANEL (WITHOUT RELAY AND ENERGY METER)(O/U) | NO | 10000 |  | 0 |  | 0 |  | 0 | 1 | 10000 |  | 0 | 1
87 | NN1N103001 | 132 KV RELAY LINE PANEL (WITHOUT RELAY AND ENERGY METER)(O/U) | NO | 10000 |  | 0 |  | 0 |  | 0 | 1 | 10000 |  | 0 | 1
88 | NN3N303001 | 15 MVA T/F CONTROL AND RELAY PANEL (WITHOUT RELAY AND ENERGY METER)(O/U) | NO | 10000 |  | 0 |  | 0 |  | 0 | 1 | 10000 |  | 0 | 1
89 | NN2N205002 | 33 KV CONTROL AND RELAY TRIPLE FEDDER PANEL (WITHOUT RELAY AND ENERGY METER)(O/U) | NO | 10000 |  | 0 |  | 0 |  | 0 | 1 | 10000 |  | 0 | 1
90 | NN2N205002 | 33 KV CONTROL AND RELAY TRIPLE FEDDER PANEL old & used (With Electro Mechanical Relay) | NO | 5000 |  | 0 |  | 0 |  | 0 | 3 | 15000 |  | 0 | 3
91 | NN7N707001 | CTR 15 MVA T/F Tap Changer Panel old & used (With Electro Mechanical Relay) | NO | 5000 |  | 0 |  | 0 |  | 0 | 1 | 5000 |  | 0 | 1
92 | NN7N707001 | 15 MVA T/F RTCC PANEL old & used (With Electro Mechanical Relay) | NO | 5000 |  | 0 |  | 0 |  | 0 | 1 | 5000 |  | 0 | 1
93 | NN2N204001 | 5 MVA T/F Protection Panel old & used (With Electro Mechanical Relay) | NO | 5000 |  | 0 |  | 0 |  | 0 | 1 | 5000 |  | 0 | 1
94 |  | Panel DCDB (O/U) | NO | 5000 |  | 0 |  | 0 |  | 0 |  | 0 | 1 | 5000 | 1
95 |  | Panel fequrancy o/u | NO | 3000 |  | 0 |  | 0 |  | 0 |  | 0 | 1 | 3000 | 1
96 | QQ0Q001001 | Fire fighting cylinder 50 ltr(leakage & rusty) | NO | 50 | 2 | 100 |  | 0 |  | 0 |  | 0 |  | 0 | 2
97 | SS3S301020 | HRC FUSE 10 AMP | NO | 85.875 | 11 | 944.625 |  | 0 |  | 0 |  | 0 |  | 0 | 11
98 | SS3S301019 | HRC FUSE 16 AMP | NO | 103.05 | 12 | 1236.6 |  | 0 |  | 0 |  | 0 |  | 0 | 12
99 | SS3S301013 | HRC FUSE 25 AMP | NO | 171.75 | 16 | 2748 |  | 0 |  | 0 |  | 0 |  | 0 | 16
100 | SS3S301010 | HRC FUSE 32 AMP | NO | 171.75 | 16 | 2748 |  | 0 |  | 0 |  | 0 |  | 0 | 16
101 | SS3S301008 | HRC FUSE 63 AMP | NO | 229 | 15 | 3435 |  | 0 |  | 0 |  | 0 |  | 0 | 15
102 |  | HRC FUSE 80 AMP | NO | 572.5 | 20 | 11450 |  | 0 |  | 0 |  | 0 |  | 0 | 20
103 |  | SEMI CONDUCTOR FUSE 50A GSA 50 | NO | 1488.5 | 2 | 2977 |  | 0 |  | 0 |  | 0 |  | 0 | 2
104 |  | SEMI CONDUCTOR FUSE 75A GSA 75 | NO | 1488.5 | 3 | 4465.5 |  | 0 |  | 0 |  | 0 |  | 0 | 3
105 |  | 66/33 KV 2.5 MVA 1 PH .T/F U/S EMCO MAKE ON OIL BUSSING CRECK VALVES AND O.W.T SHORT | No | 50000 |  | 0 |  | 0 |  | 0 |  | 0 | 2 | 100000 | 2
106 |  | 66/33 KV 2.5 MVA 1 PH .T/F U/S EMCO MAKE OIL UP TO CORE BUSSING CRECK VALVES AND O.W.T SHORT | NO | 30000 |  | 0 |  | 0 |  | 0 |  | 0 | 2 | 60000 | 2
107 | VV7V701019 | 132 KV CT clamp for Panther conductor(Old/used melted) | NO | 50 |  | 0 |  | 0 |  | 0 |  | 0 | 3 | 150 | 3
108 | VV7V701019 | 33 kv CT clamp (O&U melted) | NO | 25 |  | 0 |  | 0 |  | 0 |  | 0 | 6 | 150 | 6
109 | VV7V705008 | CT TERMINAL LINK | NO | 147.26 | 40 | 5890.4 |  | 0 |  | 0 |  | 0 |  | 0 | 40
110 | VV9V904001 | PT TERMINAL LINK | NO | 147.26 | 40 | 5890.4 |  | 0 |  | 0 |  | 0 |  | 0 | 40
111 | VV8V803002 | 132 KV PT (O/U)(BHEL/1977) | NO | 8000 |  | 0 |  | 0 |  | 0 |  | 0 | 3 | 24000 | 3
112 | VV7V701019 | 132 kv CT Clamp for Panther conductor | NO | 1469.1 | 6 | 8814.6 |  | 0 |  | 0 |  | 0 |  | 0 | 6
113 | VV2V203008 | Silicagel blue colour | KG | 470.82 | 35 | 16478.7 |  | 0 |  | 0 |  | 0 |  | 0 | 35
114 | VV4V401001 | OTI meter old &used | NO | 1000 |  | 0 |  | 0 |  | 0 |  | 0 | 2 | 2000 | 2
115 | VV4V402002 | WTI meter old &used | NO | 1000 |  | 0 |  | 0 |  | 0 |  | 0 | 2 | 2000 | 2
116 | VV4V402002 | WTI / OTI Meter damaged | No | 1000 |  | 0 |  | 0 |  | 0 |  | 0 | 3 | 3000 | 3
117 | VV4V406001 | buccholz relay | NO | 14868 | 1 | 14868 |  | 0 |  | 0 |  | 0 |  | 0 | 1
118 | VV4V406001 | buchhloz relay (old & defective) | NO | 1000 |  | 0 |  | 0 |  | 0 |  | 0 | 2 | 2000 | 2
119 | VV4V404001 | PRV relay (old & devective) | NO | 1000 |  | 0 |  | 0 |  | 0 |  | 0 | 3 | 3000 | 3
120 | VV3V303002 | OSR relay (old & defective) | NO | 500 |  | 0 |  | 0 |  | 0 |  | 0 | 2 | 1000 | 2
121 |  | old dismantle 132 kv ct 800/400/200/1A (HBB Make/ Defective) | NO | 8500 |  | 0 |  | 0 |  | 0 |  | 0 | 3 | 25500 | 3
122 |  | 132 KV CT 400/200/100/10 A (o/ u /rare koncar) | NO | 6000 |  | 0 |  | 0 |  | 0 |  | 0 | 3 | 18000 | 3
123 | VV6V603004 | 132 KV CT Kapco make(400/200/1A) | NO | 70000 | 1 | 70000 |  | 0 |  | 0 |  | 0 |  | 0 | 1
124 | VV6V605008 | 33 KV CT Ratio 400/200/1-1 A(Heptacare old & used) | NO | 12000 | 3 | 36000 |  | 0 |  | 0 |  | 0 |  | 0 | 3
125 | VV6V605013 | 33 KV CT 200/100 A (o/ u & /hepta care power) | NO | 7000 |  | 0 |  | 0 |  | 0 | 3 | 21000 |  | 0 | 3
126 | VV6V605011 | 33 KV CT 200/100/1 A ( BURNET) | No | 1000 |  | 0 |  | 0 |  | 0 |  | 0 | 4 | 4000 | 4
127 | VV6V604002 | 66 KV CT 200/100/1 A (Defective) | No | 1000 |  | 0 |  | 0 |  | 0 |  | 0 | 1 | 1000 | 1
128 | VV3V301001 | Fresh transformer oil | Ltr | 73.16 | 1672 | 122323.52 |  | 0 |  | 0 |  | 0 |  | 0 | 1672
129 | VV3V301001 | TRANSFORMET OIL OLD AND USED | Ltr | 10 |  | 0 |  | 0 |  | 0 |  | 0 | 2850 | 28500 | 2850
130 | VV3V301001 | T/F OIL CARBONISED | Ltr | 3 |  | 0 |  | 0 |  | 0 |  | 0 | 2707 | 8121 | 2707
131 | VV3V301007 | EMPTY OIL DRUM | No | 250 | 6 | 1500 |  | 0 |  | 0 |  | 0 | 32 | 8000 | 38
132 | VV3V301005 | OIL SAMPLING CONTAINER 2 LIT | NO | 13614.33 | 6 | 81685.98 |  | 0 |  | 0 |  | 0 |  | 0 | 6
133 | VV2V201003 | NITRIL GASKET8MM | SPM | 2264.32 | 1.3 | 2943.616 |  | 0 |  | 0 |  | 0 |  | 0 | 1.3
134 | YY0Y002006 | 110 V EXCIDE BATTERY CELL 55 U/S | set | 5000 |  | 0 |  | 0 |  | 0 |  | 0 | 1 | 5000 | 1
135 | YY1Y101005 | 300 AH BATTERY OLD & USED | NO | 200 |  | 0 |  | 0 |  | 0 |  | 0 | 31 | 6200 | 31
136 | YY1Y101006 | 200 AH BATTERY OLD & USED | NO | 150 |  | 0 |  | 0 |  | 0 |  | 0 | 24 | 3600 | 24
137 | YY4Y402003 | 110V 200AH BATTERY CHARGER (DEFF) | No | 30000 |  | 0 |  | 0 |  | 0 |  | 0 | 1 | 30000 | 1
138 | YY4Y403001 | 48 V 300 AH BATTERY CHARGER (DEFF) | No | 45000 |  | 0 |  | 0 |  | 0 |  | 0 | 1 | 45000 | 1
139 |  | PETROLEUM JELLY | KG | 486.625 | 4 | 1946.5 |  | 0 |  | 0 |  | 0 |  | 0 | 4
140 |  | 11 KV CT 50/25/2 A BURNT | NO | 400 |  | 0 |  | 0 |  | 0 |  | 0 | 4 | 1600 | 4
141 |  | 11 KV CT 600/300/5 A METERING | NO | 3000 |  | 0 |  | 0 |  | 0 |  | 0 | 4 | 12000 | 4
142 |  | 11 KV CT 200/100/5 A DEFF | No | 400 |  | 0 |  | 0 |  | 0 |  | 0 | 4 | 1600 | 4
143 |  | 11 KV CT 600/300/5 A PROTACTION | No | 5000 |  | 0 |  | 0 |  | 0 |  | 0 | 3 | 15000 | 3
144 |  | 11 KV CT 400/200/5 A PROTACTION | No | 5000 |  | 0 |  | 0 |  | 0 |  | 0 | 2 | 10000 | 2
145 |  | 11 KV CT 200/100/5 A PROTECTION | No | 5000 |  | 0 |  | 0 |  | 0 |  | 0 | 3 | 15000 | 3
146 |  | 11 KV PT REPAIRED | No | 10000 |  | 0 |  | 0 |  | 0 |  | 0 | 1 | 10000 | 1
147 |  | TRIPPING PLATE FOR 11 KV | No | 556.15 |  | 0 |  | 0 |  | 0 |  | 0 | 6 | 3336.9 | 6
148 |  | SCRAP OF COPPER FROM 11 KV TROLLY & CONTROL CABLE | kg | 100 |  | 0 |  | 0 |  | 0 |  | 0 | 18 | 1800 | 18
149 |  | FIX CONTACT TAP CHANGER | No | 2000 |  | 0 |  | 0 |  | 0 |  | 0 | 1 | 2000 | 1
150 |  | LOWER INSULATOR CHEMBER MEICB | No | 1000 |  | 0 |  | 0 |  | 0 |  | 0 | 1 | 1000 | 1
151 |  | EXCUTING CHAMBER 33 KV CB (DIFF) | No | 5 |  | 0 |  | 0 |  | 0 |  | 0 | 6 | 30 | 6
152 |  | UPPER INULATOR CHEMBER 33 KV MEICB(DIFF) | No | 1000 |  | 0 |  | 0 |  | 0 |  | 0 | 1 | 1000 | 1
153 |  | ARC POT CHHAMBER 33 KV | No | 200 |  | 0 |  | 0 |  | 0 |  | 0 | 2 | 400 | 2
154 |  | VACUUM INTERRUPER PORCELAIN (DAMAGED) | No | 500 |  | 0 |  | 0 |  | 0 |  | 0 | 2 | 1000 | 2
155 |  | 132 KV MOCB BHEL MAKE PART SHORT U/S | No | 15000 |  | 0 |  | 0 |  | 0 |  | 0 | 1 | 15000 | 1
156 |  | 33 KV MEI MOCB (DAMAGE) | No | 10000 |  | 0 |  | 0 |  | 0 |  | 0 | 1 | 10000 | 1
157 |  | 33 KV BUSHING HEL BOCB (BURNT) | No | 1000 |  | 0 |  | 0 |  | 0 |  | 0 | 2 | 2000 | 2
158 |  | 33 KV BUSHING HEL BOCB | No | 2000 |  | 0 |  | 0 |  | 0 |  | 0 | 1 | 2000 | 1
159 |  | BIG CHANE | No | 250 |  | 0 |  | 0 |  | 0 |  | 0 | 2 | 500 | 2
160 |  | STAY ROD 22 MM | No | 50 | 12 | 600 |  | 0 |  | 0 |  | 0 |  | 0 | 12
161 |  | FEBRICATED FANCING IRON SUPPORT | No | 100 | 129 | 12900 |  | 0 |  | 0 |  | 0 |  | 0 | 129
162 |  | PURE TINING | Kg | 150 | 1.55 | 232.5 |  | 0 |  | 0 |  | 0 |  | 0 | 1.55
163 |  | Shilded cable 10 core 7/38 swg | MTR | 129.564 | 90 | 11660.76 |  | 0 |  | 0 |  | 0 |  | 0 | 90
164 |  | 3 PHASE 3 HP MOTOR(Repaired) | NO | 50000 | 1 | 50000 |  | 0 |  | 0 |  | 0 |  | 0 | 1
165 |  | CABLE GLAND 2 CORE | NO | 158.12 | 10 | 1581.2 |  | 0 |  | 0 |  | 0 |  | 0 | 10
166 |  | CABLE GLAND 4 CORE | NO | 188.68 | 15 | 2830.2 |  | 0 |  | 0 |  | 0 |  | 0 | 15
167 |  | CABLE GLAND 6 CORE | NO | 212.28 | 5 | 1061.4 |  | 0 |  | 0 |  | 0 |  | 0 | 5
168 |  | CABLE GLAND 10 CORE | NO | 271.16 | 5 | 1355.8 |  | 0 |  | 0 |  | 0 |  | 0 | 5
169 |  | CRC | NO | 979.3333 | 5 | 4896.6667 |  | 0 |  | 0 |  | 0 |  | 0 | 5
[6 empty] | 1798831.3277 |  | 47000 |  | 220000 |  | 315000 |  | 942576.18
1 |  | 132 kv isolator earth switch | NO | 5000 | 1 | 5000 | [8 empty] | 1
2 |  | 12x1.5mm2 cable | mtr | 250 | 150 | 37500 | [8 empty] | 150
3 |  | 132 kv CT 1 Phase Heptacare Power (1600/800/400/1A) | NO | 179286.22 | 2 | 358572.44 | [8 empty] | 2
1 | AA0A005001 | ACSR Panther conductor | KM | 99555.75 | 0.284 | 28273.833 | [8 empty] | 0.284
2 | AA1A102001 | swg earth wire 7/10 | KG | 41.5 | 150 | 6225 | [8 empty] | 150
3 | AA0A005001 | Single Tension fitting 120N for panther conductor | NO | 5152.5 |  | 0 | [6 empty] | 0.8 | 4122 | 0.8
4 | AA0A005001 | Mid span joint for panther conductor | NO | 1145 |  | 0 | [6 empty] | 0.332 | 380.14 | 0.332
5 | II8I801005 | Vibration Damper for panther conductor | NO | 1488.5 | 4 | 5954 | [7 empty] | 0 | 4
6 | II5I501001 | Repair sleeve panther conductor | NO | 572.5 | 14 | 8015 | [7 empty] | 0 | 14
7 | II5I501001 | PG Clamp panther conductor | NO | 1030.5 | 12 | 12366 | [7 empty] | 0 | 12
8 | II5I501001 | Galvanzed/Zinc coated Nut & Bolts | KG | 143.13 | 15 | 2146.95 | [7 empty] | 0 | 15
9 | II1I105001 | Galvianized Tower pieces X Type | NO | 92000 | 25 | 2300000 | [7 empty] | 0 | 25
10 | II801010 | ACSR Panther conductor in pieces (old and used ) | KM | 40 | 5 | 200 | [7 empty] | 0 | 5
11 | II8I801005 | turn buckle | NO | 3000 | 1 | 3000 | [7 empty] | 0 | 1
12 | II5I501001 | Tension clamp swg earth wire | NO | 600 | 2 | 1200 | [7 empty] | 0 | 2
13 | II1I105001 | Single tension fitting complete with arching horn | NO | 2400 | 6 | 14400 | [7 empty] | 0 | 6
14 | FF4F401068 | Repair sleeve for panther coductor | NO | 113.44 | 95 | 10776.8 | [7 empty] | 0 | 95
15 | FF0F003017 | PANTHER CONDUCTOR DAMMAGED( O/U) | KM | 9915.76 | 1 | 9915.76 | [7 empty] | 0 | 1
16 | code Not Provided | PG clamp panther to panther(O/D) | NO | 250 | 9 | 2250 | [7 empty] | 0 | 9
17 | code Not Provided | Earth Wire & Hardware in pieces & disamantled | KG | 21.11 |  | 0 | [6 empty] | 5740 | 121171.4 | 5740
Substation Name Stock Inventory for the month of January 2021
Name of Zone |  | Kumaon Zone | [7 empty] | Name of Division |  |  | 132 KV Sub Station Almora
Name of circle |  | Haldwani | [7 empty] | Name of Substation
S.No. | Code | Name Of Material | Unit | Unit rate in Rs. | Useable |  | Unserviceable |  | Non-Moving |  | Obsolete |  | Scrap
[5 empty] | Qty. | Total Amount in Rs. | Qty. | Total Amount in Rs. | Qty. | Total Amount in Rs. | Qty. | Total Amount in Rs. | Qty. | Total Amount in Rs.
1 |  | Bolted Type Tension Fitting | No. | 1350 | 12 | 16200 | 0 | 0 | 0 | 0 | 0 | 0 | 0 | 0
2 | II4I402002 | Tension Clamp SWG Earth Wire | No. | 600 | 112 | 67200 | 0 | 0 | 0 | 0 | 0 | 0 | 0 | 0
3 | AA0A012001 | ACSR Panther Conductor | K.M. | 118000 | 2.495 | 294410 | 0 | 0 | 0 | 0 | 0 | 0 | 0 | 0
4 | FF4F402010 | Hot dip Galv. Nuts Bolts 16X90mm | No. | 18.2 | 70 | 1274 | 0 | 0 | 0 | 0 | 0 | 0 | 0 | 0
5 | FF9F904003 | Copper Bond | No. | 233.44 | 18 | 4201.92 | 0 | 0 | 0 | 0 | 0 | 0 | 0 | 0
6 |  | Tension fitting for comprection Type for Panther Conductor | No | 863.2 | 1 | 863.2 | 0 | 0 | 0 | 0 | 0 | 0 | 0 | 0
7 | AA0A004001 | ACSR Zebra conductor | Mtr. | 40 | 175.5 | 7020 | 0 | 0 | 0 | 0 | 0 | 0 | 0 | 0
8 | FF7F701004 | M.S. Round 36 mm | K.G. | 13 | 385.5 | 5011.5 | 0 | 0 | 0 | 0 | 0 | 0 | 0 | 0
9 | II0I002001 | 120 KN DISC Insulator | No. | 250 | 75 | 18750 | 0 | 0 | 0 | 0 | 0 | 0 | 0 | 0
10 | II0I004001 | 70 K.N. Disc Insulator | No. | 250 | 175 | 43750 | 0 | 0 | 0 | 0 | 0 | 0 | 0 | 0
11 |  | Bolted Type Tension fitting for Panther | No. | 500 | 13 | 6500 | 0 | 0 | 0 | 0 | 0 | 0 | 0 | 0
12 | CC0C002011 | 4X2.5 mm sq Control cable (in pieces) | Mtr. | 40 | 790 | 31600 | 0 | 0 | 0 | 0 | 0 | 0 | 0 | 0
13 | CC0C002010 | 6X2.5 mm sq Control cable (in pieces) | Mtr. | 50 | 1481 | 74050 | 0 | 0 | 0 | 0 | 0 | 0 | 0 | 0
14 | CC0C002008 | 10X2.5 mm sq Control cable (in pieces) | Mtr. | 50 | 874 | 43700 | 0 | 0 | 0 | 0 | 0 | 0 | 0 | 0
15 |  | High Volts discharged Rod for 132 KV (9 pieces) (Broken/Damegde) | Set | 2500 | 0 | 0 | 0 | 0 | 0 | 0 | 0 | 0 | 1 | 2500
16 |  | Small chain (broken) | No. | 100 | 0 | 0 | 0 | 0 | 0 | 0 | 0 | 0 | 2 | 200
17 |  | Big Chain (broken) | No. | 150 | 0 | 0 | 0 | 0 | 0 | 0 | 0 | 0 | 1 | 150
18 | HH8H801001 | 33 KV Jow | No. | 1500 | 2 | 3000 | 0 | 0 | 0 | 0 | 0 | 0 | 0 | 0
19 | HH6H601003 | 132 KV Jow | No. | 3700 | 3 | 11100 | 0 | 0 | 0 | 0 | 0 | 0 | 0 | 0
20 | II8I804005 | Single Suspension fitting | No. | 900 | 3 | 2700 | 0 | 0 | 0 | 0 | 0 | 0 | 0 | 0
21 |  | G.J.V. Bolts | No. | 80 | 6 | 480 | 0 | 0 | 0 | 0 | 0 | 0 | 0 | 0
22 |  | 33 KV C.T. Clamp for panther | No. | 450 | 5 | 2250 | 0 | 0 | 0 | 0 | 0 | 0 | 0 | 0
23 |  | 132 KV Isolator Jow of Bimco | No. | 1850 | 10 | 18500 | 0 | 0 | 0 | 0 | 0 | 0 | 0 | 0
24 |  | C.T 33 KV | No. | 23484 | 3 | 70452 | 0 | 0 | 0 | 0 | 0 | 0 | 0 | 0
25 |  | 5Bolted Tension Fitting For Zebra Conductor | No. | 1350 | 6 | 8100 | 0 | 0 | 0 | 0 | 0 | 0 | 0 | 0
26 |  | Copper pipe size ID-3/4" dia Isi mark for cascading of two Compresser | Mtr. | 1244 | 0 | 0 | 0 | 0 | 0 | 0 | 0 | 0 | 4 | 4976
27 | JJ3J302003 | Spring Charging Motor as per sample | No. | 11327 | 1 | 11327 | 0 | 0 | 0 | 0 | 0 | 0 | 0 | 0
28 | MM3M302013 | Digital control panel Ampere Meter AE Make size150x150mm CTR 400/1A | No. | 4540 | 2 | 9080 | 0 | 0 | 0 | 0 | 0 | 0 | 0 | 0
29 |  | Digital control panel Ampere Meter AE Make size150x150mm CTR 200/1A | No. | 4483 | 3 | 13449 | 0 | 0 | 0 | 0 | 0 | 0 | 0 | 0
30 | AA0A012001 | ACSR Weasel Conductor | Mtr. | 15.32 | 1500 | 22980 | 0 | 0 | 0 | 0 | 0 | 0 | 0 | 0
31 | AA3A302001 | GI Stay Set | No. | 418.82 | 5 | 2094.1 | 0 | 0 | 0 | 0 | 0 | 0 | 0 | 0
32 |  | Contractor NONC,Volt Coil 110V -125V,DC 25Amp,3No+3NC TC make | No. | 6804 | 3 | 20412 | 0 | 0 | 0 | 0 | 0 | 0 | 0 | 0
33 | II1I104002 | 3Bolted PG clamp Z/P made Alluminium alloy | No. | 936.37 | 2 | 1872.74 | 0 | 0 | 0 | 0 | 0 | 0 | 0 | 0
34 |  | MCB Single Pole Havells make 16 Amp. | No. | 329.15 | 5 | 1645.75 | 0 | 0 | 0 | 0 | 0 | 0 | 0 | 0
35 |  | 33KV C.T. Connector suitable for ACSR Panther Conductor | No. | 962 | 6 | 5772 | 0 | 0 | 0 | 0 | 0 | 0 | 0 | 0
36 | CC0C002010 | PVC Control Cable 6 Core | Km. | 119991.26 | 0.13 | 15598.8638 | 0 | 0 | 0 | 0 | 0 | 0 | 0 | 0
37 | II1I104001 | PG Clamp Z/Z | No. | 854 | 24 | 20496 | 0 | 0 | 0 | 0 | 0 | 0 | 0 | 0
38 |  | Hydro Meter | No. | 329.15 | 2 | 658.3 | 0 | 0 | 0 | 0 | 0 | 0 | 0 | 0
39 |  | Trip Normally Closed switch | No. | 1589 | 1 | 1589 | 0 | 0 | 0 | 0 | 0 | 0 | 0 | 0
40 | JJ1J103006 | Tripping Coil for 132KV SF-6 Circuit Breaker | No. | 8853 | 2 | 17706 | 0 | 0 | 0 | 0 | 0 | 0 | 0 | 0
41 | JJ1J103007 | Closing Coil for 132KV SF-6 Circuit Breaker | No. | 8853 | 1 | 8853 | 0 | 0 | 0 | 0 | 0 | 0 | 0 | 0
42 | JJ1J105005 | Tripping Coil for 33KV Circuit Breaker | No. | 4767 | 1 | 4767 | 0 | 0 | 0 | 0 | 0 | 0 | 0 | 0
43 | JJ1J105007 | Closing Coil for 33KV Circuit Breaker | No. | 4767 | 2 | 9534 | 0 | 0 | 0 | 0 | 0 | 0 | 0 | 0
44 |  | Antipumping Relay for 33KV Circuit Breaker | No. | 4540 | 2 | 9080 | 0 | 0 | 0 | 0 | 0 | 0 | 0 | 0
45 | JJ2J202004 | Auxiliary switch 13No+13Nc for 33KV Circuit. Breaker | No. | 17025 | 1 | 17025 | 0 | 0 | 0 | 0 | 0 | 0 | 0 | 0
46 |  | MS Angle 65x65x6mm | Kg. | 68.25 | 70 | 4777.5 | 0 | 0 | 0 | 0 | 0 | 0 | 0 | 0
47 | CC0C002008 | Control cable 10x2.5Sqmm | Mtr. | 173.25 | 135 | 23388.75 | 0 | 0 | 0 | 0 | 0 | 0 | 0 | 0
48 | CC0C002013 | Control cable 2x2.5Sqmm | Mtr. | 57.75 | 30 | 1732.5 | 0 | 0 | 0 | 0 | 0 | 0 | 0 | 0
49 |  | Surge Counter at 33Kv Lightening Arrester LSM type long duration discharge class 3.50Hz with fixing base arrangement | No. | 11293.25 | 1 | 11293.25 | 0 | 0 | 0 | 0 | 0 | 0 | 0 | 0
50 |  | 33KV CT Junction Boxes | No. | 7037 | 5 | 35185 | 0 | 0 | 0 | 0 | 0 | 0 | 0 | 0
51 |  | 33KV 4.5 Amp. High Glass Fuse | No. | 6242.5 | 6 | 37455 | 0 | 0 | 0 | 0 | 0 | 0 | 0 | 0
52 |  | Contractor for Spring Charge Motor 110 volt DC | No. | 13614.32 | 2 | 27228.64 | 0 | 0 | 0 | 0 | 0 | 0 | 0 | 0
53 |  | Contractor for Low Gas Pressure 110 volt DC | No. | 10203.65 | 2 | 20407.3 | 0 | 0 | 0 | 0 | 0 | 0 | 0 | 0
54 |  | Closing Coil for 110 V. DC, CGL Make | No. | 5669.32 | 1 | 5669.32 | 0 | 0 | 0 | 0 | 0 | 0 | 0 | 0
55 |  | Tripping Coil for 110V.DC, CGL Make | No. | 7924.73 | 1 | 7924.73 | 0 | 0 | 0 | 0 | 0 | 0 | 0 | 0
56 |  | MCB 230 volt AC 2 Amp. | No. | 565.23 | 1 | 565.23 | 0 | 0 | 0 | 0 | 0 | 0 | 0 | 0
57 |  | Limit switch 110 volt DC 01 Amp. | No. | 4537.73 | 1 | 4537.73 | 0 | 0 | 0 | 0 | 0 | 0 | 0 | 0
58 |  | Galv. Anchar Bolts, size 28mm dia, 700mm length & 50mm bended with Nuts | No. | 964.53 | 12 | 11574.36 | 0 | 0 | 0 | 0 | 0 | 0 | 0 | 0
59 |  | 3 Bolted PG Clamp Z/P | No. | 1019.23 | 17 | 17326.91 | 0 | 0 | 0 | 0 | 0 | 0 | 0 | 0
60 |  | Spring Charge Motor for 33KV SF-6 CB (ABB Make) | No. | 19012.5 | 1 | 19012.5 | 0 | 0 | 0 | 0 | 0 | 0 | 0 | 0
61 |  | Tripping Coil for 33KV SF-6 C B (BHEL Make) | No. | 5625 | 3 | 16875 | 0 | 0 | 0 | 0 | 0 | 0 | 0 | 0
62 |  | HRC Fuse 6 Amp. Havells/GE make | No. | 140.63 | 10 | 1406.3 | 0 | 0 | 0 | 0 | 0 | 0 | 0 | 0
63 | KK4K401006 | 22KV Post Insulator | No. | 879.63 | 12 | 10555.56 | 0 | 0 | 0 | 0 | 0 | 0 | 0 | 0
64 |  | J-Type Hooks | No. | 15.32 | 35 | 536.2 | 0 | 0 | 0 | 0 | 0 | 0 | 0 | 0
65 |  | PRV for 20MVA Power T/F | No. | 22643 | 1 | 22643 | 0 | 0 | 0 | 0 | 0 | 0 | 0 | 0
66 | JJ2J201005 | L/R Switch for 33KV VCB (BHEL Make) | No. | 5664 | 3 | 16992 | 0 | 0 | 0 | 0 | 0 | 0 | 0 | 0
67 |  | NIT Switch | No. | 7922 | 3 | 23766 | 0 | 0 | 0 | 0 | 0 | 0 | 0 | 0
68 |  | Auxiliary Conteractor for Density Monitor 110/220 Volt DC | No. | 6782 | 3 | 20346 | 0 | 0 | 0 | 0 | 0 | 0 | 0 | 0
69 |  | 6 Bolted Terminal Connector for ACSR Dog Conductorof 33KV Isolator | No. | 1129.33 | 10 | 11293.3 | 0 | 0 | 0 | 0 | 0 | 0 | 0 | 0
70 |  | PRV for 20MVA Power T/F (Defective) | No. | 250 | 0 | 0 | 0 | 0 | 0 | 0 | 0 | 0 | 1 | 250
71 |  | 132KV Isolator Clamp for ACSR Panther Conductor | No. | 1350.65 | 18 | 24311.7 | 0 | 0 | 0 | 0 | 0 | 0 | 0 | 0
72 |  | Heavy duty treminal connector 6 bolted for ACSR Panther Conductor for 132KV Isolator | No. | 1356.33 | 6 | 8137.98 | 0 | 0 | 0 | 0 | 0 | 0 | 0 | 0
73 |  | Vacuum Interrupter Bottle for 36KV VCB ABB Make | No. | 112365 | 1 | 112365 | 0 | 0 | 0 | 0 | 0 | 0 | 0 | 0
74 |  | Vacuum Interrupter Bottle for 36KV,1250Amp.25KA, VCB BHEL Make | No. | 112365 | 1 | 112365 | 0 | 0 | 0 | 0 | 0 | 0 | 0 | 0
75 | II2I205001 | C-Wedge Clamp Suitable for ACSR P/P Conductor | No. | 2252.97 | 22 | 49565.34 | 0 | 0 | 0 | 0 | 0 | 0 | 0 | 0
76 | II2I204002 | C-Wedge Clamp Suitable for ACSR Z/P Conductor | No. | 3229.07 | 16 | 51665.12 | 0 | 0 | 0 | 0 | 0 | 0 | 0 | 0
77 |  | 1-Phase 230 Volt AC Spring Charge Motor 33KV SF-6 Gas CGL make C.B. | No. | 33709.5 | 1 | 33709.5 | 0 | 0 | 0 | 0 | 0 | 0 | 0 | 0
78 |  | 1-Phase 230 Volt AC Spring Charge Motor 33KV SF-6 Gas BHEL make C.B. | No. | 31553 | 1 | 31553 | 0 | 0 | 0 | 0 | 0 | 0 | 0 | 0
79 |  | 6 Bolted terminal Clamp for 33Kv CB | No. | 1350.65 | 12 | 16207.8 | 0 | 0 | 0 | 0 | 0 | 0 | 0 | 0
80 |  | PVC Multi stand Copper wire size 1.0 Sqmm | Mtr. | 28.35 | 223 | 6322.05 | 0 | 0 | 0 | 0 | 0 | 0 | 0 | 0
81 |  | Bimetallic Connector for STEM and ACSR Panther Conductor | No. | 3961.15 | 14 | 55456.1 | 0 | 0 | 0 | 0 | 0 | 0 | 0 | 0
82 |  | HDE Copper Tube for 33KV Isolator 800 Amp. | No. | 2809.13 | 6 | 16854.78 | 0 | 0 | 0 | 0 | 0 | 0 | 0 | 0
83 |  | HDE Copper Tube for E/S of 33KV Isolator 800 Amp. | No. | 2235.95 | 5 | 11179.75 | 0 | 0 | 0 | 0 | 0 | 0 | 0 | 0
84 |  | HDE Copper Flat for E/S of 33KV Isolator 800 Amp. | No. | 3722.8 | 5 | 18614 | 0 | 0 | 0 | 0 | 0 | 0 | 0 | 0
85 |  | HDE Copper Tube for 33KV Isolator 1200 Amp. | No. | 3944.12 | 9 | 35497.08 | 0 | 0 | 0 | 0 | 0 | 0 | 0 | 0
86 |  | HDE Copper Jaw for 33KV Isolator 1200 Amp. | No. | 4284.63 | 18 | 77123.34 | 0 | 0 | 0 | 0 | 0 | 0 | 0 | 0
87 | FF4F401051 | Galv. Nut & Bolts of dia 10 mm & length 75mm with spring & plane washer 02mm thickness | No. | 15.89 | 261 | 4147.29 | 0 | 0 | 0 | 0 | 0 | 0 | 0 | 0
88 | FF4F401049 | Galv. Nut & Bolts of dia 10 mm & length 87.5mm with spring & plane washer 02mm thickness | No. | 21 | 480 | 10080 | 0 | 0 | 0 | 0 | 0 | 0 | 0 | 0
89 | FF4F401048 | Galv. Nut & Bolts of dia 10 mm & length 100mm with spring & plane washer 02mm thickness | No. | 21 | 404 | 8484 | 0 | 0 | 0 | 0 | 0 | 0 | 0 | 0
90 |  | Galv. Nut & Bolts of dia 16 mm & length 75mm with spring & plane washer 02mm thickness | No. | 25.54 | 776 | 19819.04 | 0 | 0 | 0 | 0 | 0 | 0 | 0 | 0
91 |  | Galv. Stud | No. | 6.24 | 1650 | 10296 | 0 | 0 | 0 | 0 | 0 | 0 | 0 | 0
92 | HH8H802002 | Copper Blade for 33KV Isolator 1200 Amp. | No. | 4086 | 3 | 12258 | 0 | 0 | 0 | 0 | 0 | 0 | 0 | 0
93 | HH8H801003 | Copper Jaw for 33KV Isolator 1200 Amp. | No. | 4199.5 | 4 | 16798 | 0 | 0 | 0 | 0 | 0 | 0 | 0 | 0
94 |  | 36KV L/A IS-3070 P-2,Class3,5KJ/KV | No. | 18727.5 | 2 | 37455 | 0 | 0 | 0 | 0 | 0 | 0 | 0 | 0
95 | VV3V301001 | Fresh Electrol Transformer Oil as per IS 1993/335 | Kl. | 81213.5 | 0.417 | 33866.0295 | 0 | 0 | 0 | 0 | 0 | 0 | 0 | 0
96 | MM3M302006 | Digital Ampere Meter size 150x150mm,CTR 400/1A | No. | 5436.65 | 4 | 21746.6 | 0 | 0 | 0 | 0 | 0 | 0 | 0 | 0
97 | MM3M302010 | Digital Ampere Meter size 95x95mm,CTR 400/1A | No. | 4982.65 | 2 | 9965.3 | 0 | 0 | 0 | 0 | 0 | 0 | 0 | 0
98 | MM3M302012 | Digital Ampere Meter size 150x150mm,CTR 300/1A | No. | 4994 | 1 | 4994 | 0 | 0 | 0 | 0 | 0 | 0 | 0 | 0
99 | MM3M302013 | Digital Ampere Meter size 150x150mm,CTR 200/1A | No. | 5096.15 | 1 | 5096.15 | 0 | 0 | 0 | 0 | 0 | 0 | 0 | 0
100 |  | Digital Ampere Meter size 150x150mm,CTR 100/1A | No. | 5096.15 | 2 | 10192.3 | 0 | 0 | 0 | 0 | 0 | 0 | 0 | 0
101 | MM3M301005 | Digital KV Meter size 150x150 mm,PTR 132KV/110 Volt | No. | 5096.15 | 2 | 10192.3 | 0 | 0 | 0 | 0 | 0 | 0 | 0 | 0
102 | MM3M301010 | Digital KV Meter size 150x150 mm,PTR 33KV/110 Volt | No. | 5050.75 | 2 | 10101.5 | 0 | 0 | 0 | 0 | 0 | 0 | 0 | 0
103 | MM3M303011 | Digital MW Meter size 150x150 mm,CTR 400/1A,PTR 33KV/110 V. | No. | 5652.3 | 1 | 5652.3 | 0 | 0 | 0 | 0 | 0 | 0 | 0 | 0
104 |  | Digital MW Meter size 150x150 mm,CTR 400/1A,PTR 33KV/110 V(Faulty) | No. | 10 | 0 | 0 | 0 | 0 | 0 | 0 | 0 | 0 | 1 | 10
105 | MM3M304007 | Digital MVAR Meter size 150x150 mm,CTR 400/1A,PTR 33KV/110 V. | No. | 5652.3 | 2 | 11304.6 | 0 | 0 | 0 | 0 | 0 | 0 | 0 | 0
106 |  | Digital Ampere Meter size 95x95mm,CTR 50/1A | No. | 3915.75 | 2 | 7831.5 | 0 | 0 | 0 | 0 | 0 | 0 | 0 | 0
107 |  | Stainless steel T/F Oil Sampling Container of 2 Ltr. Capacity | No. | 13614.33 | 1 | 13614.33 | 0 | 0 | 0 | 0 | 0 | 0 | 0 | 0
108 |  | Latic type structure foundation bolt (0.207 MT/90 No.) | MT | 108393.25 | 0.207 | 22437.4027 | 0 | 0 | 0 | 0 | 0 | 0 | 0 | 0
109 | CC2C201006 | 2.5 mm2 10 Core Cable | Km. | 390650.6 | 0.507 | 198059.8542 | 0 | 0 | 0 | 0 | 0 | 0 | 0 | 0
110 | CC2C201007 | 2.5 mm2 6 Core Cable | Km. | 264007.76 | 0.354 | 93458.747 | 0 | 0 | 0 | 0 | 0 | 0 | 0 | 0
111 |  | 33 KV Post Insulator | No. | 18510.1 | 9 | 166590.9 | 0 | 0 | 0 | 0 | 0 | 0 | 0 | 0
112 | II8I802005 | Compressur type doble taintion fitting for ACSR Panther conductor | No. | 1077.3 | 2 | 2154.6 | 0 | 0 | 0 | 0 | 0 | 0 | 0 | 0
113 | II8I801005 | Single tention Compression type fitting complete suitable for ACSR Panther conductor | No. | 5448 | 4 | 21792 | 0 | 0 | 0 | 0 | 0 | 0 | 0 | 0
114 | FF9F904007 | Flexible copper Bond rope type including both side copper lugs | No. | 1362 | 15 | 20430 | 0 | 0 | 0 | 0 | 0 | 0 | 0 | 0
115 | II5I503009 | Vibration Damper size 7/3,15mm for G.S. Earth wire complete | No. | 1362 | 10 | 13620 | 0 | 0 | 0 | 0 | 0 | 0 | 0 | 0
116 | II6I602004 | Jumper Cone lugs suitable for ACSR Panther conductor | No. | 283.75 | 20 | 5675 | 0 | 0 | 0 | 0 | 0 | 0 | 0 | 0
117 | II1I105001 | 3 bolted PG Clamp P/P | No. | 1413.07 | 27 | 38152.89 | 0 | 0 | 0 | 0 | 0 | 0 | 0 | 0
118 |  | 36 KV 1 Phase PT in ratio 33KV / 110 Volt | No. | 56125.75 | 1 | 56125.75 | 0 | 0 | 0 | 0 | 0 | 0 | 0 | 0
119 |  | best quality heavy duty 3 bolted PG Clamp suitable for Panther to Panther Condutor | No. | 1148 | 8 | 9184 | 0 | 0 | 0 | 0 | 0 | 0 | 0 | 0
120 |  | best quality heavy duty 33 KV Isolator clamp suitable for panther conductor | No. | 1248 | 8 | 9984 | 0 | 0 | 0 | 0 | 0 | 0 | 0 | 0
121 | II2I205003 | C wedge clamp Dog to Panther | No. | 3286.3 | 35 | 115020.5 | 0 | 0 | 0 | 0 | 0 | 0 | 0 | 0
122 |  | 132 KV CT ratio 800/400/200/1-1-1A | No. | 15000 | 3 | 45000 | 0 | 0 | 0 | 0 | 0 | 0 | 0 | 0
123 |  | 132 KV CT ratio 800/400/1-1A | No. | 18000 | 3 | 54000 | 0 | 0 | 0 | 0 | 0 | 0 | 0 | 0
124 |  | 132 KV CT ratio 400/200/1-1A | No. | 15000 | 3 | 45000 | 0 | 0 | 0 | 0 | 0 | 0 | 0 | 0
125 |  | 33 KV CT ratio 200/100/1-1A | No. | 10000 | 5 | 50000 | 0 | 0 | 0 | 0 | 0 | 0 | 0 | 0
126 |  | 33 KV CT ratio 400/200/1-1A | No. | 12000 | 22 | 264000 | 0 | 0 | 0 | 0 | 0 | 0 | 0 | 0
127 |  | 33 KV CT ratio 300/150/1-1A | No. | 10000 | 3 | 30000 | 0 | 0 | 0 | 0 | 0 | 0 | 0 | 0
128 |  | Tripping Coil 110volt DC for 33KV ABB Make CB | No. | 8472.4 | 2 | 16944.8 | 0 | 0 | 0 | 0 | 0 | 0 | 0 | 0
129 |  | Closing Coil 110volt DC for 33KV ABB Make CB | No. | 8472.4 | 2 | 16944.8 | 0 | 0 | 0 | 0 | 0 | 0 | 0 | 0
130 | FF9F901005 | Joist 70X125X4 | K.G | 20 | 46.4 | 928 | 0 | 0 | 0 | 0 | 0 | 0 | 0 | 0
131 | FF7F703002 | M.S. Channel 125X65 mm with (Scrap) | K.G | 20 | 340 | 6800 | 0 | 0 | 0 | 0 | 0 | 0 | 0 | 0
132 | CC4C401001 | H.F. Cable | Mtr. | 50 | 875 | 43750 | 0 | 0 | 0 | 0 | 0 | 0 | 0 | 0
133 | FF8F802006 | Rail Pieces 90 C+S | No. | 500 | 2 | 1000 | 0 | 0 | 0 | 0 | 0 | 0 | 0 | 0
134 |  | 48 V.AFCO make Bettery Charger D.C., D.B. | No. | 10000 | 1 | 10000 | 0 | 0 | 0 | 0 | 0 | 0 | 0 | 0
135 |  | 33 KV C.T. 200 /100/1A (Old & used) | No. | 16000 | 1 | 16000 | 0 | 0 | 0 | 0 | 0 | 0 | 0 | 0
136 |  | T/F oil carbonized (Old) | Ltr. | 10 | 0 | 0 | 0 | 0 | 0 | 0 | 0 | 0 | 2020 | 20200
137 |  | T/F oil Old & used | Ltr. | 15 | 0 | 0 | 0 | 0 | 0 | 0 | 0 | 0 | 1000 | 15000
138 |  | Data power E-Meter KWH Class 0.5 S (Old) | No. | 3000 | 0 | 0 | 0 | 0 | 0 | 0 | 0 | 0 | 1 | 3000
139 |  | Porcilen Pole (U/S) | No. | 80 | 0 | 0 | 1 | 80 | 0 | 0 | 0 | 0 | 0 | 0
140 |  | Radiator Bank Support | No. | 30 | 0 | 0 | 0 | 0 | 0 | 0 | 0 | 0 | 4 | 120
141 |  | Copper Jumpering Pipe | No. | 300 | 0 | 0 | 0 | 0 | 0 | 0 | 0 | 0 | 5 | 1500
142 |  | 33 KV Bus Isolator (Incomplete) | No. | 2000 | 2 | 4000 | 0 | 0 | 0 | 0 | 0 | 0 | 0 | 0
143 |  | Galv. Tower Part for "C" Type Tower | M.T. | 29841 | 5.259 | 156933.819 | 0 | 0 | 0 | 0 | 0 | 0 | 0 | 0
144 |  | Templete for "C" Type Tower 3 No. | M.T. | 29841 | 1.42 | 42374.22 | 0 | 0 | 0 | 0 | 0 | 0 | 0 | 0
145 |  | Templete for "S" Type Tower 1 No. | M.T. | 29841 | 0.46 | 13726.86 | 0 | 0 | 0 | 0 | 0 | 0 | 0 | 0
146 |  | Templete for "S2" Type Tower 1 No. | M.T. | 29841 | 0.445 | 13279.245 | 0 | 0 | 0 | 0 | 0 | 0 | 0 | 0
147 |  | Templete for "DC" Type Tower 1 No. | M.T. | 29841 | 0.823 | 24559.143 | 0 | 0 | 0 | 0 | 0 | 0 | 0 | 0
148 |  | Alternator (U/S) | No. | 10 | 0 | 0 | 0 | 0 | 0 | 0 | 0 | 0 | 1 | 10
149 |  | Tyre (damaged) | No. | 5 | 0 | 0 | 0 | 0 | 0 | 0 | 0 | 0 | 8 | 40
150 |  | ACSR Panther Conductor (Scrap & Damage) | K.M. | 15000 | 0.933 | 13995 | 0 | 0 | 0 | 0 | 0 | 0 | 0 | 0
151 |  | Tension fitting for comprection Type for Panther Conductor (Damaged) | No. | 20 | 0 | 0 | 0 | 0 | 0 | 0 | 0 | 0 | 1 | 20
152 |  | U. B. +0 type Tower Part Galv. | M.T. | 29493 | 2.513 | 74115.909 | 0 | 0 | 0 | 0 | 0 | 0 | 0 | 0
153 |  | Cross Aram for UB +0 Type Tower (damaged) | K.G. | 12 | 88.024 | 1056.288 | 0 | 0 | 0 | 0 | 0 | 0 | 0 | 0
154 |  | 145 KV CVT (Diffeted) | No. | 1000 | 0 | 0 | 0 | 0 | 0 | 0 | 0 | 0 | 3 | 3000
155 |  | Solid Core Post Insulator (dismental & Old) | No. | 4150 | 0 | 0 | 0 | 0 | 0 | 0 | 0 | 0 | 21 | 87150
156 |  | C.T. Shorting connector | No. | 165 | 0 | 0 | 0 | 0 | 0 | 0 | 0 | 0 | 5 | 825
157 |  | 132 KV C.T. Connector | No. | 600 | 0 | 0 | 0 | 0 | 0 | 0 | 0 | 0 | 12 | 7200
158 |  | 33 KV Bulk O.C.B. BHEL (Dismental & Old) 2 No. Auxulary switch & 2 No Busing damaged | No. | 50000 | 0 | 0 | 0 | 0 | 0 | 0 | 0 | 0 | 5 | 250000
159 |  | 33 KV MOCB (BHEL make) Dismental & Old | No. | 30000 | 0 | 0 | 0 | 0 | 0 | 0 | 0 | 0 | 3 | 90000
160 |  | 132 KV L/A Old & used (Dismental & Old) | No. | 4000 | 0 | 0 | 0 | 0 | 0 | 0 | 0 | 0 | 9 | 36000
161 |  | 33 KV L/A Old & used (Dismental & Old) | No. | 1000 | 0 | 0 | 0 | 0 | 0 | 0 | 0 | 0 | 6 | 6000
162 |  | 132 KV MOCB with structure (Dismental & Old) | No. | 50000 | 0 | 0 | 0 | 0 | 0 | 0 | 0 | 0 | 2 | 100000
163 |  | 145 KV CVT (Old & used dismental) | No. | 75000 | 1 | 75000 | 0 | 0 | 0 | 0 | 0 | 0 | 0 | 0
164 |  | 66 KV MOCB with one pole operating mechanism & structure (Dismental & old & damaged) | No. | 20000 | 0 | 0 | 0 | 0 | 0 | 0 | 0 | 0 | 1 | 20000
165 |  | 66 KV MOCB with mechanasim & structure (Dismental & Old) | No. | 50000 | 0 | 0 | 0 | 0 | 0 | 0 | 0 | 0 | 1 | 50000
166 |  | 66 KV MOCB without pole with mechanasim & structure (Dismental & Old & Damaged) | No. | 12000 | 0 | 0 | 0 | 0 | 0 | 0 | 0 | 0 | 1 | 12000
167 |  | Empty Oil Drum | No. | 250 | 0 | 0 | 0 | 0 | 0 | 0 | 0 | 0 | 32 | 8000
168 |  | 66 KV C.T. (Damaged) | No. | 2000 | 0 | 0 | 0 | 0 | 0 | 0 | 0 | 0 | 1 | 2000
169 |  | 132 KV Bushing Assamble (Old) | No. | 2500 | 0 | 0 | 0 | 0 | 0 | 0 | 0 | 0 | 1 | 2500
170 |  | Tripping spring for 66 KV MOCB | No. | 300 | 0 | 0 | 0 | 0 | 0 | 0 | 0 | 0 | 2 | 600
171 |  | Nuts & Bolts mixed off size 5/8", ½ " | K.G. | 16 | 33 | 528 | 0 | 0 | 0 | 0 | 0 | 0 | 0 | 0
172 |  | Moving contact for 33 KV OCB (O/S) | No. | 250 | 0 | 0 | 0 | 0 | 0 | 0 | 0 | 0 | 11 | 2750
173 |  | Battery cotainer (O/S) | No. | 500 | 0 | 0 | 0 | 0 | 0 | 0 | 0 | 0 | 2 | 1000
174 |  | Universal Moter (Damaged) | No. | 200 | 0 | 0 | 0 | 0 | 0 | 0 | 0 | 0 | 1 | 200
175 |  | Alka Pe solder (O/S) | K.G. | 200 | 0 | 0 | 0 | 0 | 0 | 0 | 0 | 0 | 1 | 200
176 |  | Extingusher Chamber for 66 KV MOCB (Old & damaged) | No. | 4000 | 0 | 0 | 0 | 0 | 0 | 0 | 0 | 0 | 1 | 4000
177 |  | Fixed contact 1200 Amp. For 66 KV MOCB | No. | 500 | 0 | 0 | 0 | 0 | 0 | 0 | 1 | 500 | 0 | 0
178 |  | M.W.H. meter ( Old & used) | No. | 1800 | 0 | 0 | 0 | 0 | 0 | 0 | 0 | 0 | 7 | 12600
179 |  | V. Meter 2.0 V cell tester (Old & Diffective) | No. | 200 | 0 | 0 | 0 | 0 | 0 | 0 | 0 | 0 | 1 | 200
180 |  | Coper Burned (Old) | K.G. | 150 | 0 | 0 | 0 | 0 | 0 | 0 | 0 | 0 | 0.5 | 75
181 |  | Gas Cylinder S F - 6 | No. | 500 | 0 | 0 | 0 | 0 | 0 | 0 | 0 | 0 | 2 | 1000
182 |  | Surj Conter for L/A (Old &Damage) | No. | 200 | 0 | 0 | 0 | 0 | 0 | 0 | 0 | 0 | 2 | 400
183 |  | Porceline Pole for 33 KV MOCB (Old & damaged) | No. | 800 | 0 | 0 | 0 | 0 | 0 | 0 | 0 | 0 | 1 | 800
184 |  | Auxilary C.T. 1/0.577 | No. | 100 | 0 | 0 | 0 | 0 | 0 | 0 | 0 | 0 | 1 | 100
185 |  | Auxilary C.T. (Diffected damaged) | No. | 150 | 0 | 0 | 0 | 0 | 0 | 0 | 0 | 0 | 3 | 450
186 |  | Reley (Diffected damaged) | No. | 150 | 0 | 0 | 0 | 0 | 0 | 0 | 0 | 0 | 2 | 300
187 |  | K.w.H. Meter (Diffected) | No. | 200 | 0 | 0 | 0 | 0 | 0 | 0 | 0 | 0 | 1 | 200
188 |  | 13 VR-VAA | No. | 150 | 0 | 0 | 0 | 0 | 0 | 0 | 0 | 0 | 2 | 300
189 |  | Carrier Cabinet (dismental & Old) | No. | 8000 | 0 | 0 | 0 | 0 | 0 | 0 | 0 | 0 | 3 | 24000
190 |  | English Electric Relay Type CoQ (Dismental & Old) | No. | 300 | 0 | 0 | 0 | 0 | 0 | 0 | 0 | 0 | 2 | 600
191 |  | T/F Diffrential Rrelay Type DTH-31 (Deffective) | No. | 300 | 0 | 0 | 0 | 0 | 0 | 0 | 0 | 0 | 1 | 300
192 |  | C.C.R. Galv. Structure 01 set with Nuts Bolts | M.T. | 80756.58 | 0.5246 | 42364.9019 | 0 | 0 | 0 | 0 | 0 | 0 | 0 | 0
193 |  | C.G.R. Galv. Structure 01 set with Nuts Bolts | M.T. | 80756.58 | 0.3395 | 27416.8589 | 0 | 0 | 0 | 0 | 0 | 0 | 0 | 0
194 |  | A.B.L. Galv. Structure 02 sets with Nuts Bolts | M.T. | 80756.58 | 0.7383 | 59622.583 | 0 | 0 | 0 | 0 | 0 | 0 | 0 | 0
195 |  | C.P.R. Galv. Structure 01 set with Nuts Bolts | M.T. | 80756.58 | 0.0748 | 6040.5922 | 0 | 0 | 0 | 0 | 0 | 0 | 0 | 0
196 |  | ACSR Zebra Conductor in cut pieces O/U | Mtr. | 40 | 50 | 2000 | 0 | 0 | 0 | 0 | 0 | 0 | 0 | 0
197 |  | LT AC Distribution board (Old & Unrepairable) | No. | 4500 | 0 | 0 | 0 | 0 | 0 | 0 | 0 | 0 | 1 | 4500
198 |  | Defective spring charge Moter for 33KV Ckt. Breaker | No. | 500 | 0 | 0 | 0 | 0 | 0 | 0 | 0 | 0 | 1 | 500
199 |  | 132KV MOCB (Unserviceable) | No. | 7500 | 0 | 0 | 1 | 7500 | 0 | 0 | 0 | 0 | 0 | 0
200 |  | 33 KV CT of Ratio 200/100/1A (Old) | No. | 19683 | 3 | 59049 | 0 | 0 | 0 | 0 | 0 | 0 | 0 | 0
201 |  | 1-Phase Spring Charge Motor for 33KV SF-6 CB CGL Make (Defective) | No. | 500 | 0 | 0 | 0 | 0 | 0 | 0 | 0 | 0 | 1 | 500
202 |  | 145 KV L/A with Insulating Base & S/M (Damage) | No. | 150 | 0 | 0 | 0 | 0 | 0 | 0 | 0 | 0 | 1 | 150
203 |  | 110V. DC Distribution Board (Unserviceable) | No. | 750 | 0 | 0 | 0 | 0 | 0 | 0 | 0 | 0 | 1 | 750
204 |  | 33KV Isolator Blade (Out of Service) | No. | 400 | 0 | 0 | 0 | 0 | 0 | 0 | 0 | 0 | 9 | 3600
205 |  | 33KV Isolator Jaw (Out of Service) | No. | 150 | 0 | 0 | 0 | 0 | 0 | 0 | 19 | 2850 | 0 | 0
206 |  | Bucholz Relay (Deffective) | No. | 350 | 0 | 0 | 0 | 0 | 0 | 0 | 0 | 0 | 1 | 350
207 |  | Magnetic OLG (Deffective) | No. | 125 | 0 | 0 | 0 | 0 | 0 | 0 | 0 | 0 | 1 | 125
208 |  | Oil Surge Relay (Deffective) | No. | 175 | 0 | 0 | 0 | 0 | 0 | 0 | 0 | 0 | 1 | 175
209 |  | 33 KV 3 Phase Reactor (O/U) | No. | 4500 | 0 | 0 | 0 | 0 | 0 | 0 | 0 | 0 | 4 | 18000
210 |  | 66KV LA (Old &Diffective) | No. | 50 | 0 | 0 | 0 | 0 | 0 | 0 | 0 | 0 | 3 | 150
211 |  | 33 KV CT (Old&Diffctive) | No. | 1000 | 0 | 0 | 0 | 0 | 0 | 0 | 0 | 0 | 2 | 2000
212 |  | 33 KV CB (ABB make) Dismental , Old &deff. | No. | 30000 | 0 | 0 | 0 | 0 | 0 | 0 | 0 | 0 | 1 | 30000
213 | JJ8J801001 | SF-6Gas | Nos | 5805.6 | 4 | 23222.4 | 0 | 0 | 0 | 0 | 0 | 0 | 0 | 0
214 |  | 20MVA T/F RTCC panel | No | 2500 | 1 | 2500 | 0 | 0 | 0 | 0 | 0 | 0 | 0 | 0
215 | VV3V301001 | T/F oil | Ltr. | 73.16 | 3971 | 290518.36 | 0 | 0 | 0 | 0 | 0 | 0 | 0 | 0
216 |  | Selica gel | Kg. | 578.2 | 5 | 2891 | 0 | 0 | 0 | 0 | 0 | 0 | 0 | 0
217 |  | OTI meter (deffective) | No. | 50 | 0 | 0 | 0 | 0 | 0 | 0 | 0 | 0 | 1 | 50
218 |  | 145 KV C.B.(deffective) | No. | 30000 | 0 | 0 | 0 | 0 | 0 | 0 | 0 | 0 | 1 | 30000
219 |  | LED Light 70 W | No. | 5829.2 | 7 | 40804.4 | 0 | 0 | 0 | 0 | 0 | 0 | 0 | 0
220 |  | LED Bulb 9 W | No. | 236 | 10 | 2360 | 0 | 0 | 0 | 0 | 0 | 0 | 0 | 0
221 |  | 132 KV Lightening arrester(damaged) |  | 1000 | 0 | 0 | 0 | 0 | 0 | 0 | 0 | 0 | 1 | 1000
222 |  | Surj counter (damaged) |  | 100 | 0 | 0 | 0 | 0 | 0 | 0 | 0 | 0 | 1 | 100
223 | AA1A102001 | Earth wire SWG 7/10 old , used and in pieces | Kg. | 5 | 13240 | 66200 | 0 | 0 | 0 | 0 | 0 | 0 | 0 | 0
224 | FF4F402024 | Hot Dip Galv. Nuts & Bolts 16X40 mm | No. | 10.92 | 1989 | 21719.88 | 0 | 0 | 0 | 0 | 0 | 0 | 0 | 0
225 | FF4F402025 | Hot Dip Galv. Nuts & Bolts 16X45 mm | No. | 11.35 | 2974 | 33754.9 | 0 | 0 | 0 | 0 | 0 | 0 | 0 | 0
226 | FF4F402023 | Hot Dip Galv. Nuts & Bolts 16X50 mm | No. | 15.35 | 68 | 1043.8 | 0 | 0 | 0 | 0 | 0 | 0 | 0 | 0
227 | FF4F402033 | Hot Dip Galv. Flat Washer16X5 mm | No. | 3.38 | 860 | 2906.8 | 0 | 0 | 0 | 0 | 0 | 0 | 0 | 0
228 | FF4F402032 | Hot Dip Galv. Flat Washer16X6 mm | No. | 4.26 | 1974 | 8409.24 | 0 | 0 | 0 | 0 | 0 | 0 | 0 | 0
229 | II5I502004 | Repair Sleeve for Panther Conductor | No. | 113.44 | 3 | 340.32 | 0 | 0 | 0 | 0 | 0 | 0 | 0 | 0
230 | II5I501004 | Mid Spen Joint for Panther | No. | 315.45 | 15 | 4731.75 | 0 | 0 | 0 | 0 | 0 | 0 | 0 | 0
231 | FF4F401066 | Galv. Nut & Bolts of dia 06mm & length 62.5mm with spring & plane washer 02mm thickness | No. | 7.26 | 424 | 3078.24 | 0 | 0 | 0 | 0 | 0 | 0 | 0 | 0
232 | FF4F401065 | Galv. Nut & Bolts of dia 06mm & length 75mm with spring & plane washer 02mm thickness | No. | 8.4 | 336 | 2822.4 | 0 | 0 | 0 | 0 | 0 | 0 | 0 | 0
233 | FF4F401064 | Galv. Nut & Bolts of dia 06mm & length 100mm with spring & plane washer 02mm thickness | No. | 10.67 | 500 | 5335 | 0 | 0 | 0 | 0 | 0 | 0 | 0 | 0
234 | FF4F401062 | Galv. Nut & Bolts of dia 08mm & length 50mm with spring & plane washer 02mm thickness | No. | 8.91 | 308 | 2744.28 | 0 | 0 | 0 | 0 | 0 | 0 | 0 | 0
235 | FF4F401060 | Galv. Nut & Bolts of dia 08mm & length 62.5mm with spring & plane washer 02mm thickness | No. | 11.24 | 792 | 8902.08 | 0 | 0 | 0 | 0 | 0 | 0 | 0 | 0
236 | FF4F401059 | Galv. Nut & Bolts of dia 08mm & length 75mm with spring & plane washer 02mm thickness | No. | 13.51 | 860 | 11618.6 | 0 | 0 | 0 | 0 | 0 | 0 | 0 | 0
237 | FF4F401058 | Galv. Nut & Bolts of dia 08mm & length 100mm with spring & plane washer 02mm thickness | No. | 14.64 | 961 | 14069.04 | 0 | 0 | 0 | 0 | 0 | 0 | 0 | 0
238 | FF4F401042 | Galv. Nut & Bolts of dia 12mm & length 62.5mm with spring & plane washer 02mm thickness | No. | 20.32 | 56 | 1137.92 | 0 | 0 | 0 | 0 | 0 | 0 | 0 | 0
239 | FF4F401041 | Galv. Nut & Bolts of dia 12mm & length 75mm with spring & plane washer 02mm thickness | No. | 22.59 | 856 | 19337.04 | 0 | 0 | 0 | 0 | 0 | 0 | 0 | 0
240 | FF4F401040 | Galv. Nut & Bolts of dia 12mm & length 100mm with spring & plane washer 02mm thickness | No. | 27.13 | 276 | 7487.88 | 0 | 0 | 0 | 0 | 0 | 0 | 0 | 0
241 | FF4F401062 | Galv. Nut & Bolts of dia 08 mm & length 50mm with spring & plane washer 02mm thickness | No. | 11.35 | 536 | 6083.6 | 0 | 0 | 0 | 0 | 0 | 0 | 0 | 0
242 | FF4F401054 | Galv. Nut & Bolts of dia 10 mm & length 50mm with spring & plane washer 02mm thickness | No. | 12.48 | 404 | 5041.92 | 0 | 0 | 0 | 0 | 0 | 0 | 0 | 0
243 | FF4F401052 | Galv. Nut & Bolts of dia 10 mm & length 62.5mm with spring & plane washer 02mm thickness | No. | 12.48 | 348 | 4343.04 | 0 | 0 | 0 | 0 | 0 | 0 | 0 | 0
244 | II5I503004 | Vibration Damper complete suitable for ACSR Panther conductor | No. | 2383.5 | 10 | 23835 | 0 | 0 | 0 | 0 | 0 | 0 | 0 | 0
245 | II5I503004 | Heavy Duty Turn Buckle | Nos | 9954 | 4 | 39816 | 0 | 0 | 0 | 0 | 0 | 0 | 0 | 0
| Total |  |  |  |  | 4880626.8473 |  | 7580 |  | 0 |  | 3350 |  | 864676
INVENTORY ABSTRACT
|  |  | AMOUNT |  |  | USABLE |  |  | AUCTIONABLE
|  |  | 5756232.8473 |  |  | 4880626.8473 |  |  | 875606
|  | JE |  |  |  |  | AE
Format of Monthly Inventory for Uploading on PTCUL Website
Name of Circle/ Zone:- O&M Kumaon Zone Haldwani | [5 empty] | Name of Substation 132 KV S/s Ranikhet
Name of Division O&M Div. Almora | [6 empty] | Month of February 2021
SR. No. | Item Code | item Description | Unit | Quantity |  |  |  |  | Book Value Per Unit | Total Cost
|  |  |  | Useable | Unserviceable | Obsolete | Non-Moving | Scrap
1 | AA0A004001 | ACSR ZEBRA Conductor | Mtr |  |  |  | 35 |  | 160 | 5600
2 | AA0A012001 | ACSR Weasel conductor | Mtr | 1555 |  |  |  |  | 15.3225 | 23826.4875
3 | AA0A005001 | Acsr Panther Conductor | Km | 0.219 |  |  |  |  | 118000 | 25842
4 | CC0C002008 | PVC Control Cable 10x2.5 Sqmm(rate corrected) | KM | 0.535 |  |  |  |  | 190680 | 102013.8
5 | CC2C201011 | PC Control CAble 2 Core | KM | 0.035 |  |  |  |  | 62451.59 | 2185.8057
6 | FF3F301005 | ALP Structure (OLD) | No |  |  |  | 1 |  | 5000 | 5000
7 | FF8F801007 | S.T. Round Pole | No | 1 |  |  |  |  | 350 | 350
8 | FF7F701004 | M.S. Round 36mm | MT |  |  |  | 1.7541 |  | 38480 | 67497.768
9 | FF3F301022 | C.C.R. Galv Structure | MT |  |  |  | 1.9925 |  | 67296 | 134085.2611
10 | FF3F301020 | C.G.R. Galv Structure | MT |  |  |  | 0.62572 |  | 67296 | 42108.4531
11 | FF4F402024 | Hot Dip Galv Nuts & Bolts 16x40 mm | No | 21 |  |  |  |  | 10.92 | 229.32
12 | FF4F401011 | Nut Bolt 16x85mm | No | 40 |  |  |  |  | 23.62 | 944.8
13 | FF7F703002 | MS Channel 125x65 mm | Kg |  |  |  | 99.96 |  | 43.82 | 4380.2472
14 | GG0G001001 | Petrollium Jelly Best Quality | Kg | 12.8 |  |  |  |  | 448.325 | 5738.56
15 | GG0G001008 | Best quality M seal in 1 Kg Pack | No. | 2 |  |  |  |  | 578.2 | 1156.4
16 | HH8H801004 | 33KV Isolator Jaw Suitable for 800 AMP Capacity | No | 2 |  |  |  |  | 2595 | 5190
17 | HH8H802003 | 33KV Bus Isoltor Blade Best Quality Suitable for 800 Amp | No | 2 |  |  |  |  | 2756.25 | 5512.5
18 | HH8H801001 | 33KV Isolator Jaw | No | 10 |  |  |  |  | 3575.3 | 35753
19 | HH6H602001 | Male Contact for 132KV Isolator | No | 8 |  |  |  |  | 3400.46 | 27203.68
20 | HH6H602002 | Female Contact With Spring and Nut& Bolts (132 KV Isolator) | No | 3 |  |  |  |  | 4653.5 | 13960.5
21 | HH9H901020 | PG Clamp for 33Kv Line/Bus Isolator for Dog Conductor | No | 20 |  |  |  |  | 913.71 | 18274.2
22 | HH9H901016 | PG Clamp for 33Kv Line/Bus Isolator for Panther Conductor | No | 18 |  |  |  |  | 1139.275 | 20506.95
23 | II1I104001 | PG Clamp Zebra to Zebra | No | 20 |  |  |  |  | 854 | 17080
24 | II0I004001 | 70 KN Disc Insulator | No |  |  |  | 370 |  | 280 | 103600
25 | II8I804004 | Suspension Fitting for Zebra conductor | No |  |  |  | 19 |  | 1133 | 21527
26 | II4I401001 | Stay Clamp | No |  |  |  | 3 |  | 183.87 | 551.61
27 | II4I401001 | Stay Clamp for ST Pole SP -33 | NO |  |  |  | 6 |  | 188 | 1128
28 | II2I205001 | C wedge clamp for ACSR Panther to Panther Conductor | No |  |  |  | 9 |  | 2252.975 | 20276.775
29 | II2I204002 | C wedge clamp for ACSR Zebra to Panther Conductor | No |  |  |  | 7 |  | 3229.075 | 22603.525
30 | II1I105003 | PG Clamp Panther to Dog | No | 11 |  |  |  |  | 758.18 | 8339.98
31 | II0I002002 | 120KN Silicon Rubber /Polymer Disc Insulator including cross arm & conductor end fitting | Nos |  |  |  | 4 |  | 9363.75 | 37455
32 | II5I501004 | Mid span compression Joint for ACSR Panther Conductor | No |  |  |  | 15 |  | 1223.53 | 18352.95
33 | II5I502009 | Repair sleeve for Earth Wire | No |  |  |  | 10 |  | 508.48 | 5084.8
34 | II1I108001 | PG Clamp 3 Bolted Dog to Dog | No | 15 |  |  |  |  | 789.96 | 11849.4
35 | II0I002001 | 120 KN Disc Insulator | No | 6 |  |  |  |  | 463 | 2778
36 | II7I701001 | D Shackle | No | 9 |  |  |  |  | 897 | 8073
37 | II5I503004 | vibration Damper of ACSR panther conductor | No |  |  |  | 10 |  | 788.825 | 7888.25
38 | II5I503009 | vibration Damper of earthwire | No |  |  |  | 10 |  | 561.825 | 5618.25
39 | JJ8J801001 | SF6 Gas | KG | 3 |  |  |  |  | 3000 | 9000
40 | JJ2J202003 | Auxilary Switch of 14NO 14NC for 33KV SF6 CB | No | 2 |  |  |  |  | 13614.325 | 27228.65
41 | JJ2J201005 | LOCAL/Remote operation Switch for 132KV SF6 Circuit Breaker | No | 3 |  |  |  |  | 5663.65 | 16990.95
42 | JJ2J201005 | LOCAL/Remote operation Switch for 33KV SF6 Circuit Breaker | No | 2 |  |  |  |  | 4534.325 | 9068.65
43 | JJ1J103037 | Limit Switch for Spring for 132KV ABB Make Breaker | No | 6 |  |  |  |  | 1696.83 | 10180.98
44 | JJ3J301004 | Interlocking Relay for ABB 132KV Breaker 110V DC | No | 5 |  |  |  |  | 2831.825 | 14159.125
45 | JJ6J601031 | Counter for 132KV ABB make Breaker 110V DC | No | 5 |  |  |  |  | 3393.65 | 16968.25
46 | KK4K401003 | 145 KV SC Post Insulator | No |  |  |  | 5 |  | 6800 | 34000
47 | KK4K402001 | 33KV Pin Insulator | NO |  |  |  | 2 |  | 125.19 | 250.38
48 | KK4K003003 | Clamp for 33KV Post Insulator for Panther Conductor | No | 8 |  |  |  |  | 652.625 | 5221
49 | KK4K003003 | PG Clamp for 33KV Post Insulator for Panther Conductor | No | 20 |  |  |  |  | 510.75 | 10215
50 | KK4K401006 | 22KV Post Insulator | No | 4 |  |  |  |  | 879.63 | 3518.52
51 | KK0K005001 | 33 kv lightning arrester with terminal connectors | No. | 3 |  |  |  |  | 17688.2 | 53064.6
52 | KK0K005001 | 33KV LA (OLD) | No | 1 |  |  |  |  | 14786 | 14786
53 | KK0K003001 | Supply of 132 Kv LA with rated voltage 120 Kv, discharge current 10 KA, class-3 including Surge monitor with connecting leads, insulating base and terminal connectors | No. | 1 |  |  |  |  | 83178.2 | 83178.2
54 | LL3L303005 | Compact Fluorescent Tube Complete Fitting Rating 10 Watt 230Volt | No | 5 |  |  |  |  | 896.65 | 4483.25
55 | LL6L602002 | Multi Strand 1.5 Sqmm Flexible PVC Cooper Wire Fire Proof Havells Make | Mtr | 145 |  |  |  |  | 30.765 | 4460.925
56 | LL3L302001 | Best quality copper blast for tube light 230-250 Volt AC 40 watt | No. | 4 |  |  |  |  | 329.22 | 1316.88
57 | MM2M202011 | AC Voltmeter size 65x65 mm Range 0-500 volt AE Make | No | 2 |  |  |  |  | 2258.65 | 4517.3
58 | MM2M203019 | AC Ampere meter Size 65x65 mm range 0-25 Ampere | No | 2 |  |  |  |  | 2264.325 | 4528.65
59 | MM3M301004 | AE Make Digital AC Volt Meter I/P 0-125 Volt AC Range 0-150KV AC Accuracy 0.5 PTR 132/110 Volt Aux Supply 110 Volt DC | No | 1 |  |  |  |  | 6242.5 | 6242.5
60 | MM1M114010 | Spring Charge Limit switch for 132 Kv CGL Make SF6 CB | No | 5 |  |  |  |  | 4786.1 | 23930.5
61 | MM3M303014 | Digital MW meter I/p(-10-0-+10)mA DC range (-25-0-+25) MW accuracy 0.5 CTR/PTR Aux Supply 110 Vdc Size 95x95 mm | No | 2 |  |  |  |  | 6291.775 | 12583.55
62 | MM3M304010 | Digital MVAR meter I/p (-10-0-+10)mA dc range (-12.5-0-12.5)MVAR accuracy 0.5 CTR/PTR Aux supply 110Vdc size 95x95mm | No | 1 |  |  |  |  | 6291.775 | 6291.775
63 | MM3M301004 | Digital AC Volt meter I/p (0-125) Vac AC range (0-150)Kvac accuracy 0.5 PTR 132Kv/110V Aux Supply 110 Vdc Size 95x95mm | No | 2 |  |  |  |  | 5129.6 | 10259.2
64 | MM3M302016 | Digital AC ammeter I/p (0-5)Aac Range (0-100)Aac accuracy 0.5 CTR (200/1)Amp programable Aux Supply 110Vdc Size 95x95mm | No | 3 |  |  |  |  | 5141.05 | 15423.15
65 | MM3M302010 | Digital AC ammeter I/p (0-1) Aac Range (0-400) Aac accuracy 0.5 CTR (400/1) Amp programable Aux Supply 110 Vdc Size 95x95 mm | No | 3 |  |  |  |  | 5141.05 | 15423.15
66 | SS3S301026 | HRC Fuse 2 AMP | No | 9 |  |  |  |  | 60 | 540
67 | SS3S301024 | HRC Fuse 4 AMP | No | 15 |  |  |  |  | 62 | 930
68 | SS3S301022 | HRC Fuse 6 AMP | No | 9 |  |  |  |  | 64 | 576
69 | SS3S301020 | HRC Fuse 10 AMP | No | 12 |  |  |  |  | 68 | 816
70 | SS4S404008 | Double Pole MCB 02 Amp | No | 8 |  |  |  |  | 448.33 | 3586.64
71 | SS4S402002 | Double Pole MCB 10 Amp 110 Volt | No | 5 |  |  |  |  | 448.33 | 2241.65
72 | SS4S404008 | MCB For Metering CKt type AC Series 2 Pole Rating 2A 240Ac | No | 6 |  |  |  |  | 675.325 | 4051.95
73 | SS4S402001 | Dc MCB type Dc series 2pole Rating 16A 110V DC | No | 2 |  |  |  |  | 675.325 | 1350.65
74 | SS4S402002 | Dc MCB type Dc series 2pole Rating 10A 110V DC | No | 6 |  |  |  |  | 675.325 | 4051.95
75 | SS4S402006 | Dc MCB type Dc series 2pole Rating 4A 110V DC | No | 5 |  |  |  |  | 675.325 | 3376.625
76 | SS4S402004 | Dc MCB type Dc series 2pole Rating 6A 110V DC | No | 4 |  |  |  |  | 675.325 | 2701.3
77 | SS4S404006 | MCB for Spring Charge Motor Ac 2 Pole | No | 4 |  |  |  |  | 681 | 2724
78 | SS4S402007 | MCB For DC CKT 2pole 2A 110V DC | No | 5 |  |  |  |  | 681 | 3405
79 | SS4S404004 | MCB for CB Accessories 10A 230Volt AC 2 Pole | No | 3 |  |  |  |  | 681 | 2043
80 | SS4S404005 | MCB Single Pole Havells Make 10Amp | No | 1 |  |  |  |  | 227 | 227
81 | SS3S312001 | 33KV 4.5 Amp High Glass Fuse | No. | 3 |  |  |  |  | 6242.5 | 18727.5
82 | VV6V605012 | 33KV CT (Heptacare Make) (300/150/1A) 3 Core 0.2 Class | No | 1 |  |  |  |  | 25470 | 25470
83 | VV6V605013 | 36Kv CT (Vishal Transformers Make) Complete (200-100/1A) 3 Core 0.2 Class | No | 3 |  |  |  |  | 28000 | 84000
84 | VV4V06011 | Conservator Shut off Valve 75mm bore Gum Metal for 5MVA 132/33KV BBl make Transformer | No | 1 |  |  |  |  | 18154.325 | 18154.325
85 | VV3V301004 | Stainless Steel T/F Oil Sampling Container of 1 Ltr Capacity | No | 3 |  |  |  |  | 10430.65 | 31291.95
86 | VV3V301003 | Stainless Steel T/F Oil Sampling Conatiner of 2 Ltr | No | 3 |  |  |  |  | 13614.33 | 40842.99
87 | VV6V605013 | Old 33KV CT of Ratio 200/100/1A | No |  |  |  | 3 |  | 10000 | 30000
88 | VV6V605008 | supply of 33 Kv (400/200/1A 3Core 1Phs) CT (Electro Transformers Make) Complete with accuracy class 0.25, Junction Box, Terminal connections | No | 2 |  |  |  |  | 56455 | 112910
89 | VV3V301001 | Electrol T/F oil as per IS 335:1993 | Kltr. | 1.045 |  |  |  |  | 81213.5 | 84868.1075
90 | VV2V203001 | Silica Gel | Kg. | 80 |  |  |  |  | 588.82 | 47105.6
91 | YY2Y205001 | Best Quality Gravity Meter | No | 1 |  |  |  |  | 249.7 | 249.7
92 | N/A | U Bolts&Nuts with Washer | No |  |  |  | 158 |  | 130 | 20540
93 | N/A | 132KV Peak Type Structure XPM | Kg |  |  |  | 240.92 |  | 30 | 7227.6
94 | N/A | 5 Bolted Type Tension Fitting for ZEBRA Conductor | NO |  |  |  | 46 |  | 2340 | 107640
95 | N/A | 2.90 mtr Channel 60x30 mm | No |  |  |  | 1 |  | 150 | 150
96 | N/A | 2.90 mtr Joist 60x30 mm | No |  |  |  | 4 |  | 150 | 600
97 | N/A | Joist 70x150x6 mm | Kg |  |  |  | 167 |  | 20 | 3340
98 | N/A | M.S. Channel | KG |  |  |  | 354 |  | 20 | 7080
99 | N/A | Air Break Contractor LC-1 250 Volt aux Contacts 1NO+1NC 25 Amp | No |  |  |  | 4 |  | 1401 | 5604
100 | N/A | Thermal Over load Relay Make Telemechanic | No |  |  |  | 3 |  | 1856.25 | 5568.75
101 | N/A | Rotary Switch 63 Amp 250V | No |  |  |  | 1 |  | 540 | 540
102 | N/A | Clamps Made by MS Flat with Nut & bolts | No | 2 |  |  |  |  | 670 | 1340
103 | N/A | L.E.D. Indiacation Lamp | No | 2 |  |  |  |  | 562 | 1124
104 | N/A | LT Shackle Insulator | No | 8 |  |  |  |  | 17.3655 | 138.924
105 | N/A | LT Shackle insulator clamp | No | 4 |  |  |  |  | 178.7625 | 715.05
106 | N/A | GI Stay set | No | 3 |  |  |  |  | 418.815 | 1256.445
107 | N/A | GI Wire 8 No | Mtr | 234 |  |  |  |  | 40.86 | 9561.24
108 | N/A | Stay Insulator | No | 3 |  |  |  |  | 17.3655 | 52.0965
109 | N/A | 33KV Isolator Blade | No | 10 |  |  |  |  | 3121.3 | 31213
110 | N/A | Single tension Fitting Compression Type Suitable for ACSR Panther Conductor | No |  |  |  | 2 |  | 6810 | 13620
111 | N/A | Elevating GI Steel Structure for 33KV Post Insulator with Nut & Bolts | No |  |  |  | 1 |  | 15023 | 15023
112 | N/A | Copper Bond Rope Type Approx 1.5 FT Long Size 6 mm Dia and both side copper lug | No | 10 |  |  |  |  | 681 | 6810
113 | N/A | 33KV Pin With Nut | NO |  |  |  | 2 |  | 125.19 | 250.38
114 | N/A | 33KV E Clamp | NO |  |  |  | 4 |  | 125.19 | 500.76
115 | N/A | GI Stay Set complete | NO |  |  |  | 6 |  | 1002 | 6012
116 | N/A | Stay wire 7/8 SWG | KG | 20 |  |  |  |  | 62.6 | 1252
117 | N/A | Foundation Bolts for 132KV CT (rate corrected) | Set |  |  |  | 1 |  | 2627.525 | 2627.525
118 | N/A | Supply of 1 Phase Spring Charge Motor for 33KV Sf6 Circuit Breaker CGL Make | No | 1 |  |  |  |  | 31768.65 | 31768.65
119 | N/A | Supply of Anti pumping relay for 33KV ABB Make Breaker | No | 2 |  |  |  |  | 4301.65 | 8603.3
120 | N/A | Antipumping Relay for 132KV ABB Make Breaker | No | 5 |  |  |  |  | 3382.3 | 16911.5
121 | N/A | Auxiliary Power Contact for 132KV ABB Make Breaker | No | 5 |  |  |  |  | 2831.83 | 14159.15
122 | N/A | Power Contact for 132KV ABB Make Breaker | No | 5 |  |  |  |  | 4483.25 | 22416.25
123 | N/A | 3 Pole 440 Volt LT Circuit Breaker rated current 60A breaking Capacity Ics-37KA with Lugs of C&S make | No | 2 |  |  |  |  | 11336.38 | 22672.76
124 | N/A | Tripping Coil For 110V DC CGL make | No | 1 |  |  |  |  | 7924.73 | 7924.73
125 | N/A | Tripping Coil For 110V DC ABB make | No | 1 |  |  |  |  | 9988 | 9988
126 | N/A | Tripping Coil for CGL Make 33KV SF-6 Circuit Breaker | No | 2 |  |  |  |  | 7922.3 | 15844.6
127 | N/A | Tripping Coil for ABB Make 33KV SF-6 Circuit Breaker | No | 2 |  |  |  |  | 7922.3 | 15844.6
128 | N/A | Closing Coil for CGL Make 33KV SF-6 Circuit Breaker | No | 2 |  |  |  |  | 7922.3 | 15844.6
129 | N/A | Closing Coil for ABB Make 33KV SF-6 Circuit Breaker | No | 2 |  |  |  |  | 7922.3 | 15844.6
130 | N/A | Tripping Coil for CGL Make 132 KV SF-6 Circuit Breaker | No | 1 |  |  |  |  | 11293.25 | 11293.25
131 | N/A | Tripping Coil for ABB Make 132 KV SF-6 Circuit Breaker | No | 1 |  |  |  |  | 11293.25 | 11293.25
132 | N/A | Closing Coil for CGL Make 132 KV SF-6 Circuit Breaker | No | 1 |  |  |  |  | 9023.25 | 9023.25
133 | N/A | Closing Coil for ABB Make 132 KV SF-6 Circuit Breaker | No | 1 |  |  |  |  | 9023.25 | 9023.25
134 | N/A | 3Bolted PG Clamp Zebra to Panther | No | 12 |  |  |  |  | 1049.875 | 12598.5
135 | N/A | PG Clamp for 132KV LA for Panther Conductor | No | 19 |  |  |  |  | 584.525 | 11105.975
136 | N/A | PG Clamp for 33KV LA for Panther Conductor | No | 19 |  |  |  |  | 584.525 | 11105.975
137 | N/A | Spring Charge motor for 132KV ABB make Breaker Specification (220VAC I/P -1900Watt Type Universal Motor) | No | 1 |  |  |  |  | 28329.6 | 28329.6
138 | N/A | Spring Chare Motor for 33KV CGL Make Breaker Specification 220AC I/P 1900W O/P 900w Type Universal Motor | No | 1 |  |  |  |  | 22665.95 | 22665.95
139 | N/A | Foundation Bolt 25mm | Set |  |  |  | 63 |  | 200 | 12600
140 | N/A | Foundation Bolt 28mm | Set |  |  |  | 3 |  | 200 | 600
141 | N/A | Dismanteled Gantry Column | MT |  |  |  | 2.83 |  | 108393.303 | 306753.0475
142 | N/A | GI Lattice type structure with Hardware of Isolator | MT |  |  |  | 0.35244 |  | 108393.25 | 38202.117
143 | N/A | 01 No submersible pump set 3 phase 5 hp motor | No | 1 |  |  |  |  | 20000 | 20000
144 | N/A | PG Clamp for HV transformer Bushing for 5MVA 132/33KV Transformer | No | 14 |  |  |  |  | 1360.865 | 19052.11
145 | N/A | PG Clamp for 132 KV CT for ACSR panther Conductor | No | 4 |  |  |  |  | 1129.325 | 4517.3
146 | N/A | PG Clamp for 33KV CT for ACSR Panther Conductor | No | 4 |  |  |  |  | 902.325 | 3609.3
147 | N/A | 132 Kv Bushing Assembly for 40MVA T/F GEC Make | No | 1 |  |  |  |  | 15000 | 15000
148 | N/A | PG Clamp for HV Transformer Bushing for 20MVA 132/33KV Transformer | No | 15 |  |  |  |  | 1371.71 | 20575.65
149 | N/A | PG Clamp for LV Transformer Bushing for 20MVA132/33Kv Transformer | No | 10 |  |  |  |  | 1139.275 | 11392.75
150 | N/A | PG Clamp for LV Transformer Bushing for 5MVA 132/33Kv Transformer | No | 27 |  |  |  |  | 1142.71 | 30853.17
151 | N/A | Spring Charge Limit Switch for 33 Kv CGL Make SF6 CB | No | 7 |  |  |  |  | 3881.55 | 27170.85
152 | N/A | Sprng Charge Limit Switch for 33Kv ABB Make SF6 CB | No | 5 |  |  |  |  | 3870.1 | 19350.5
153 | N/A | Supply of Copper Bond with Both Side Copper Lugs for one side 20mm internal and 36 mm external dia and other side 15mm internal and 36mm external dia. | No | 20 |  |  |  |  | 1374 | 27480
154 | N/A | Steel grip tape colour vise (red yellow blue black) | No. | 16 |  |  |  |  | 57.82 | 925.12
155 | N/A | High speed hacksaw blade suitable for steel cutting | No | 1 |  |  |  |  | 165.2 | 165.2
156 | N/A | Single Bolt Type Tension fitting for panther | No | 2 |  |  |  |  | 900 | 1800
157 | N/A | Heavy Duty turn buckle | No | 6 |  |  |  |  | 9954 | 59724
158 | N/A | Single tension fitting compression type panther | No | 5 |  |  |  |  | 4074.65 | 20373.25
159 | N/A | EmptyOil Drum | No |  |  |  |  | 166 | 200 | 33200
160 | N/A | Empty Oil Drum | No |  |  |  |  | 80 | 250 | 20000
161 | N/A | Old & Used (Leaked ) OSR relay | No |  |  |  |  | 7 | 500 | 3500
162 | N/A | Old & Used (Leaked ) BUCHOLZ relay | No |  |  |  |  | 7 | 650 | 4550
163 | N/A | Dismanteled & Damaged old Pressure Release valve | No |  |  |  |  | 4 | 800 | 3200
164 | N/A | Defective 132KV CT 200/100/1 Heptacare Make | No |  |  |  |  | 1 | 13352.5 | 13352.5
165 | N/A | Old & defective 145KV Condenser Bushing for 5MVA Transformer | No |  |  |  |  | 1 | 1200 | 1200
166 | N/A | Old & Defective Magenetic Oil Level Gauge meter for single Phase 5 MVA 132/33KV Transformer | No |  |  |  |  | 4 | 50 | 200
167 | N/A | Old & defective Conservator Shut off Valve 75mm bore Gum Metal for 5MVA 132/33KV BBl make Transformer | No |  |  |  |  | 2 | 1000 | 2000
168 | N/A | 1x5 MVA BBL Make Transformer (Damaged) without L.V & L.V Neutral Bushing & Hv neutral Bushing with Oil(3344 Ltr) | No |  |  |  |  | 1 | 700000 | 700000
169 | N/A | 1x5 MVA GEC Make T/f (Defective) | No. |  |  |  |  | 1 | 100000 | 100000
170 | N/A | 33 KV Post Insulator (Damaged ) | No |  |  |  |  | 22 | 50 | 1100
171 | N/A | Defective HT Bushing for 20MVA T/F 132/33Kv NGEF make with Top plate assembly | No |  |  |  |  | 1 | 300 | 300
172 | N/A | HT Bushing for 20MVA T/F 132/33Kv NGEF make without arching horn and Top plate assembly | No |  |  |  |  | 1 | 100 | 100
173 | N/A | Bushing HV 20MVA T/F 132Kv BHEL make | No |  |  |  |  | 1 | 50000 | 50000
174 | N/A | T/F Oil Old & Used | Ltr |  |  |  |  | 42154 | 20 | 843080
175 | N/A | O/C & E/F Relay defective | No |  |  |  |  | 1 | 5628.4 | 5628.4
|  | JE Name |  |  | AE Name |  |  |  | EE Name
|  | Shri Pawan Lohani |  |  | Shri Govind Singh |  |  |  | Shri Deepak Rawat
Name of Circle/ Zone :- Haldwani/Kumaon Name of Substation :- 132 KV S/s Pithoragarh
Name of Division:- O&M Almora Month :Feb.2021
Stock & T&P material Up To 22 Feb 2021 of Sri Mukesh Bohra J.E. At 132 KV Sub Division Pithoragarh
S.n. | Item code | Item Description | Unit | Quantity |  |  |  |  | Book Value per Unit | Total Cost
|  |  |  | Useable | Unservicable | Obsolete | Non Moving | Scrap
1 | AA0A002001 | ACSR Conductor Moose | Km | 0.098 |  |  |  |  | 300000 | 29400
2 | AA0A004001 | ACSR Conductor Zebra Conductor in pieces | Mtr. | 65 |  |  |  |  | 100 | 6500
3 | AA0A004002 | Damaged ACSR Conductor Zebra Conductor in pieces | Mtr. | 66 |  |  |  |  | 40 | 2640
4 | AA0A005001 | Damaged ACSR Conductor Panther | Mtr. | 564 |  |  |  |  | 50 | 28200
5 | BB0B002001 | 552.50 KVARCapacitor Cell suitable for2X5 MVAR CAPACITOR Bank |  | 1 |  |  |  |  | 115109 | 115109
6 | CC0C002008 | PVC Control Cable - W/o Armoured- 10x2.5mm | Mtr. | 142 |  |  |  |  | 122.76 | 17431.92
7 | CC0C002010 | PVC Control Cable 6core | Km. | 0.065 |  |  |  |  | 120039.3 | 7802.5545
8 | CC0C002010 | PVC Control Cable 6core | Km. | 0.389 |  |  |  |  | 114793 | 44654.477
9 | CC0C002011 | PVC Control Cable 4 core | Km. | 0.115 |  |  |  |  | 88528 | 10180.72
10 | CC0C002013 | PVC Control Cable 2X2.5 sqmm copper | Mtr | 500 |  |  |  |  | 100.24 | 50120
11 | CC1C102010 | Power Cable -440V LT - - 3.5x70Sq. mm | Mtr | 132 |  |  |  |  | 437.76 | 57784.32
12 | CC6C302002 | 300mm square 33 KV XLPE cable termination kit (out door type) | No | 2 |  |  |  |  | 38940 | 77880
13 | FF3F301036 | 66 KV Dismanteled Colum with Nuts & Bolts | MT | 2.492 |  |  |  |  | 55000 | 137060
14 | FF3F301040 | Galvanised Steelstructure with bolts & Nuts (01 No. Colum) | MT | 0.845 |  |  |  |  | 79980 | 67583.1
15 | FF4F401011 | Galvanised Nuts & Bolts-16x85 mm | No | 50 |  |  |  |  | 9.5 | 475
16 | FF4F401023 | Galvanised Nuts & Bolts-16x50 mm / 16 X 2"/5/8" | No | 1964 |  |  |  |  | 7 | 13748
17 | FF4F401024 | Galvanised Nuts & Bolts-16x40 mm | No | 338 |  |  |  |  | 6 | 2028
18 | FF4F401027 | Galvanised Nuts & Bolts-16x35 mm | No | 158 |  |  |  |  | 5.5 | 869
19 | FF6F601006 | GI Washer- 16x8 mm | No | 115 |  |  |  |  | 3 | 345
20 | FF7F701004 | MS Earthing rod- 36 mm dia | kg | 282.9 |  |  |  |  | 30 | 8487
21 | FF7F701004 | MS Earthing rod- 36 mm dia | MT | 0.409 |  |  |  |  | 72640 | 29709.76
22 | FF9F902001 | Alimunium - Strip 25x3 mm | Mtr. | 37 |  |  |  |  | 15 | 555
23 | HH6H601004 | Jaws Finger of 132 KV Isolater | No. | 7 |  |  |  |  | 5788.5 | 40519.5
24 | HH8H801002 | Jaw of 33 KV Isolater | No. | 5 |  |  |  |  | 3206.38 | 16031.9
25 | HH8H801006 | 132/33 KV Jaw | No. | 5 |  |  |  |  | 3700 | 18500
26 | HH9H901016 | Heavy duty terminal connector 6 bolted for ACSRPanther conductor for 132 KV Isolator | No | 8 |  |  |  |  | 1350.65 | 10805.2
27 | HH9H901017 | Old & Used Isolator Clamp for Double Panther conductor | No | 6 |  |  |  |  | 500 | 3000
28 | HH9H901020 | Heavy duty terminal connector 6 bolted for ACSR Dog conductor for 33 KV Isolator | No | 12 |  |  |  |  | 1163.38 | 13960.56
29 | II0I004001 | 70 KN Disc Insulator | No | 4 |  |  |  |  | 281 | 1124
30 | II1I102004 | PG Clamp Moose- Panther 3 bolted type | No | 2 |  |  |  |  | 1190.62 | 2381.24
31 | II1I102004 | Old & Used PG Clamp Moose- Panther | No | 15 |  |  |  |  | 350 | 5250
32 | II1I103003 | PG Clamp Deer- Panther | No | 14 |  |  |  |  | 220 | 3080
33 | II1I103003 | Old & Used PG Clamp Deer- Panther | No | 6 |  |  |  |  | 200 | 1200
34 | II1I104002 | PG Clamp Zebra- Panther | No | 17 |  |  |  |  | 500 | 8500
35 | II1I104002 | Old & Used PG Clamp Zebra- Panther | No | 10 |  |  |  |  | 300 | 3000
36 | II1I104003 | PG Clamp Zebra- Dog with 16 mm dia 4 bolted type | No | 9 |  |  |  |  | 709.37 | 6384.33
37 | II1I105001 | Old & Used PG Clamp Panther- Panther | No | 7 |  |  |  |  | 250 | 1750
38 | II1I105003 | PG Clamp Panther- Dog 3 bolted type | No | 7 |  |  |  |  | 1100.95 | 7706.65
39 | II1I106001 | PG Clamp Panther to Racoon with 13 mm dia 3 bolted type | No | 6 |  |  |  |  | 698 | 4188
40 | II1I108002 | PG Clamp Dog- Dog with 3 bolted type | No | 2 |  |  |  |  | 724.13 | 1448.26
41 | II2I204002 | C-wedge Clamp suitable for ACSR Zebra- Panther conductor | No | 9 |  |  |  |  | 3229.08 | 29061.72
42 | II8I807002 | Bolted Type Tension Fitting Moose Conductor | No | 4 |  |  |  |  | 3405 | 13620
43 | II8I807005 | Bolted Type Tension Fitting Panther | No | 4 |  |  |  |  | 1350 | 5400
44 | II8I807005 | Bolted Type Tension Fitting Panther | No | 6 |  |  |  |  | 3178 | 19068
45 | II8I807005 | Old & Used Bolted Type Tension Fitting Panther | No | 6 |  |  |  |  | 1500 | 9000
46 | JJ1J103005 | Tripping coil of 132 Kv SF6 Ckt. Breaker of AREVA make | No | 2 |  |  |  |  | 4653.5 | 9307
47 | JJ1J103005 | Tripping coil of 132 Kv SF6 Ckt. Breaker of ABB make | No | 2 |  |  |  |  | 5221 | 10442
48 | JJ1J105005 | Tripping coil 110 V DC forABB Breaker | No | 3 |  |  |  |  | 3961.15 | 11883.45
49 | JJ1J105005 | Tripping coil ABB Make | No | 3 |  |  |  |  | 6787.3 | 20361.9
50 | JJ1J105005 | Tripping coil 110 V DC for 33 KV BHEL Ckt. Breaker | No | 5 |  |  |  |  | 5003.2 | 25016
51 | JJ1J105005 | Trippig coil 110 V DC | No | 1 |  |  |  |  | 500 | 500
52 | JJ1J105007 | Closing coil 110V DC for ABB breaker | No | 5 |  |  |  |  | 3961.15 | 19805.75
53 | JJ1J105007 | Closing coil CG Make | No | 1 |  |  |  |  | 6792.98 | 6792.98
54 | JJ1J105007 | Closing coil ABB Make | No | 3 |  |  |  |  | 6804.33 | 20412.99
55 | JJ1J105034 | Single phase Spring charge motor for 33 KV SF6 Ckt. Breaker CGL make | No | 1 |  |  |  |  | 30645 | 30645
56 | JJ4J401009 | Circuit Breaker Terminal Connector | No | 2 |  |  |  |  | 1144.6 | 2289.2
57 | KK0K003001 | 145 KV LA with surge counter | No | 1 |  |  |  |  | 74343 | 74343
58 | KK0K005001 | 33 KV Polymer Lightning Arrestor with surge counter | No | 2 |  |  |  |  | 20001 | 40002
59 | KK1K001007 | 132 KV Lightning Arrester counter | No | 3 |  |  |  |  | 11782.3 | 35346.9
60 | LL6L602002 | 1.5 Sq.mm Flexible wire roll (90 mtr. Each) | Nos. | 1 |  |  |  |  | 2944.1 | 2944.1
61 |  | 2.5 mm square Alluminium wire bundle(90 mtr.each) | Nos. | 2 |  |  |  |  | 1970.5 | 3941
62 | MM3M301006 | Volt Meter |  | 3 |  |  |  |  | 5835.1 | 17505.3
63 | MM3M302006 | Ampere Meter | No | 3 |  |  |  |  | 5835.1 | 17505.3
64 | MM3M303018 | Mw meter |  | 4 |  |  |  |  | 5835.1 | 23340.4
65 | MM1M114005 | T&C selector switch | Nos. | 2 |  |  |  |  | 5245.1 | 10490.2
66 | MM1M108016 | 440 V,63 Amp TP Iron Clad Switch make Havells |  | 1 |  |  |  |  | 7706.65 | 7706.65
67 |  | Energy meter |  | 1 |  |  |  |  | 10215 | 10215
68 | QQ1Q106001 | Wire mesh fencing with four row barbed wire | Mtr. | 20 |  |  |  |  | 3972 | 79440
69 | SS1S104007 | Contactor 415V AC 220v ac 38 Amps. 440v with auxliry | Nos. | 2 |  |  |  |  | 5675 | 11350
70 | SS5S501003 | 63 Amp. 4 poleMCCB | Nos. | 14 |  |  |  |  | 7945 | 111230
71 | VV2V201002 | nitril gasket 10mm thickness | Sqmtr. | 5.92 |  |  |  |  | 2542.4 | 15051.008
72 | VV2V201003 | nitril gasket 8mm thickness | Sqmtr. | 8.34 |  |  |  |  | 2264.32 | 18884.4288
73 | VV2V201005 | nitril gasket 6mm thickness | Sqmtr. | 7.12 |  |  |  |  | 2037.32 | 14505.7184
74 | VV3V301001 | ElectrolT/F oil as per Is 335:1993 | KL | 0.836 |  |  |  |  | 81213.5 | 67894.486
75 | VV3V301001 | EHV Grade Transformer oil,Conferming IS:335 :1993 | KL. | 1.045 |  |  |  |  | 62540 | 65354.3
76 | VV3V301007 | Empty Trasformer oil Drum | Nos. | 135 |  |  |  |  | 250 | 33750
77 | VV2V203001 | Silica Gel | Kg | 22 |  |  |  |  | 418.9 | 9215.8
78 | VV3V301003 | Oil Stainless steel T/F Oil Sampling Container of 2 Ltr. Capacity | No | 6 |  |  |  |  | 13620 | 81720
79 | VV3V301004 | Oil Stainless steel T/F Oil Sampling Container of 1 Ltr. Capacity | No | 3 |  |  |  |  | 10442 | 31326
80 | VV3V302003 | Bucholz relay for transformer | No | 1 |  |  |  |  | 20428.39 | 20428.39
81 | VV3V303002 | Oil Surge Relay | No | 1 |  |  |  |  | 8437.5 | 8437.5
82 | VV4V403002 | magnetic oil level guage | No | 1 |  |  |  |  | 16911.5 | 16911.5
83 | VV5V503002 | 132 KV three core CT having CT ratio 800/400/1A(Hepta care) | No | 1 |  |  |  |  | 105693 | 105693
84 | VV5V503013 | 145 KV CT 200/100/1A with terminal connector | Nos. | 3 |  |  |  |  | 73468 | 220404
85 | VV5V505010 | 33 KV Current Transformer Having ratio of 400/200/1 Amp. Accuracy class 0.2 Make-Savio | No | 1 |  |  |  |  | 56125.75 | 56125.75
86 | VV5V505010 | 33 KV CT (1Ph) 400/200/1 A 3 Core accuracy class0.2 | No | 2 |  |  |  |  | 55460 | 110920
87 | VV7V705005 | Junction Box for 33 KV CT | No | 1 |  |  |  |  | 6549 | 6549
88 | VV7V705002 | 33 KV Potential Transformer accuracy class 0.2 | No | 1 |  |  |  |  | 56404 | 56404
89 | VV7V705005 | Junction Box for 33 KV PT | Nos. | 1 |  |  |  |  | 5133 | 5133
90 | VV8V810003 | 145KV C.V.T. ABB make | No | 3 |  |  |  |  | 80000 | 240000
91 | II1I104001 | PG Clamp Zebra to Zebra Conductor | No | 2 |  |  |  |  | 1469 | 2938
92 |  | 12 Watt LED Bulb | No | 9 |  |  |  |  | 459.2 | 4132.8
Obselet & Scrap Material
93 |  | Galvanized earth wire for 7/10 S.W.G. (SCRAP) | Mtr. |  |  |  |  | 1202 | 2 | 2404
94 |  | Damaged capacitor cell | [5 empty] | 1 | 500 | 500
95 |  | Old & Used 33 KV XLPE Cable in Pieces | Mtr. |  |  |  |  | 81 | 100 | 8100
96 |  | 11 KV Cable box XLPE 3X400 Sq.mm outdoor type | No. |  |  | 1 |  |  | 0 | 0
97 |  | empty cement Bag | No |  |  |  |  | 4504 | 2 | 9008
98 |  | Bus isolator 33kv old and used incomplete | No |  |  |  |  | 1 | 1500 | 1500
99 |  | Double tension fitting for panther incomplete | Nos. |  |  |  |  | 12 | 800 | 9600
100 |  | 11 KV. pin | Nos. |  |  | 8 |  |  | 20 | 160
101 |  | Old & Used 132 KV Ckt. Breaker (ABB) | No |  |  | 2 |  |  | 50000 | 100000
102 |  | Old & Used 33 KV Ckt. Breaker (VCB)BHEL | Nos. |  |  | 1 |  |  | 40000 | 40000
103 |  | B.O.C.B. 33KV old damaged without oil incomplete | No |  |  |  |  | 1 | 50000 | 50000
104 |  | B.O.C.B. 33KV old and used | No |  |  | 1 |  |  | 100000 | 100000
105 |  | Defective Spring charge motor of 33 kv ckt. Breaker (ABB) | Nos. |  |  |  |  | 4 | 500 | 2000
106 |  | Defective Spring charge motor for 33 Kv BHEL Ckt. Breaker | Nos. |  |  |  |  | 1 | 500 | 500
107 |  | Old & Used 30 KV LA | Nos. |  |  | 5 |  |  | 2000 | 10000
108 |  | Old & UsedAnalog Amp & Volt Meter | Nos. |  |  | 17 |  |  | 200 | 3400
109 |  | old & Used analog MW/Mvar meter | Nos. |  |  | 2 |  |  | 200 | 400
110 |  | Defective digital Amp./ Volt,MW & MVAR Meter | Nos. |  |  |  |  | 15 | 20 | 300
111 |  | Old & used O/C ,E/F relay (Inverse Type) CDG | Nos. |  |  | 3 |  |  | 500 | 1500
112 |  | Defective Energy Meter 3Phase ,3Wire(Secure meter Ltd.) | Nos. |  |  |  |  | 3 | 50 | 150
113 |  | Defective AC fail relay | No. |  |  |  |  | 1 | 200 | 200
114 |  | Defective AC trip ckt. Supervision relay | No. |  |  |  |  | 1 | 200 | 200
115 |  | Old & Used Energy Meter 3Phase ,3Wire | Nos. |  |  | 6 |  |  | 100 | 600
116 |  | Old & Used Energy Meter 3Phase ,4Wire | Nos. |  |  | 12 |  |  | 100 | 1200
117 | NN9N906001 | 11KV, 630 A, 350 MVA ,V.C.B. incoming panel make C.G.L. | No. |  |  | 1 |  |  | 312567 | 312567
118 | NN9N906002 | 11KV, 630 A, 350 MVA,V.C.B. outgoing panel make C.G.L. | No. |  |  | 2 |  |  | 312567 | 625134
119 | NN9N906002 | 11KV, 630 A, 350 MVA ,V.C.B. bus coupler make C.G.L. | No. |  |  | 1 |  |  | 312567 | 312567
120 |  | Old&used, Damaged 33kv Tripple feeder panel | No. |  |  |  |  | 1 | 3000 | 3000
121 |  | Old&used, Damaged 33kv Double feeder panel | No. |  |  |  |  | 2 | 2000 | 4000
122 |  | Damaged old&used 33kv feeder panel | No. |  |  |  |  | 2 | 2000 | 4000
123 |  | Damaged old & used OLTC panel of 3x5mva T/F-I & II,&20mva T/F | No. |  |  |  |  | 3 | 3000 | 9000
124 |  | Transformer old and used single phase 66/33KV2.5MVA | Nos. |  |  | 3 |  |  | 222222 | 666666
125 |  | damaged old & used silica gel jar | Nos. |  |  |  |  | 8 | 50 | 400
126 |  | Bucholtz relay damaged(defective) | Nos. |  |  |  |  | 4 | 500 | 2000
127 |  | Defective Oil surge relay | Nos. |  |  |  |  | 2 | 400 | 800
128 |  | Defective OTI meter | No. |  |  |  |  | 5 | 50 | 250
129 |  | Defective WTI meter | No. |  |  |  |  | 4 | 50 | 200
130 |  | Defective PRV | Nos. |  |  |  |  | 3 | 250 | 750
131 |  | Defective butterfly valve | No.s |  |  |  |  | 6 | 50 | 300
132 |  | Defective gate valve | No.s |  |  |  |  | 5 | 50 | 250
133 |  | Defective shut off valve | Nos. |  |  |  |  | 3 | 300 | 900
134 |  | Defective gate valve | Nos. |  |  |  |  | 1 | 250 | 250
135 |  | Defective magnetic oil guage meter | No. |  |  |  |  | 2 | 300 | 600
136 |  | 33 KV CT 300/150/1 Amp. | Nos. |  |  | 3 |  |  | 20000 | 60000
137 |  | Old & Used 132 KV CT 800/400/200/1 Amp | Nos. |  |  | 2 |  |  | 40000 | 80000
138 |  | Old & Used 132 KV CT /400/200/1 Amp | Nos. |  |  | 1 |  |  | 40000 | 40000
139 |  | Old & Used 33 KV CT 400/200/1 Amp | Nos. |  |  | 3 |  |  | 20000 | 60000
140 |  | 33 KV CT 200/100/1 Amp. | nos. |  |  | 1 |  |  | 20000 | 20000
141 |  | repaired 132 KV CT 800/400/200/1A | Nos. |  |  | 1 |  |  | 15000 | 15000
142 |  | 33KV/110V burst &damaged P.T. without oil | No. |  |  |  |  | 1 | 200 | 200
143 |  | Old & Used 33 KV PT (1Ph) | No. |  |  | 3 |  |  | 20000 | 60000
144 |  | Transformer Oil (Carbonised) | Ltr. |  |  |  |  | 150 | 5 | 750
145 |  | Old and used Transformer Oil | Ltr. |  |  |  |  | 8665 | 10 | 86650
146 |  | Battery set 110V, 60AH, old used and unserviceable | Set |  |  |  |  | 1 | 5000 | 5000
147 |  | 02 V 300 AH Battery Cell Old & Used Damaged | Nos. |  |  |  |  | 10 | 500 | 5000
148 |  | Damaged old & used Dc charger Panel | nos. |  |  | 1 |  |  | 10000 | 10000
T&P at 132 KV Substation Pithoragarh
S.n. | Item code | Item Description | Unit | Quqntity |  |  |  |  | Book Value per Unit | Total Cost
|  |  |  | Useable | Unservicable | Obsolete | Non Moving | Scrap
1 | PP4P402010 | Steel Almirah 1830x760x460 | No.s | 1 | [5 empty] | 0
2 | PP4P402013 | Steel Almirah 1280x760x415 | No.s | 1 | [5 empty] | 0
3 | PP4P425022 | Office table with drawer | No.s | 2 | [5 empty] | 0
4 |  | Aram Chair Cane back sheet | No.s | 4 | [5 empty] | 0
5 | PP4P406002 | Office rack solid top 760x930x315 | No.s | 1 | [5 empty] | 0
6 | PP4P411008 | Bench wooden firmed | No.s | 1 | [5 empty] | 0
7 | PP1P117012 | Socket set Taparia | No.s | 1 |  |  |  |  | 2800 | 2800
8 | PP1P119012 | Pipe Wrench18" | No.s | 1 |  |  |  |  | 375 | 375
9 | PP1P121001 | Slide/adjustable wrench 8" | No.s | 1 |  |  |  |  | 150 | 150
10 | PP2P205004 | Digital Multimeter (Small) | No.s | 1 |  |  |  |  | 450 | 450
11 | PP1P118009 | Screw Driver 12" | No.s | 1 |  |  |  |  | 50 | 50
12 |  | Nose Plier | No.s | 1 |  |  |  |  | 125 | 125
13 | PP1P116008 | BOX Spanner | No.s | 2 |  |  |  |  | 40 | 80
14 | PP1P1140020 | D/E Spanner 12x13 | No.s | 2 |  |  |  |  | 18 | 36
15 | PP1P114018 | D/E Spanner 14x15 | No.s | 2 |  |  |  |  | 21 | 42
16 | PP1P114017 | D/E Spanner 16x17 | No.s | 2 |  |  |  |  | 25 | 50
17 | PP1P114013 | D/E Spanner 18x19 | No.s | 2 |  |  |  |  | 31 | 62
18 | PP1P114011 | D/E Spanner 20x22 | No.s | 2 |  |  |  |  | 39 | 78
19 | PP1P115015 | Ring Spanner 12x13 | No.s | 2 |  |  |  |  | 35 | 70
20 | PP1P115016 | RIng Spanner 14x15 | No.s | 2 |  |  |  |  | 37 | 74
21 | PP1P115017 | Ring Spanner 16x17 | No.s | 2 |  |  |  |  | 44 | 88
22 | PP1P115018 | Ring Spanner 18x19 | No.s | 2 |  |  |  |  | 57 | 114
23 | PP1P115019 | Ring Spanner 20x22 | No.s | 2 |  |  |  |  | 67 | 134
24 | PP1P115020 | Ring Spanner 21x23 | No.s | 2 |  |  |  |  | 97 | 194
25 | PP4P426002 | Office table with with sun mica top 4.5'x3' | No.s | 1 |  |  |  |  | 1800 | 1800
26 | PP4P411004 | Office Chair with arm (S) model | No.s | 1 |  |  |  |  | 1000 | 1000
27 |  | Centrifuging machine 500galen capacity | No.s | 1 | [5 empty] | 0
28 | DD0D001010 | Desck Top computer make-HCl | No.s | 1 |  |  |  |  | 26600 | 26600
29 | DD0D005007 | BiLangual key board | No.s | 1 |  |  |  |  | 153 | 153
30 | DD1D102011 | Combo drive | No.s | 1 |  |  |  |  | 297 | 297
31 | DD0D004003 | TFT 39.5cm Monitor make HCL | No.s | 1 |  |  |  |  | 3330 | 3330
32 | DD1D101005 | UPS 1.0kva,/68vahmake-Uniline | No.s | 1 |  |  |  |  | 5157 | 5157
33 |  | Internal modem(56kbps) | No.s | 1 |  |  |  |  | 187 | 187
34 | PP4P411010 | Office chair | No.s | 6 | [5 empty] | 0
35 | PP4P425020 | office table | No.s | 2 | [5 empty] | 0
36 | PP4P426015 | office table with sunmica top4'x2' | No.s | 1 | [5 empty] | 0
37 | PP4P402009 | Steel Almirah1860x760x430mm | No.s | 1 | [5 empty] | 0
38 | PP4P402020 | Steel Almirah (small) | No.s | 1 | [5 empty] | 0
39 | PP4P413002 | Charan Safe | No.s | 1 | [5 empty] | 0
40 | PP1P101006 | box 67x44x29 | No.s | 1 | [5 empty] | 0
41 | DD2D203003 | Ms office 2007 standard molp without media | No.s | 1 |  |  |  |  | 11036 | 11036
42 | PP2P205001 | Multi meter make - Motwane | No.s | 1 |  |  |  |  | 6750 | 6750
43 | PP2P205001 | Multi meter make - Rishaabh | No.s | 1 |  |  |  |  | 6750 | 6750
44 | PP2P201001 | Tong Tester Make- Motwane | No.s | 1 |  |  |  |  | 10125 | 10125
45 | PP1P144006 | Discharge rod having 4.5 mtr. In 3peices1.5 mtr. Each &25 mtr.long cable | No.s | 1 |  |  |  |  | 13500 | 13500
46 | PP2P211001 | Vaccume cleanerMake-EurekaForbes | No.s | 1 |  |  |  |  | 11812 | 11812
47 | PP1P147006 | Hand Drill With all size bit Make-Bosch | No.s | 1 |  |  |  |  | 9900 | 9900
48 | PP1P126003 | Earth Tester Make -Waco | No.s | 1 |  |  |  |  | 9000 | 9000
49 | PP2P203002 | DC Load Tester | No.s | 1 |  |  |  |  | 11137 | 11137
50 | DD0D007019 | Multi functionPrinter Samsung SCX4521F Sl.No.-8p67bacz801714b | No.s | 1 |  |  |  |  | 12733 | 12733
51 | PP4P425021 | Table with both size drawer of size 5x3 feet | No.s | 1 |  |  |  |  | 15322.5 | 15322.5
52 | PP4P432005 | Computer table with one side drawer | No.s | 1 |  |  |  |  | 3972.5 | 3972.5
53 | PP4P403003 | Filling cabinet with four drawer of 52"x15"x27"(18-20Guage) | No.s | 1 |  |  |  |  | 12768.75 | 12768.75
54 | PP4P402018 | Almirah with five sleves | No.s | 2 |  |  |  |  | 12768.75 | 25537.5
55 | PP4P411008 | Steel bench with 3 seats | No.s | 1 |  |  |  |  | 9874.5 | 9874.5
56 | PP4P409022 | Low back Excutive chair | No.s | 1 |  |  |  |  | 5902 | 5902
57 | PP4P411012 | Vistor chair | No.s | 4 |  |  |  |  | 2724 | 10896
58 | PP4P412010 | Stool | No.s | 2 |  |  |  |  | 1135 | 2270
Scrap T&P at 132 KV Substation Pithoragarh
1 |  | Mobile phone R-220 make -Samsung | Nos. |  |  |  |  | 1 | 0 | 0
2 | PP4P411003 | Office Chair without arm (S) model | No.s |  |  |  |  | 4 | 550 | 2200
3 | DD2D201005 | Mc Afee Anti virus | No.s |  |  |  |  | 1 | 900 | 900
4 | PP2P204007 | Hand driven analog megger 5kv make-waco | No.s |  |  |  |  | 1 | 14062.5 | 14062.5
5 | PP2P204010 | Electronic Analog Megger5kv Make-Waco | No.s |  |  |  |  | 1 | 16312 | 16312
Stock material up to 22 feb 2021 of Sri Jitendra Joshi J.E. At 132 KV Sub Division Pithoragarh
S.n. | Item code | Item Description | Unit | Quqntity |  |  |  |  | Book Value per Unit | Total Cost
|  |  |  | Useable | Unservicable | Obsolete | Non Moving | Scrap
1 | AA0A005001 | ACSR Panther Conductor | Mtr. | 711 |  |  |  |  | 82.5 | 58657.5
2 | AA0A005001 | Old used & damaged ACSR panther conductor | Mtr. | 1814 |  |  |  |  | 50 | 90700
3 | AA0A005001 | ACSR panther conductor | KM | 1.3 |  |  |  |  | 82500 | 107250
4 | AA0A008001 | old & used ACSR Dog conductor in pieces | Mtr. | 2010 |  |  |  |  | 76.5 | 153765
5 | AA1A102001 | old & used 7/10 SWG earth wire in pieces | Kg | 1377 |  |  |  |  | 10 | 13770
6 | AA0A008001 | ACSR dog conductor | km | 0.99 |  |  |  |  | 85125 | 84273.75
7 | FF2F233012 | Template for “C” type tower | M.T. | 0.71 |  |  |  |  | 29841 | 21187.11
8 | FF2F233010 | Template for “B” type tower | M.T. | 0.666 |  |  |  |  | 27000 | 17982
9 | FF4F402123 | Hot dip galv. Flat washer 16*5 mm | No. | 1000 |  |  |  |  | 3.38 | 3380
10 | FF0F003011 | Galv. Tower parts for “C” type | M.T. | 21.95548 |  |  |  |  | 116905 | 2566705.3894
11 | FF4F401027 | Galv. Nuts & bolts16*35 , W.T/Pcs.= 0.117kg | kg | 145.432 |  |  |  |  | 116.905 | 17001.728
12 | FF4F401024 | Galv. Nuts & bolts16*40 , W.T/Pcs.= 0.125kg | kg | 185.625 |  |  |  |  | 116.905 | 21700.4906
13 | FF4F401025 | Galv. Nuts & bolts16*45 , W.T/Pcs.= 0.133kg | kg | 112.655 |  |  |  |  | 116.905 | 13169.9328
14 | FF4F401023 | Galv. Nuts & bolts16*50 , W.T/Pcs.= 0.141kg | kg | 138.756 |  |  |  |  | 116.905 | 16221.2702
15 | FF4F401022 | Galv. Nuts & bolts16*55 , W.T/Pcs.= 0.149kg | kg | 14.902 |  |  |  |  | 116.905 | 1742.1183
16 | FF4F401019 | Galv. Nuts & bolts16*60 , W.T/Pcs.= 0.157kg | kg | 0.938 |  |  |  |  | 116.905 | 109.6569
17 | FF4F401008 | Galv. Nuts & bolts16*175 , W.T/Pcs.= 0.417kg | kg | 104.162 |  |  |  |  | 116.905 | 12177.0586
18 | FF4F402104 | M 16 pack washer 6mm w.t/Pcs=0.034kg | kg | 9.52 |  |  |  |  | 116.905 | 1112.9356
19 | FF4F402103 | M 16 pack washer 8mm w.t/Pcs=0.045kg | kg | 10.08 |  |  |  |  | 116.905 | 1178.4024
20 | FF4F402104 | M 16 pack washer 10mm w.t/Pcs=0.057kg | kg | 7.98 |  |  |  |  | 116.905 | 932.9019
21 | FF4F402105 | M 16*5 pack washer w.t/Pcs=0.011kg | kg | 44.507 |  |  |  |  | 116.905 | 5203.0908
22 | FF4F402139 | MS channel size 125*65 mm for top channel of SP-72 pole | M.T. | 0.386 |  |  |  |  | 73775 | 28477.15
23 | FF2F233003 | GI template B-type | M.T. | 3.587 |  |  |  |  | 76250 | 273508.75
24 | FF2F233005 | GI template C-type | M.T. | 4.065 |  |  |  |  | 76250 | 309956.25
25 | II5I501004 | Mid Span Joints | No. | 110 |  |  |  |  | 80 | 8800
26 | II5I502004 | Repair Sleeve for Panther | No. | 104 |  |  |  |  | 40 | 4160
27 | II5I501009 | Mid Span Joint for Earth wire | No. | 27 |  |  |  |  | 30 | 810
28 | II8I801005 | Single Tension Fitting for Panther Conductor | No. | 1 |  |  |  |  | 980 | 980
29 | II0I002001 | 11kv 120 KN disc insulator | No. | 159 |  |  |  |  | 464 | 73776
30 | II0I002002 | 120 KN silicon rubber/polymer disc insulator including cross arm & conductor end fitting | Nos. | 8 |  |  |  |  | 9363.75 | 74910
31 | II1I102004 | PG clamp moose to panther 4 bolted type | Nos. | 19 |  |  |  |  | 1475.5 | 28034.5
32 | II1I102001 | PG clamp moose to moose | Nos. | 15 |  |  |  |  | 2258.65 | 33879.75
33 | II0I002001 | disc insulator | Nos | 120 |  |  |  |  | 464 | 55680
34 | II0I004001 | 70 KN 11kv disc insulator | Nos | 555 |  |  |  |  | 300 | 166500
35 | II8I807008 | Gun fitting for ACSR Dog conductor | Nos | 36 |  |  |  |  | 420 | 15120
36 | II8I801005 | Tension Fitting (120Kn) for Panther conductor complete | Nos | 12 |  |  |  |  | 9555.64 | 114667.68
37 |  | Steel rope ½” dia best quality ISI mark | Mtr. | 280 |  |  |  |  | 355.95 | 99666
38 |  | Banded & damaged tower parts | M.T. | 1.19 |  |  |  | 1 | 29841 | 65351.79
39 |  | Heavy duty turn buckle | No. | 1 |  |  |  |  | 9902.87 | 9902.87
40 |  | Dismantled old & damaged tower parts | M.T. | 3.24947 |  |  |  |  | 29841 | 96967.4343
41 |  | MS angel size 65*65*6 mm for bracing of SP-72 pole | M.T. | 0.3574 |  |  |  |  | 79450 | 28395.43
42 |  | old & used tower parts | M.T. | 8.1325 |  |  |  |  | 29841 | 242681.9325
43 |  | Old & used heavy duty turn buckle | Nos | 8 |  |  |  |  | 9080 | 72640
44 |  | D Shackel GI Small Size | Nos | 7 |  |  |  |  | 808.3 | 5658.1
Format of Monthly Inventory for Uploading on PTCUL Website
Name of Circle/ Zone:- | [6 empty] | Name of Substation |  |  | Sitarganj
Name of Division 132 KV O&M Div. PTCUL SItarganj | [6 empty] | Stock Inventory for the Month of Feb.2021
SR. No. | Item Code | item Description | Unit | Quantity | [5 empty] | Book Value
|  |  |  | Useable | Unserviceable | Obsolete | Non-Moving | Scrap | Unit Rate
1 | B30II0I004001 | 11KV 7o KN Disc insulator | NO | 3 | …. | …. | …. | …. | 281 | 843
2 | II4I402002 | Tension clamp for earth wire | No | 2 | …. | …. | …. | …. | 175 | 350
3 | AA0A005001 | ACSR Panther Conductor old &used(in bits) | Metre | 4400 | …. | …. | …. | …. | 30 | 132000
4 | II0I002002 | 120KN Disc insulator (old used) | No | 735 | …. | …. | …. | …. | 90 | 66150
5 | FF4F401024 | Hexagon Gi Nut & Bolt Size M16(16*40) | Kg | 25 | …. | …. | …. | …. | 315 | 7875
6 | FF4F401023 | Hexagon Gi Nut & Bolt Size M16(16*50) | Kg | 30 | …. | …. | …. | …. | 320.25 | 9607.5
7 | II4I402002 | Tension clamp for earth wire 7/10 SWG | No | 6 | …. | …. | …. | …. | 1416 | 8496
8 | II8I801005 | Single tension fitting for ACSR panther conductor | No | 8 | …. | …. | …. | …. | 5369 | 42952
9 | JJ1J103018 | Spring charge motor | No. | 2 | …. | …. | …. | …. | 12267 | 24534
10 | JJ2J201010 | Density monitor switch | No. | 1 | …. | …. | …. | …. | 0 | 0
11 | JJ1J103005 | 132 KV Feeder Trip coil ( CGL Breaker) | No. | 2 | …. | …. | …. | …. | 0 | 0
12 | JJ1J103007 | 132 KV Feeder Close coil ( CGL Breaker) | No. | 2 | …. | …. | …. | …. | 0 | 0
13 |  | Rotatary Bearing for 132 KV Isolator | No. | 3 | …. | …. | …. | …. | 0 | 0
14 | VV6V603006 | 132 KV 200/100/1,1,1 Amp CT old & Used | No. | 1 | …. | …. | …. | …. | 50000 | 50000
15 | HH9H901012 | 132 KV Isolator terminal Connector for Zebra conductor | No. | 2 | …. | …. | …. | …. | 834.22 | 1668.44
16 |  | 40 MVA T/F NEWTRAL Bushing Connector for Felt 4 (N+B) | No. | 1 | …. | …. | …. | …. | 945.46 | 945.46
17 | II1I104001 | PG Clamp for Zebra To Zebra Conductor | No. | 1 | …. | …. | …. | …. | 834.22 | 834.22
18 | HH8H801002 | 33 KV isolator Jaw & blade Set Complete 800 Amp | No. | 2 | …. | …. | …. | …. | 6980.25 | 13960.5
19 | HH8H801003 | 33 KV isolator Jaw & blade Set Complete 1250 Amp | No. | 1 | …. | …. | …. | …. | 8841.67 | 8841.67
20 | JJ2J202002 | Circuit Breaker control switch | No. | 4 | …. | …. | …. | …. | 2459 | 9836
21 | JJ3J302003 | Contactor for spring charge motor CGL Breaker | No. | 2 | …. | …. | …. | …. | 7882.5 | 15765
22 | VV4V404001 | PRV For 40 MVA T/F | No. | 2 | …. | …. | …. | …. | 22132.5 | 44265
23 |  | LT Cubical 900*750*500 mm | No. | 1 | …. | …. | …. | …. | 74115.5 | 74115.5
24 | JJ1J103005 | Tripping/Closing Coil 132 KV ABB CB | No. | 3 | …. | …. | …. | …. | 3915.75 | 11747.25
25 | KK0K005001 | 33 KV LA Complete with Meter | No. | 1 | …. | …. | …. | …. | 37114.33 | 37114.33
26 | VV6V605004 | 33 KV CT 800/400/111 | No. | 1 | …. | …. | …. | …. | 55501.5 | 55501.5
27 | II2I204001 | C- wedge clamp Zebra to zebra | No. | 1 | …. | …. | …. | …. | 3030.45 | 3030.45
28 | II2I205001 | C- wedge clamp Panther to Panther | No. | 6 | …. | …. | …. | …. | 2587.71 | 15526.26
29 | KK4K401003 | 145 KV Post insulator | No. | 3 | …. | …. | …. | …. | 15000 | 45000
30 | TT1T101030 | Log sheet register (26.04.2019Received) | No. | 14 | …. | …. | …. | …. | 488.05 | 6832.7
31 | AA0A001001 | ACSR Moose Conductor | Metre | 200 | …. | …. | …. | …. | 300 | 60000
32 | JJ8J802001 | SF6 Gas Empty Cylinder | No. | 2 | …. | …. | …. | …. | 0 | 0
33 | JJ4J401005 | 33KV Circuit breaker Clamp For panther conductor | No | 2 | …. | …. | …. | …. | 767 | 1534
34 |  | 33kv PT Clamp for panther conductor | No | 4 | …. | …. | …. | …. | 531 | 2124
35 | HH9H901016 | 33kv Isolater Clamp for panther conductor | No | 2 | …. | …. | …. | …. | 733.96 | 1467.92
36 | JJ4J401001 | 33 KV circuit breaker Clamp for tarantula conductor | No | 3 | …. | …. | …. | …. | 1416 | 4248
37 |  | 33kv isolator Clamp for tarmtula conductor | No | 2 | …. | …. | …. | …. | 1180 | 2360
38 |  | 33kv one side 13 mm grove with cu sleeve ct clamp other side panther conductor | No | 5 | …. | …. | …. | …. | 1416 | 7080
39 | II1I105001 | PG clamp panther to panther | No | 1 | …. | …. | …. | …. | 822.55 | 822.55
40 | VV2V204015 | 40 MVA T/F HV Side Bushing clamp For Zebra conductor | No | 1 | …. | …. | …. | …. | 1298 | 1298
41 | VV2V204016 | 40 MVA T/F LV Side Bushing clamp For Tarantula conductor | No | 1 | …. | …. | …. | …. | 2242 | 2242
42 | II1I104002 | PG clamp for Zebra to panther conductor | No | 1 | …. | …. | …. | …. | 649 | 649
43 | JJ8J801001 | Sulphur Hex Fluoride (SF-6) Gas . | KG | 15 | …. | …. | …. | …. | 5786.1 | 86791.5
44 | JJ4J401009 | 132 kv circuit breaker Clamp for panther conductor | No | 2 | …. | …. | …. | …. | 649 | 1298
45 | VV7V701015 | 132KV CT Clamp for Zebra Conductor | No | 5 | …. | …. | …. | …. | 1168.2 | 5841
46 |  | 132KV CT Clamp for Panther Conductor | No | 2 | …. | …. | …. | …. | 1174.1 | 2348.2
47 | VV9V901005 | 132 KV PT Clamp for zebra conductor | No | 2 | …. | …. | …. | …. | 1298 | 2596
48 | KK0K003001 | 132 Lighting Arrester(Old& Used) | No | 2 | …. | …. | …. | …. | 800 | 1600
49 | KK0K005001 | 33KV Lighting Arrester Old & Used | No. | 2 | …. | …. | …. | …. | 1100 | 2200
50 | II6I601004 | Armrd rod for panther | Set | 18 | …. | …. | …. | …. | 1371.71 | 24690.78
51 | II5I501004 | Mid Span joint for panther conductor | No | 35 | …. | …. | …. | …. | 1067.05 | 37346.75
52 | VV8V805001 | 33KV PT (Old& Used) | No | 2 | …. | …. | …. | …. | 800 | 1600
53 | VV7V701011 | CT to Rarantulla Terminal Connector. | No | 5 | …. | …. | …. | …. | 1174.1 | 5870.5
54 | VV6V603005 | 132 KV CT 200/100/1A 0.2 class | No | 1 | …. | …. | …. | …. | 193800 | 193800
55 | FF2F207034 | Template foe 132 KV D/C C+9 Type Tower Lattice Structure Stub Template(Old& Used) | Mt | 0.705 | …. | …. | …. | …. | 97589.19 | 68800.3789
56 | II5I502004 | Repair Sleeve for ACSR Panther Conductor | No | 19 | …. | …. | …. | …. | 622.97 | 11836.43
57 | FF1F103013 | Double Circuit Dismantial Tower C+6 Type(Old & Used) | Kg. | 16955 | …. | …. | …. | …. | 24.647 | 417889.885
58 | II8I802005 | Double tension Fittings For arcs panther conductor(Old& Used) | Set | 24 | …. | …. | …. | …. | 100 | 2400
59 | II5I503005 | Vibration Dampers for ACSR Panther Conductor (Old& Used) | No | 3 | …. | …. | …. | …. | 30 | 90
60 | II8I804005 | Single Suspention fitting for ACSR panther conductor | No | 6 | …. | …. | …. | …. | 2242 | 13452
61 |  | Old& Used 145 KV CVT 3 Core Accurecy Class .2 132 KV /110Volt132 KV CVT | No | 1 | …. | …. | …. | …. | 15000 | 15000
62 |  | PT (Potential Transformer )Single Phase 33 KV/110 Volt | No | 1 | …. | …. | …. | …. | 57600 | 57600
63 |  | 132 kv CT Damaged & Burned (01.02.2021) Rece. Back | No. | 1 |  |  |  |  | 2200 | 2200
64 | II1I107001 | P.G. Clamp for ACSR Wolf to Wolf Conductor | No | 24 | …. | …. | …. | …. | 696.2 | 16708.8
[9 empty] | Total | 1743577.474
Scrap
SR. No. | Item Code | item Description | Unit | Quantity | [5 empty] | Book Value
|  |  |  | Useable | Unserviceable | Obsolete | Non-Moving | Scrap
|  | A Type Tower Scrap | Kg | … | …. | …. | …. | 3300 | 30 | 99000
|  | TD 30 B type tower stub setting templates (old used) Scraps | kg | … | …. | …. | …. | 936 | 25 | 23400
|  | Iron packing case scrap | kg | … | …. | …. | …. | 225 | 20 | 4500
|  | GI Angle of (different size) TD 30 B Type D/C Tower(old & used)Scrap | KG | … | …. | …. | …. | 10100 | 20 | 202000
|  | 33 KV VCB BHEL Make Obsolete/Scrap | No. | … | …. | …. | …. | 8 | 5000 | 40000
|  | T/F oil Empty Drums | No. | … | …. | …. | …. | 82 | 250 | 20500
|  | 132 KV 200/100/1,1,1 Amp CT Damaged | No. | … | …. | …. | …. | 3 | 15000 | 45000
|  | AL Scrap | Kg. | … | …. | …. | …. | 1.6 | 120 | 192
|  | 33 KV /110V PT Damaged & burned | No. | … | …. | …. | …. | 1 | 4000 | 4000
|  | 132 kv CT Damaged & Burned | No. | … | …. | …. | …. | 6 | 2200 | 13200
|  | 33 KV CT Defective Scrap | No. | … | …. | …. | …. | 1 | 2000 | 2000
|  | 1200 MM Ceiling fans (Defective & Scrap) | No | … | …. | …. | …. | 3 | 150 | 450
|  | Fencing Scrap | Kg. | … | …. | …. | …. | 330 | 15 | 4950
[7 empty] | Total |  |  | 459192
|  | JE Name |  |  | AE Name |  |  |  |  | EE Name
Format of Monthly Inventory for Uploading on PTCUL Website
Name of Circle/ Zone:-O&M PTCUL Haldwani |  |  |  |  | Name of Substation :-132/33 KV S/S Eldeco Sitarganj
Name of Division :- O&M Division PTCUL SItarganj |  |  |  |  | Stock Inventory for the Month of -Feb.2021
SR. No. | Item Code | item Description | Unit | Quantity |  |  |  |  | Book Value
|  |  |  | Useable | Unserviceable | Obsolete | Non-Moving | Scrap
1 | FF4F403002 | M.S Nut & Bolt - M16(16*50) Hexagon type | Kg | 50 | …. | …. | …. | …. | 11210
2 | HH8H801004 | 33 KV Isolater Spare Jaws 800 Amp. | No | 11 | …. | …. | …. | …. | 53542.5
3 | HH8H802003 | 33 KV Isolater Spare Blade 800 Amp. | NO | 7 | …. | …. | …. | …. | 39235
4 | HH9H901012 | 132 KV Isolator Clamp single Zebra | No | 6 | …. | …. | …. | …. | 7788
5 | HH9H901016 | 33 KV Isolator Clamp single Panter | NO | 3 | …. | …. | …. | …. | 1593
6 | II1I105001 | PG Clamp Panther- Panther | NO | 6 | …. | …. | …. | …. | 4248
7 | II1I105003 | PG Clamp Panther - Dog | No | 66 | …. | …. | …. | …. | 49064.4
8 | II2I205001 | C-wedge Clamp Panther- Panther | No | 30 | …. | …. | …. | …. | 78942
9 | II3I305001 | T-Connector Panther- Panther | No. | 50 | …. | …. | …. | …. | 36875
10 | JJ4J401001 | 33 KV Circuit Breaker Connector Tarantulla | No. | 5 | …. | …. | …. | …. | 7080
11 | JJ4J401005 | 132 KV Circuit Breaker Connector Zebra | No. | 4 | …. | …. | …. | …. | 3304
12 | JJ4J401009 | 33 KV Circuit Breaker Connector Panther | No. | 4 | …. | …. | …. | …. | 3304
13 | JJ8J801001 | SF-6 Gas | Kg | 6 | …. | …. | …. | …. | 34784.1
14 | JJ8J802001 | Empty Cylinder | No. | 1 | …. | …. | …. | …. | 0
15 | KK0K003001 | Lighting Arrestor old & used 132 KV | No. | 3 | …. | …. | …. | …. | 3000
16 | KK0K005001 | Lighting Arrestor 33 KV OLD & USED | No. | 1 | …. | …. | …. | …. | 1100
17 | TT1T101030 | Genral Registers-Log Sheet | No. | 8 | …. | …. | …. | …. | 3870.4
18 | VV3V301001 | Transformer Oil | Ltr | 5432 | …. | …. | …. | …. | 397405.12
19 |  | Transformer Oil Empty Drum | No. | 2 |  |  |  |  | 100
20 | VV6V605006 | Current Transformer 36 KV 800-400/1A 3 core | No. | 2 | …. | …. | …. | …. | 113044
21 | VV7V701011 | 33 KV Current Transformer Terminal Connectors Single Tarantula ACSR | No. | 4 | …. | …. | …. | …. | 5664
22 | VV7V701015 | 132 KV Current Transformer Terminal Connectors Single Zebra ACSR | No. | 6 | …. | …. | …. | …. | 5664
23 | VV7V701019 | 33 KV Current Transformer Terminal Connectors Single Panther ACSR | No. | 4 | …. | …. | …. | …. | 3776
24 | VV8V805002 | PT (Potential Transformer) 1-phase, 33KV/110 Volt | No. | 1 | …. | …. | …. | …. | 57600
25 | VV9V901005 | 132 KV CVT Clamps Single Zebra ACSR | No. | 6 | …. | …. | …. | …. | 7788
26 |  | 33 KV Isolator clamp for Tarantula conductor | No. | 3 | …. | …. | …. | …. | 3540
27 |  | 1600 Ampere Blades for 33 KV Isolator | No. | 1 | …. | …. | …. | …. | 8242.3
28 |  | 1600 Ampere Jaws for 33 KV Isolator | No. | 7 | …. | …. | …. | …. | 59224.2
29 | HH8H801010 | Housing assembly for 33 KV Jaw and blades | No. | 18 | …. | …. | …. | …. | 62084.5
30 | II2I204001 | C-wedge Clamp Zebra - Zebra | No. | 21 | …. | …. | …. | …. | 73101
31 | II2I201005 | C-wedge Clamp Tarantula - Panther | No. | 2 | …. | …. | …. | …. | 7788
32 |  | Tap position indicator model-EE-601/1 kΩ power 110v/230v 50hz,5w size 96x96mm | No. | 2 | …. | …. | …. | …. | 11505
33 |  | Remote winding temperature indicator digital repeater rang-0-150ºcsize-96x96mm | No. | 4 | …. | …. | …. | …. | 23600
34 |  | Remote Oil temperature indicator digital repeater rang-0-150ºcsize-96x96mm | No. | 2 | …. | …. | …. | …. | 11505
35 |  | AE Make flush type 3p-3E digital Ampire Meter input 0-1A SIZE-96X96MM AUXILAY SUPPLY 110V dc,50hZ CTR 400/1A | No. | 2 | …. | …. | …. | …. | 11800
36 |  | AE Make flush type 3p-3E digital MW Meter input 10-0-10MA DC SIZE-96X96MM AUXILAY SUPPLY 110V dc,50hZ Ptr 33/110v | No. | 1 | …. | …. | …. | …. | 5723
37 |  | AE Make flush type 3p-3E digital MVAR Meter input 10-0-10MA DC SIZE-96X96MM AUXILAY SUPPLY 110V dc,50hZ Ptr 33/110v | No. | 1 | …. | …. | …. | …. | 5723
38 |  | Mid Span Joint for Panther Conductor | No. | 2 | …. | …. | …. | …. | 2134.1
39 |  | Single Suspention fitting for ACSR Panther Conductor | No. | 1 | …. | …. | …. | …. | 2242
40 |  | Repair Sleeve for ACSR Panther Conductor | No. | 1 | …. | …. | …. | …. | 622.97
41 |  | 800 Amp. Blade for 33 KV Isolator old & used | No. | 6 | …. | …. | …. | …. | 3000
42 |  | Old & Used 33 KV Outdoor single Phase C.T.Ratio 400/200/1 Amp.3 core accuracy class 0.2 | No. | 3 | …. | …. | …. | …. | 30000
43 |  | Old & Used 145 KV CVT 3 Core accurecy Class (132KV/110 volt) | No. | 2 | …. | …. | …. | …. | 30000
44 |  | Wave Trap Connector for ACSR Zebra Conductor | No. | 2 | …. | …. | …. | …. | 2230.2
45 |  | 40 MVA T/F HV Busing Terminal Connector for Zebra Conductor | No. | 1 | …. | …. | …. | …. | 1876.3
46 |  | 40 MVA T/F LV Busing Terminal Connector for Tarantula Conductor | No. | 2 | …. | …. | …. | …. | 3988.7
|  | Tripping Coil of 33 KV ABB Make | NO. | 2 | …. | …. | …. | …. | 5865
[7 empty] | Total |  | 1295776.79
SR. No. | Item Code | item Description | Unit | Quantity |  |  |  |  | Book Value
|  |  |  | Useable | Unserviceable | Obsolete | Non-Moving | Scrap
1 | VV3V302003 | Defective Buchhoiz Relay (GOR-3M) | No | … | …. | …. | …. | 1 | 200
2 | KK0K003001 | 132 KV LA Damage and burned with S/C | No | … | …. | …. | …. | 3 | 4500
3 | KK0K005001 | 33 KV LA Damage and burned with S/C | No | … | …. | …. | …. | 2 | 400
4 | AA1A102001 | Earth wire | kg | … | …. | …. | …. | 13515 | 135150
[7 empty] | Total |  | 140250
|  | JE Name:-Mohan Singh |  | AE Name :-Mahipal Singh |  |  | EE Name:-Md. Shawez
Substation Stock Inventory Status for the month of February 2020
Name of Circle/ Zone:- Kumaon Zone
Name of Division:- 220 KV O&M Division Pantnagar | [9 empty] | Name of Substation 220 KV Substation Pantnagar
Name of Sub-Division:- 220 KV Sub-Division Pantnagar | [9 empty] | Month of February 2020
S.No. | Item Code | Item Description | Unit | Unit Rate in Rs. | Useable |  | Dismantle/Incomplete/ Damage/Unservicable |  | Obsolete |  | Scrap |  | Non Moving
[5 empty] | Qty. | Total Amount in Rs. | Qty. | Total Amount in Rs. | Qty. | Total Amount in Rs. | Qty. | Total Amount in Rs. | Qty. | Total Amount in Rs.
2 | AA0A002001 | ACSR Conductor Moose | Mtr. | 300 | 1910 | 573000
|  |  | Mtr. | 317 | [6 empty] | 283.5 | 89869.5
4 | AA0A004001 | ACSR Conductor Zebra | Mtr. | 233.5 | [6 empty] | 100 | 23350
5 | AA0A005001 | ACSR Conductor Panther | Mtr. | 18 | [6 empty] | 22520 | 405360
|  |  | Mtr. | 100 | [6 empty] | 1285 | 128500
14 | AA1A102001 | GI Earth Wire 7/10 SWG | Mtr. | 34.5 | [6 empty] | 127 | 4381.5
26 | AA5A501004 | IPS Aluminium Tube 4" | Mtr. | 1623.2 | 136.7 | 221891.44
|  | Earth wire & Fitting Scrap | Kg | 10 | 25330 | 253300
|  | Empty earth wire drum | No. | 100 | 19 | 1900
5 | BB002002 | Capacitor Cell- 331kvar, 6.9kv | No. | 44252.75 | 4 | 177011
|  |  | No. | 150 | [6 empty] | 8 | 1200
|  | Capacitor Cell- 331kvar, 6.9kv | No. | 38322 | 1 | 38322
12 | CC0C002008 | PVC Control Cable - W/o Armoured- 10x2.5mm | Mtr | 245.16 | 103 | 25251.48
|  |  | Mtr | 253.7 | 400 | 101480
|  |  | Mtr | 264.438 | 131 | 34641.378
15 | CC0C002011 | PVC Control Cable - W/o Armoured- 4x2.5mm | Mtr | 153.225 | 191 | 29265.975
17 | CC0C002013 | PVC Control Cable - W/o Armoured- 2x2.5mm | Mtr | 146.91 | 290 | 42603.9
43 | CC1C102012 | Power Cable - 440V LT - - 3.5x35 Sq. mm | Mtr | 219 | 1029 | 225351
|  |  | Mtr | 186.086 | 500 | 93043
83 | CC4C401001 | HF Cable -75 Ohm HP CABLE- | Mtr | 235.75 | 555 | 130841.25
229 | FF2F206006 | Stub for 132KV D/c B Type | MT | 61000 | 0.399 | 24339
260 | FF2F207022 | Template A Type for 220KV Single Circuit | MT | 61000 | [6 empty] | 10.34 | 630740
284 | FF2F207046 | Template Non GI (A,B,C Type) | MT | 60603 | [6 empty] | 7.903 | 478945.509
287 | FF3F301002 | Strcture- Pipe | MT | 74000 | 1.05 | 77700
313 | FF3F301028 | Strcture-HT | MT | 56996 | 5.112 | 291363.552
314 | FF3F301029 | Strcture-MT | MT | 53115 | 7.813 | 414987.495
327 | FF3F301042 | Strcture-33KV Isolator | MT | 74000 | 0.781 | 57794
329 | FF3F302001 | Tower Parts- GI | MT | 28491.4 | [6 empty] | 18.557 | 528714.9098
|  |  | MT | 25000 | [6 empty] | 2.26 | 56500
333 | FF4F401002 | Galvanised Nuts & Bolts-30x00 mm | MT | 61000 | 0.169 | 10309
346 | FF4F401015 | Galvanised Nuts & Bolts-16x70 mm | No.
381 | FF4F401050 | Galvanised Nuts & Bolts-10x85 mm | No.
424 | FF4F402025 | HOT dipped Galvanised-16x45 mm/ (5/8"x1*3/4 | No. | 10 | 615 | 6150
426 | FF4F402027 | HOT dipped Galvanised-16x35 mm | No. | 10 | 650 | 6500
581 | FF9F904003 | Copper -Bond Round | No | 386 | 10 | 3860
|  | 132 KV Line Fitting old & used | MT | 10000 | [6 empty] | 1.6 | 16000
1 | GG0G001001 | Maintenance material Petrollium Jelly | No. | 489.66 | 4 | 1958.64
3 | GG0G001003 | Maintenance material CRC 400 ML Bottel | No. | 587.6 | 6 | 3525.6
|  | 220 KV Isolator Male Arm 1600 A | No. | 0 | 0 | 0
|  | 220 KV Isolator Female Arm 1600 A | No. | 0 | 0 | 0
3 | HH0H002001 | Line Isolator 220 KV with Earth switch | No. | 400000 | 1 | 400000
63 | HH6H602001 | 132 KV Isolater Spare Blade Male contact | No. | 8501 | 1 | 8501
64 | HH6H602002 | 132 KV Isolater Spare Blade Female Contact | No. | 8513 | 1 | 8513
81 | HH8H801004 | 33 KV Isolater Spare Jaws 800 Amp. | No. | 5876 | 1 | 5876
90 | HH8H802003 | 33 KV Isolater Spare Blade 800 Amp. | No. | 0 | 0 | 0
|  |  | No. | 5882.3 | 3 | 17646.9
101 | HH9H901002 | Isolator Clamp Rigid terminal connector 4" AL tube (33KV) | No. | 0 | 0 | 0
102 | HH9H901003 | Isolator Clamp Through type for 4” IPS Al tube (132KV) | No. | 2904 | 10 | 29040
|  |  | No. | 3593.1 | 1 | 3593.1
106 | HH9H901007 | Isolator Clamp Twin moose | No. | 2891 | 2 | 5782
|  |  | No. | 2330.5 | 2 | 4661
107 | HH9H901008 | Isolator Clamp Single moose | No. | 979.33 | 4 | 3917.32
|  | 132 KV Isolater Spare 1600 A Blade Male contact | No. | 29323 | 2 | 58646
|  | 132 KV Isolater Spare 1600 A Blade Female Contact | No. | 29323 | 2 | 58646
|  | 132 KV Fixable type Isolator Clamp for 4"IPS Tube | No. | 0 | 0 | 0
|  | 132 KV Isolator clamp for Moose to 40 mm | No. | 0 | 0 | 0
|  | 33 KV Isolater Spare Blade 1600 Amp. | No. | 9982.83 | 2 | 19965.66
|  | 33 KV Isolater Spare Jaws 1600 Amp. | No. | 9145 | 1 | 9145
|  | 4" IPS Tube Clamp for Twin Moose | No.
1 | II0I001001 | Disc Insulator 160 KN Porceline | No. | 250 | 15 | 3750
3 | II0I002001 | Disc Insulator 120 KN Porceline | No. | 120 | 1060 | 127200
7 | II0I004001 | Disc Insulator 70 KN | No. | 281 | 20 | 5620
|  |  |  | 100 | 439 | 43900
15 | II1I102001 | PG Clamp Moose- Moose | No. | 1078.3 | 4 | 4313.2
48 | II2I202001 | C-wedge Clamp Moose- Moose | No. | 0 | 0 | 0
|  | C-wedge Clamp Moose- Moose | No. | 3030.4 | 16 | 48486.4
56 | II2I204001 | C-wedge Clamp Zebra- Zebra | No. | 0 | 0 | 0
|  |  | No. | 2933.6 | 11 | 32269.6
57 | II2I204002 | C-wedge Clamp Zebra- Panther | No. | 2175.5 | 34 | 73967
59 | II2I205001 | C-wedge Clamp Panther- Panther | No. | 2061 | 50 | 103050
67 | II3I302001 | T-Connector Moose- Moose | No. | 0 | 0 | 0
|  | T Clamp for Twin Moose to Single Moose | No. | 1976.5 | 2 | 3953
|  |  | No. | 1947 | 2 | 3894
91 | II4I402001 | Earth Wire Tension Clamp 7/9 SWG | No. | 586 | 17 | 9962
94 | II4I403001 | Earth Wire Suspension Clamp 7/9 SWG | No. | 473 | 62 | 29326
130 | II5I501001 | MS Joint/ Repair Sleeve/ Vibration Damper Mid Span Joint Moose | No. | 1888 | 20 | 37760
132 | II5I501003 | Mid Span Joint Zebra | No. | 1298 | 50 | 64900
|  |  | No. | 854 | 2 | 1708
|  |  | No. | 1007.7 | 6 | 6046.2
133 | II5I501004 | Mid Span Joint Panther | No. | 1298 | 36 | 46728
|  |  | No. | 545 | 55 | 29975
137 | II5I501008 | Mid Span Joint 7/9 SWG | No. | 708 | 15 | 10620
138 | II5I501009 | Mid Span Joint 7/10 SWG | No. | 531 | 15 | 7965
|  |  | No. | 100 | 18 | 1800
139 | II5I502001 | Repair Sleeve Moose | No. | 1298 | 15 | 19470
141 | II5I502003 | Repair Sleeve Zebra | No. | 1062 | 20 | 21240
|  |  | No. | 1209.26 | 6 | 7255.56
|  | Repair Sleeve Zebra | No. | 308 | 52 | 16016
142 | II5I502004 | Repair Sleeve Panther | No.
147 | II5I502009 | Repair Sleeve 7/10 SWG | No. | 531 | 15 | 7965
150 | II5I503003 | Vibration Damper Zebra | No. | 1728.7 | 10 | 17287
151 | II5I503004 | Vibration Damper Panther | No. | 480 | 100 | 48000
155 | II5I503008 | Vibration Damper 7/9 SWG | No. | 1298 | 30 | 38940
156 | II5I503009 | Vibration Damper 7/10 SWG | No. | 1062 | 30 | 31860
160 | II6I601001 | Armour Rod/ Jumpher Cone/ Plate/ Bird Guard Armour Rod Moose | Set | 1730 | 3 | 5190
163 | II6I601004 | Armour Rod Panther | No. | 1000 | 19 | 19000
224 | II801009 | Single Tension Fitting 7/9 SWG | No. | 1888 | 25 | 47200
225 | II801010 | Single Tension Fitting 7/10 SWG | No. | 1534 | 10 | 15340
230 | II8I802005 | Double Tension Fitting Panther | No. | 3500 | 1 | 3500
247 | II8I804009 | Single Suspension Fitting 7/10 SWG | No. | 1888 | 15 | 28320
248 | II8I804010 | Single Suspension Fitting 7/10 SWG | No. | 1534 | 10 | 15340
|  | Pilot fitting for Zebra | No. | 1713 | 77 | 131901
|  | Bolted tension fitting for ACSR Moose | No. | 9440 | 10 | 94400
|  | Bolted tension fitting for ACSR Zebra | No. | 4720 | 10 | 47200
|  | T Clamp 40mm for Moose | No. | 978.17 | 4 | 3912.68
|  | Bushing Sleeve | No. | 0 | 0 | 0
3 | JJ0J002001 | Circuit Breaker 220KV Air Blast | No. | 10000 |  |  | 7 | 70000
12 | JJ0J005002 | Circuit Breaker 33KV 110V DC SF-6 | No. | 4500 | 1 | 4500 |  |  |  |  | 1 | 4500
123 | JJ1J105001 | Circuit Breaker Sapres 33KV 220V DC Trip Coil | No. | 0 | 0 | 0
127 | JJ1J105005 | Circuit Breaker Sapres 33KV 110V DC Trip Coil | No | 4797.55 | 1 | 4797.55
196 | JJ2J201010 | Circuit Breaker Auxiliary switch Density moniter switch | No | 0 | 1 | 0
216 | JJ3J301001 | Control panel Spares Relay Thermal Overload realy | No | 1529 | 4 | 6116
227 | JJ4J401003 | Circuit Breaker Connector Moose | No | 731.63 | 3 | 2194.89
|  |  | No | 830.71 | 7 | 5814.97
|  |  | No | 979.33 | 4 | 3917.32
228 | JJ4J401004 | Circuit Breaker Connector Twin Moose | No | 2094.5 | 2 | 4189
397 | JJ8J801001 | SF6 Gas | Kg | 5900 | 8.2 | 48380
|  | Defective & Damage CB | No. | 10000 |  | 0 |  |  |  |  | 1 | 10000
|  | Circuit Breaker Spare 33 KV Fixed Contact (B8), CGL Make | No. | 30680 | 3 | 92040
|  | Circuit Breaker spare 33 KV SF6 Stationary arcing contact, CGL Make | No. | 13546.4 | 4 | 54185.6
|  | Circuit Breaker spare 33 KV SF6 Moving Contact segment, CGL Make | No. | 16579 | 3 | 49737
|  | Circuit Breaker spare 33 KV SF6 Set of spring, CGL Make | No. | 2407.2 | 4 | 9628.8
2 | KK0K002001 | Lighting Arrestor 220 KV | No. | 187956 | 6 | 1127736
|  |  | No. | 500 | 15 | 7500
3 | KK0K003001 | Lighting Arrestor 132 KV | No. | 500 | 3 | 1500
6 | KK0K005001 | Lighting Arrestor 33 KV | No. | 15890 | 1 | 15890
34 | KK4K302001 | Bus Post Insulator (without corona ring) with creepage distance of 6125 mm. - 245 kV | No. | 20000 | 12 | 240000
36 | KK4K302003 | Bus Post Insulator (without corona ring) with creepage distance of 900 mm. - 36 kV | No. | 0 | 0 | 0
0
|  | L.E.D. - Light Fittings - 150W | No. | 0 | 0 | 0
133 | LL5L501004 | L.E.D. - Light Fittings - 50W | No. | 0 | 0 | 0
|  | L.E.D. - Light Fittings - 35W | No. | 1048.32 | 15 | 15724.8
|  | L.E.D. - Light Fittings - 23W | No. | 722.4 | 25 | 18060
|  | L.E.D. - Light Fittings - 9W | No. | 188.15 | 15 | 2822.25
|  | PLPCD/UL Light | No. | 0 | 0 | 0
144 | LL6L603001 | Lighting Spares Lighting Junction Box. | No. | 4900.6 | 7 | 34304.2
152 | LL6L610001 | Lighting Spares Holder For Lamp | No. | 0 | 0 | 0
|  | LED Light fixing clamp | No. |  |  | 0
|  | 250 W Copper Blast (Choke) | No. | 0 | 0 | 0
13 | MM0M008001 | Relay - Trip circuit supervision relay - Trip ckt supervision relay (ABB make 220 V DC) | No. | 5888 | 1 | 5888
102 | MM0M075001 | Relay - Master Trip Relay Aux. Supply 220VDC 4NO+1 No. - (JVS) | No. | 0 | 0 | 0
135 | MM1M106002 | Miscellaneous Panel Spare - Indication Lamp LED 220/110 V AC/DC - LED-Multycolour 110/220V Ac/Dc | No. | 58.76 | 50 | 2938
202 | MM1M118008 | Miscellaneous Panel Spare - Trip transfer switch - TNC -suitable for 33KV Control and relay panel. | No. | 1424 | 1 | 1424
216 | MM1M121006 | Miscellaneous Panel Spare - Heater - Space Heater | No. |  |  | 0
353 | MM3M301019 | Digital Meter - Volt Meter - 220 KV Digital volt meter size 140 x 70 mm PTR-220 KV/110V range (0-300 KV), Auxiliary Supply 220V DC, A.E. make | No. | 0 | 0 | 0
354 | MM3M301020 | Digital Meter - Volt Meter - 132 KV Digital voltmeter size 140 x 70 mm PTR-132 KV/110V Range (0-160 KV), Auxiliary Supply 220V DC, A.E. Make | No. | 0 | 0 | 0
|  | Digital Meter - Volt Meter - 33 KV Digital voltmeter size 140 x 70 mm PTR-33 KV/110V, Auxiliary Supply 220V DC, A.E. Make | No. | 0 | 0 | 0
|  | Digital Meter - Ampere Meter - Digital panel meter to display current in Amp for C&R panel range (0-1600 A), Auxiliary Supply 220V DC, Size 140 x 70 MM, A.E. Make | No. | 0 | 0 | 0
|  | Digital Meter - MW Meter - MW Meter 220 KV -size 140 x 70 mm PTR-220 KV/110V, CTR-1600/1 A, Auxiliary Supply 220V DC, A.E. Make | No. | 0 | 0 | 0
402 | MM3M303012 | Digital Meter - MW Meter - MW Meter Type 3 Phase 4 wire 50-0-50 MW CTR 200/1A PTR132KV /110 V. Aux Supply 110 V DC | No. | 1000 | [6 empty] | 1 | 1000
475 | MM4M405005 | Miscellaneous- - Contactor - power contactor 65A 440V | No. | 1262.6 | 3 | 3787.8
483 | MM4M408002 | Miscellaneous- - Resistor - variable | No. | 1464 | 2 | 2928
|  | Digital Panel Meter | No. | 3916.7 | 12 | 47000.4
|  | Synchronising Socket 8A | No. | 0 | 0 | 0
|  | Resistance ABB make RX TMA-1 INRK, 711004-AM 86 | No. | 0 | 0 | 0
0
18 | SS1S104006 | Contactor 415V AC 240 Volt A.C. Coils including frame for coil for 3ɸ Power Contactor IC-65a & IC-65a/4 | No. | 3480 | 5 | 17400
111 | SS4S401001 | MCB 220V DC Double Pole 32 Amp | No. | 0 | 0 | 0
113 | SS4S401003 | MCB 220V DC 10 Amp | No. | 0 | 0 | 0
156 | SS7S704001 | Timer delay blockTime delay block | No. | 0 | 0 | 0
|  | Auxiliary Connector | No. | 364.63 | 3 | 1093.89
|  | Auxiliary contactor 12 A 230V | No. | 0 | 0 | 0
0
107 | TT2T101032 | General Stationary-PVC Tape coloured | No. |  |  | 0
34 | VV1V102001 | Transformer Bushing -220/132 KV HV-160 MVA | No | 0 | 4 | 0
35 | VV1V102002 | Transformer Bushing -220/132 KV LV-160 MVA | No | 0 | 2 | 0
55 | VV1V104001 | Transformer Bushing -132/33KV HV-80 MVA | No | 0 | 2 | 0
56 | VV1V104002 | Transformer Bushing -132/33KV LV-80 MVA | No | 0 | 2 | 0
57 | VV1V104003 | Transformer Bushing -132/33KV Neutral-80 MVA | No | 0 | 1 | 0
94 | VV2V201001 | Transformer Gasket, Breather, Silica gel & Connector Gasket Nitril gasket 10mm | Set | 0 | 2 | 0
117 | VV2V202008 | Silica Gel Breather Capacity 5 kg. | No. | 10006.4 | 4 | 40025.6
118 | VV2V203008 | Silica Gel Blue crystal | Kg | 0 | 0 | 0
|  | Transformer Bushing 36KV/200A | No. | 0 | 6 | 0
169 | VV3V301001 | Oil Transformer Oil | Ltr. | 73.16 | 11970 | 875725.2
173 | VV3V301005 | Oil Oil sample Bottle 2Ltr | No. | 13847 | 3 | 41541
174 | VV3V301006 | Oil Oil sample Bottle 1Ltr | No. | 10442 | 4 | 41768
175 | VV3V301007 | Oil Empty Oil Drums | No. | 250 | 1120 | 280000
|  | Bushing CT for 160 MVA T/F | No. | 0 | 1 | 0
|  | HV Bushing CT for 80 MVA T/F | No. | 0 | 2 | 0
|  | Bucholz Relay for 160 MVA T/F | No. | 0 | 2 | 0
|  | HV Bushing WTI CT for 80 MVA T/F | No. | 0 | 2 | 0
|  | LV Bushing WTI CT for 80 MVA T/F | No. | 0 | 2 | 0
|  | Bushing CT for 80 MVA T/F | No. | 0 | 1 | 0
|  | Bucholz Relay for 80 MVA T/F | No. | 0 | 2 | 0
|  | MOG with float arm for 80 MVA T/F | No. | 0 | 2 | 0
|  | Flow Indicator | No. | 0 | 2 | 0
|  | 169 MVA T/F LV Bushing Clamp | No. | 1764.1 | 1 | 1764.1
183 | VV4V401001 | Transformer Spare Oil Temperature indicator Meter (0-120 0C ) | No. | 36093 | 1 | 36093
187 | VV4V402001 | Transformer Spare Winding Temperature indicator Winding Temperature indicator Meter | No. | 39441 | 1 | 39441
192 | VV4V403001 | Transformer Spare Level Gauge DIAL OIL LEVEL GAUGE |  |  |  | 0
193 | VV4V403002 | Transformer Spare Level Gauge Magnetic oil Level Guage | No | 0 | 3 | 0
194 | VV4V404001 | Transformer Spare PRV Pressure Relief Vent | No | 0 | 4 | 0
264 | VV6V602001 | Current Transformer 245KV 1600/800/1A 5 core Accuracy 0.2 | No | 281075 | 3 | 843225
264 | VV6V602001 | Current Transformer 245KV 1600/800/1A 5 core Accuracy 0.2 | No | 1000 | 2 | 2000 |  |  |  |  | 1 | 1000
|  | Current Transformer 245KV 1200/600/1A 5 core Accuracy 0.2 | No | 430700 | 1 | 430700
|  | Current Transformer 145KV 1200/600/1A 5 core Accuracy 0.2 | No. | 194700 | 1 | 194700
270 | VV6V603001 | Current Transformer 145KV 800/400/1 A 5 core Accuracy 0.2 | No | 325518 | 2 | 651036
270 | VV6V603001 | Current Transformer 145KV 800/400/1 A 5 core Accuracy 0.2 | No. | 1000 | 2 | 2000
271 | VV6V603002 | Current Transformer 145KV 800/400/1 A 3 core Accuracy 0.2 | No | 182900 | 1 | 182900
281 | VV6V605001 | Current Transformer 33 KV 1600/800/1A 5 Core Accuracy 0.2 | No | 64900 | 4 | 259600
284 | VV6V605004 | Current Transformer 33 KV 800/400/1 A 5 Core Accuracy 0.2 | No | 0 | 0 | 0
285 | VV6V605005 | Current Transformer 33 KV 800/400/1A 3 core Accuracy 0.2 | No | 500 | 0 | 0 |  |  |  |  | 15 | 7500
288 | VV6V605008 | Current Transformer 33 KV 400/200/1A 3 core Accuracy 0.2 | No | 47200 | 1 | 47200
|  | Current Transformer 33 KV 1200/600/1A 3 core Accuracy 0.2 | No. | 59000 | 2 | 118000
|  | Current Transformer 33 KV 1200/800/1A 3 core Accuracy 0.2 | No. | 58882 | 2 | 117764
328 | VV7V701013 | Current Transformer Terminal Connectors Single Moose ACSR | No | 0 | 0 | 0
329 | VV7V701014 | Current Transformer Terminal Connectors Twin Moose ACSR | No | 2560.6 | 1 | 2560.6
340 | VV7V701025 | Current Transformer Terminal Connectors 33 KV CT clamp having 20 mm dia bore | No. | 0 | 0 | 0
341 | VV7V701026 | Current Transformer Terminal Connectors 33 KV CT clamp having 29 mm dia bore (Single moose) | No | 0 | 0 | 0
344 | VV7V701029 | Current Transformer Terminal Connectors 36kV Terminal connector(Rigid type) for 4” IPS Al tube (Single Moose) | No | 0 | 0 | 0
|  | CT clamp Panther to 30 mm Dia | No. | 0 | 0 | 0
|  | CT clamp Panther to 20 mm Dia | No. | 0 | 0 | 0
|  | Current Transformer Terminal Connectors 36kV Terminal connector(Rigid type) for 4” IPS Al tube (Twin Moose) | No | 2867.4 | 2 | 5734.8
|  | 33 KV Clamp 4"IPS to Single Moose | No. | 2926 | 1 | 2926
|  | 132 KV CT Clamp Suitable for Moose/4" AI Pipe | No. | 2566 | 12 | 30792
|  | 132 KV CT Clamp for 4"IPS Tube to Single Moose | No. | 0 | 0 | 0
|  | 132 KV CT Clamp | No. | 2938 | 2 | 5876
|  | Clamp 4" IPS Tube to Jumber base | No. | 2938 | 2 | 5876
391 | VV8V805001 | PT (Potential Transformer) PT 3-phase 33KV/110 Volt - | No. | 0 | 0 | 0
392 | VV8V805002 | PT (Potential Transformer) PT 1-phase, 33KV/110 Volt - | No. | 52784.8 | 5 | 263924
|  |  | No. | 800 | [6 empty] | 8 | 6400
| VV8V805002 | PT (Potential Transformer) PT 1-phase, 33KV/110 Volt - | No. | 53153.1 | 10 | 531531
396 | VV8V810002 | CVT CVT 220 KV/110 Volt - | No. | 206750 | 1 | 206750
|  |  | No. | 1000 | 6 | 6000
397 | VV8V810003 | CVT CVT - CVT 132 KV/110 Volt - 145kv | No. | 1000 | 6 | 6000
|  | 33 KV PT Clamp | No. | 0 | 0 | 0
12 | YY1Y101004 | Battery Cell 2 V 400AH lead acid | No. | 200 | [6 empty] | 3 | 600
1 |  | Iron Packing Cage | MT | 20000 | [6 empty] | 2.8 | 56000
2 |  | Wooden Empty drums of Conductor | No. | 50 | [6 empty] | 114 | 5700
3 |  | Ceiling Fan Old & Used | No. | 100 | 8 | 800
5 |  | Terminal Connector 25 Amp | No. | 0 | 0 | 0
6 |  | GI Nut & Bolts | Kg | 0 | 0 | 0
Total in Rs. | [5 empty] | 11902605.1 |  | 70000 |  | 0 |  | 2456261.4188 |  | 0
S.No. | Item Code | Item Description | Unit | Unit Rate in Rs. | Useable |  | Dismantle/Incomplete/ Damage/Unservicable |  | Obsolete |  | Scrap |  | Non Moving
[5 empty] | Qty. | Total Amount in Rs. | Qty. | Total Amount in Rs. | Qty. | Total Amount in Rs. | Qty. | Total Amount in Rs. | Qty. | Total Amount in Rs.
P- Group (T&P)
1 | PP0P001001 | Steel Almera | No. | 4945 | 8 | 39560
2 | PP0P001002 | Steel Rack | No. | 806.25 | 1 | 806.25
Chair
5 | PP0P002001 | chair PCH 9003 | No. | 5693 | 7 | 39851
7 | PP0P002003 | Easy Chair PCN 500/T | No. | 2225 | 2 | 4450
9 | PP0P002005 | Computer Chair | No. | 7524.85 | 1 | 7524.85
|  | Chair PCH 1007 | No. | 46712 | 11 | 513832 |  |  |  |  | 4 | 186848
Table
10 | PP0P003001 | Table T-8 | No. | 17231.2 | 4 | 68924.8
11 | PP0P003002 | Godrej Table T-9 | No. | 13623 | 3 | 40869
13 | PP0P003004 | Office Table 1800X900X760 | No. | 9200 | 1 | 9200
14 | PP0P003005 | Computer Table | No. | 18200 | 2 | 36400
15 | PP0P003006 | Book Care Rack | No. | 14057.9 | 6 | 84347.4
T&C Equipments
AC and other electrical/Electranics items
22 | PP0P005001 | Voltas water cooler with aquaflow eyreaforebs storage capacity 20 ltr. | No. | 3375 | 2 | 6750
23 | PP0P005002 | AC Votas 1.5 Ton | No. | 108415 | 1 | 108415
Ropes
89 |  | Rope 1" | Kg | 152 | 65 | 9880
90 |  | Rope 1/2" | Kg | 152 | 113.5 | 17252
|  | Para Para Rope 24 mm | Mtr | 60.0727 | 220 | 13215.994
Other T&P
94 |  | Tong tester | No. | 0 | 1 | 0
103 |  | Screw driver Large (Standard Quality) | No. | 0 | 1 | 0
104 |  | screw driver medium (Standard Quality) | No. | 0 | 4 | 0
108 |  | Nose Plier (Standard Quality) | No. | 0 | 2 | 0
125 |  | Vaccum cleaner with blower and suction | No. | 0 | 1 | 0
134 |  | Visitor chairs without arm (Godrej make) | No. | 1250 | 8 | 10000
144 |  | Portable SF6 Gas Leak Detector. | No. | 0 | 1 | 0
146 |  | Hydrolic Jack with gauge & house pipe | No. | 0 | 4 | 0
147 |  | Open Jaw spanner | No. | 0 | 6 | 0
148 |  | double end tubeler box | No. | 0 | 1 | 0
149 |  | Adjestable wriench 200 mm Long | No. | 0 | 1 | 0
150 |  | Pipe wrinch 450 mm Long | No. | 0 | 2 | 0
151 |  | Gasket punch set | No. | 0 | 1 | 0
152 |  | Flat file | No. | 0 | 1 | 0
153 |  | Lather mallet | No. | 0 | 2 | 0
154 |  | Cold chiesel | No. | 0 | 1 | 0
155 |  | Stool | No. | 11640 | 1 | 11640
156 |  | Teak wood bed (singel) | No. | 618 | 2 | 1236
157 |  | Table S1070 | No. | 7316 | 1 | 7316
158 |  | Desktop PC | No. | 3000 | [6 empty] | 2 | 6000
159 |  | TFT Monitor | No. | 29290 | [6 empty] | 2 | 58580
160 |  | UPS 1 KVA | No. | 3700 | [6 empty] | 2 | 7400
161 |  | Laser Printer | No. | 6864 | [6 empty] | 1 | 6864
162 |  | Laser Fax | No. | 5250 | [6 empty] | 1 | 5250
163 |  | Trafer 10T | No. | 3463.43 | 1 | 3463.43
164 |  | Single pully block | No. | 26105 | 3 | 78315
165 |  | Double pully block | No. | 1350 | 3 | 4050
166 |  | Four Pully block | No. | 1800 | 2 | 3600
167 |  | Al Lader 15 Feet | No. | 53727.25 | 1 | 53727.25
168 |  | Al Lader 24 Feet | No. | 5107.5 | 1 | 5107.5
169 |  | Printer Samsung | No. | 14755 | 1 | 14755
170 |  | Chair PCH5002T | No. | 11340 | 5 | 56700
171 |  | Chair PCH 1004 | No. | 7393 | 4 | 29572
172 |  | Store well Plain Godrej | No. | 3198.5 | 1 | 3198.5
173 |  | Broad band modem | No. | 11852.7 | 1 | 11852.7
174 |  | Al Tower lader | No. | 3784.2 | 1 | 3784.2
175 |  | 30 Watt LED rechargeable portable light | No. | 111684 | 1 | 111684
176 |  | Desert cooler with Stand | No. | 43574 | 5 | 217870
|  | Cell Phone LM6 | No. | 8987 | [6 empty] | 1 | 8987
|  | Cell Phone 2630 | No. | 4500 | [6 empty] | 1 | 4500
|  | Cell Phone 2626 | No. | 4550 | [6 empty] | 1 | 4550
177 |  | Karbon Cell Phone (A101) | No. | 56523 | [6 empty] | 1 | 56523
178 |  | Micromax Cell Phone (A60) | No. | 7500 | [6 empty] | 1 | 7500
179 |  | Samsung Cell Phone (grand) | No. | 5300 | [6 empty] | 1 | 5300
180 |  | Dektop Computer System | No. | 1000 | 2 | 2000
181 |  | Printer HP pro | No. | 36102 | [6 empty] | 1 | 36102
182 |  | UPS 600VA | No. | 2775 | 1 | 2775
183 |  | Hydraulic Compressor of 100 Ton Capacity | No. | 77172 | 1 | 77172
184 |  | Compression die sets suitable for jointing ACSR Zebra (Steel Portion) | No. | 7994.5 | 1 | 7994.5
185 |  | Compression die sets suitable for jointing ACSR Zebra (Aluminium Portion) | No. | 7994.5 | 1 | 7994.5
186 |  | Bolted type come along clamp, 7 bolts for Zebra Conductor | No. | 3953 | 2 | 7906
187 |  | D Shackle 3 Ton | No. | 206.5 | 2 | 413
188 |  | D Shackle 6.5 Ton | No. | 413 | 2 | 826
189 |  | Helmet Yellow (Karam Make) | No. | 171.1 | 10 | 1711
190 |  | Gas Filling Device | No. | 0 | 1 | 0
191 |  | Connecting Pipe HP to LP | No. | 6753 | 1 | 6753
Total in Rs. | [5 empty] | 1744694.874 |  | 0 |  | 0 |  | 394404 |  | 0
Substation Name - 132 KV S/s Rudrapur Stock Inventory for the month of February 2021
| Name of Zone & Circle |  | - | SE O&M Haldwani
| Name of Division |  | - | 220 KV O&M Div Pantnagar
| Name of Substation |  | - | 132 KV S/S Rudrapur
|  | Month | - | 2021-02-01
S. No. | Item code | Name of Item | Unit | Unit rate in Rs. | Usable |  | Unserviceable |  | Non-Moving |  | Obsolete |  | Scrap
[5 empty] | Qty. | Total Amount in Rs. | Qty. | Total Amount in Rs. | Qty. | Total Amount in Rs. | Qty. | Total Amount in Rs. | Qty. | Total Amount in Rs.
1 | AA0A001001 | ACSR Conductor Tarantula | Mtr. | 200 | 32 | 6400
2 | AA0A004001 | ACSR Conductor Zebra | Mtr. | 207 | 10 | 2070
3 |  | HTLS Conductor Casablanca | Km. | 1205960 | 2.5 | 3014900
4 |  | GI Earth Wire 7/10 SWG | MT. | 8000 |  | 0 | [6 empty] | 10.065 | 80520
5 | CC1C102002 | Power Cable -440V LT - - 3.5x400 Sq. mm | Km | 755000 | 0.256 | 193280
6 | CC2C201006 | Control Cable- Armoured- - 10Cx2.5 Sq. M | Km | 318600 | 0.414 | 131900.4
7 | CC2C201007 | Control Cable- Armoured- - 6Cx2.5 Sq. M | Km | 206500 | 0.173 | 35724.5
8 | CC2C201011 | Control Cable- Armoured- - 2Cx2.5 Sq. M | Km | 147500 | 0.13 | 19175
9 | CC4C405001 | HF Cable -15010 HMS HF co-axial cable | Km | 81000 | 0.141 | 11421
10 |  | Maintenance material CTC 300 ML Bottle | Nos | 735.14 | 0 | 0
11 |  | Rotatory Bearing for 132 KV Isolator | Nos | 0 | 3 | 0
12 |  | Complete pole for 132 KV Isolator | Nos | 0 | 1 | 0
13 | II1I101001 | PG Clamp Tarantula - Tarantula | Nos | 600.36 | 3 | 1801.08
14 | II2I205001 | C-wedge Clamp Panther- Panther | Nos | 2674.51 | 6 | 16047.06
15 | II5I503004 | Vibration Damper Panther | Nos | 480 | 8 | 3840
16 |  | 70 KN Silicon composite long rod insulator | Nos | 7393 | 5 | 36965
17 |  | 120 KN Silicon composite long rod insulator | Nos | 8069 | 14 | 112966
18 |  | Suspension clamp for Casablanca | Nos | 8994 | 8 | 71952
19 |  | Dad end clamp for Casablanca | Nos | 75958 | 19 | 1443202
20 |  | Vibration Damper for Casablanca | Nos | 7880 | 22 | 173360
21 |  | Mid span joint for Casablanca | Nos | 110870 | 15 | 1663050
22 |  | Repair Sleeve for Casablanca | Nos | 4028 | 28 | 112784
23 |  | Suspension Hardwar | Nos | 1535 | 5 | 7675
24 |  | Tension Hardware | Nos | 2686 | 14 | 37604
25 | JJ1J103005 | Circuit Breaker Spares 132KV 110V DC Close Coil | No | 0 | 2 | 0
26 | JJ1J103006 | Circuit Breaker Spares 132KV 110V DC Trip Coil | No | 0 | 1 | 0
27 | JJ1J103018 | Circuit Breaker Spares 132KV Charging Motors | No | 0 | 1 | 0
28 | JJ1J105019 | Circuit Breaker Spares 33KV Spring Charging Motor | No. | 24936 | 2 | 49872
29 | JJ2J201010 | Circuit Breaker Auxiliary switch Density monitor switch | No. | 0 | 1 | 0
30 | JJ4J401009 | Circuit Breaker Connector/clamp Panther | No. | 1200.65 | 1 | 1200.65
31 | JJ8J801002 | SF-6 Gas Indicator/Monitor | No | 6015.5 | 1 | 6015.5
32 | JJ8J802001 | Empty Cylinder | No | 50 |  | 0 | [6 empty] | 1 | 50
33 | KK0K005001 | Lighting Arrestor 33 KV | No | 500 | 6 | 3000
34 | LL7L701001 | Exhaust Fan 3 phase 24 inches | No | 16287.25 | 1 | 16287.25
35 | MM0M009003 | Relay - Auxiliary Relay - Auxiliary relay (110 V) | Nos | 8288 | 5 | 41440
36 | MM0M042001 | Relay - Supervision Relay - | Nos | 13376 | 2 | 26752
37 |  | DC Contractor CAD 32 FD 110V | Nos | 2928.3 | 2 | 5856.6
38 |  | Auxiliary contractor for above contact | Nos | 908 | 1 | 908
39 |  | Telemechanique contactor LAD4TGDL | Nos | 5050.75 | 3 | 15152.25
40 |  | Telemechanique contactor LC1D09FD | Nos | 5050.75 | 1 | 5050.75
41 |  | Telemechanique contactor Blok LADN11 | Nos | 783.15 | 3 | 2349.45
42 |  | Telemechanique contactor Blok LADN22 | Nos | 1730.87 | 3 | 5192.61
43 |  | Telemechanique contactor Blok LAdn04 | Nos | 1589 | 1 | 1589
44 |  | Power Contractor | Nos | 4454.4 | 1 | 4454.4
45 |  | Defective Relays | Nos | 500 |  | 0 |  |  |  |  | 5 | 2500
46 | VV6V603006 | Current Transformer 145KV 200/100/1A 3 core Accuracy 0.2 | Nos | 120000 | 1 | 120000
47 | VV6V605008 | Current Transformer 33 KV 400/200/1A 3 core Accuracy 0.2 | Nos | 56125.5 | 1 | 56125.5
48 | VV8V805001 | PT (Potential Transformer) PT 3-phase 33KV/110 Volt - | Nos | 56563 | 2 | 113126
49 |  | 33 KV PT Clamp for Panther | Nos | 916 | 1 | 916
50 |  | HRC Semi conductor fuse,100A | Nos | 2932.3 | 2 | 5864.6
51 |  | 40 MVA T/F HV Bushing Clamp | Nos | 1817.2 | 3 | 5451.6
52 |  | 40 MVA T/F LV Bushing Clamp | Nos | 1994.2 | 2 | 3988.4
53 |  | Defective & Burn Spring Charging Meter | Nos | 50 |  | 0 | [6 empty] | 1 | 50
54 |  | Iron Packing Cage | MT | 20000 |  | 0 | [6 empty] | 1.04 | 20800
55 |  | 132 KV Burn & Defective CT | Nos | 2200 |  | 0 | [6 empty] | 3 | 6600
56 |  | 33 KV Burn & Defective CT | Nos | 7930 |  | 0 | [6 empty] | 4 | 31720
57 |  | 33 KV Burn & Defective PT | Nos | 500 |  | 0 | [6 empty] | 1 | 500
58 |  | Old & Used 33 KV CB | Nos | 10000 |  | 0 |  |  |  |  | 5 | 50000
59 |  | Old, Used & defective Battery Cell | Nos | 50 |  | 0 | [6 empty] | 79 | 3950
60 |  | Defective WTI & OTI | Nos | 50 |  | 0 | [6 empty] | 2 | 100
61 |  | 132 KV C B Clamp for Zebra | Nos | 1834.9 | 1 | 1834.9
62 |  | 110V,.8NM torque 03-05 amp Limit Switch | Nos | 1469.1 | 2 | 2938.2
63 |  | 33KV CT Clamp for Panther | Nos | 1463.2 | 4 | 5852.8
64 |  | GI Nuts bolts | Kg | 165.2 | 25 | 4130
65 |  | Surge counter | Nos | 11623 | 4 | 46492
66 |  | 33KV CT Clamp for Tarantula | Nos | 1469.1 | 1 | 1469.1
67 |  | Trip indicator fuse | Nos | 1463.2 | 2 | 2926.4
68 |  | Petroleum Jelly | KG | 584.1 | 6 | 3504.6
69 |  | T/F Oil | Ltr | 73.16 | 418 | 30580.88
70 |  | LED Bulb 9W | NO | 188.15 | 15 | 2822.25
71 |  | 33 KV Isolater clamp for Tarantula | NO | 1463.2 | 4 | 5852.8
72 |  | 132 KV C T Clamp for Zebra | Nos | 1956.44 | 3 | 5869.32
Total (in Rs) | [5 empty] | 7700982.85 |  | 0 |  | 0 |  | 52500 |  | 144290
T&P Items
74 | DD0D001001 | Mcafee Antivirus | No. | 900 | [6 empty] | 1 | 900
75 | DD0D001002 | Internal Modem 56Kbps | No. | 187 | 1 | 187
76 | DD0D001003 | M.S.Office 2007 Standard MOLP without Media (Software) | No. | 11036 | 1 | 11036
77 | DD0D002001 | Desktop Computer make HCL | No. | 26600 | 1 | 26600
78 | DD0D002002 | TFT Monitor 39.5cm. Make HCL | No. | 3330 | 1 | 3330
79 | DD0D002003 | UPS 1KVA 168 VAH make Uniline | No. | 5157 |  | 0 | [6 empty] | 1 | 5157
80 | DD0D002004 | Bilingual Key Guard | No. | 153 | 1 | 153
81 | DD0D002005 | Combo Drive | No. | 297 | 1 | 297
82 | DD0D004003 | Multifunction printer model No. Scx 4521 F make Samsung | No. | 12733 |  | 0 | [6 empty] | 1 | 12733
83 |  | Almira Store well | Nos | 10879 | 3 | 32637
84 | PP0P002004 | Dining Chair PCN 7112 | Nos | 2473 | 6 | 14838
85 |  | Computer Chair Pch 4103 | Nos | 3436.43 | 1 | 3436.43
86 |  | Chair PCH 5002T | Nos | 6052 | 1 | 6052
87 | PP0P003001 | Table T-8 | Nos | 7477 | 1 | 7477
88 | PP0P003002 | Godrej Table T-9 | Nos | 10396.5 | 2 | 20793
89 | PP0P003003 | Godrej Chair CH-1007 | NOs | 2537.35 | 8 | 20298.8
90 | PP0P003006 | Book Care Rack | NOs | 11640 | 2 | 23280
91 |  | Table with 3 Drawer (T104) | Nos | 11497 | 1 | 11497
92 |  | Big Table Model V2 | Nos | 10254 | 1 | 10254
93 |  | Dining Table V1 | Nos | 11361 | 1 | 11361
94 |  | Table ET 711 | Nos | 13623 | 1 | 13623
95 |  | Centre table sonata | Nos | 46712 | 1 | 46712
96 |  | Computer Table C2 | Nos | 2766.7 | 1 | 2766.7
97 | PP0P006004 | Industrial Helmet | Nos | 261.05 |  | 0 | [6 empty] | 5 | 1305.25
98 | PP0P006005 | Rubber Gloves | Nos | 681 |  | 0 | [6 empty] | 5 | 3405
99 | PP0P006006 | Raincoat with cap | Nos | 1816 |  | 0 | [6 empty] | 5 | 9080
100 | PP0P006007 | Safety Belt | Nos | 851.25 |  | 0 | [6 empty] | 5 | 4256.25
101 | PP0P006008 | Rubber Gum Boots | Nos | 737.75 |  | 0 | [6 empty] | 5 | 3688.75
102 |  | Digital Multimeter | Nos | 7200 | 1 | 7200
103 |  | 5Kv Motorized Megger | Nos | 29000 | 1 | 29000
104 |  | Megger 1 KV | Nos | 5500 | 1 | 5500
105 |  | Contact Resistance meter | Nos | 178000 | 1 | 178000
106 |  | Earth Resistivity Meter | Nos | 10500 | 1 | 10500
107 |  | D/E & ring spanner 1 set each | Nos | 580 | 1 | 580
108 |  | Hack saw frame (Standard Quality) | Nos | 0 | 1 | 0
109 |  | Stool | Nos | 618 | 1 | 618
110 |  | Teak wood Bed (Single) | Nos | 7316 | 2 | 14632
111 |  | Aluminium ladder 15 feet | Nos | 5107.5 | 1 | 5107.5
112 |  | SF6 Gas Evacuating Device | Nos | 0 | 1 | 0
113 |  | Gas Filling Equipment | Nos | 0 | 1 | 0
114 |  | Gas Leak Detector | Nos | 0 | 1 | 0
115 |  | Nokia 3011 Mobile (Unserviceable) | Nos | 4500 |  | 0 | [6 empty] | 1 | 4500
116 |  | Microsoft Mobile Lumia | Nos | 7500 |  | 0 | [6 empty] | 1 | 7500
Total (in Rs) | [5 empty] | 517766.43 |  | 0 |  | 0 |  | 900 |  | 51625.25
Format of Monthly Inventory for Uploading on PTCUL Website
Name of Circle/ Zone:- Kumaun Zone | [5 empty] | Name of Substation 132 KV Substation Kichha
Name of Division - 220 KV Substation O&M Pantnagar | [5 empty] | Month of- October-2020 | Febuary-2021
SR. No. | Item Code | item Description | Unit | Quantity |  |  |  |  | Book Value per Unit | Total
|  |  |  | Useable | Unserviceable | Obsolete | Non-Moving | Scrap
T&P Usable
1 | PP0P001001 | Steel Almera | No. | 1 |  |  |  |  | 0 | 0
2 | PP0P001002 | Steel Rack | No. | 2 |  |  |  |  | 0 | 0
3 | PP0P009004 | D.F.Hammer | No. | 1 |  |  |  |  | 0 | 0
4 | PP0P009005 | Alluminium Ladder 30' | No. | 1 |  |  |  |  | 0 | 0
5 | PP0P003004 | Office Table 1800X900X760 | No. | 1 |  |  |  |  | 0 | 0
6 | PP0P002002 | Armed Chair | No. | 1 |  |  |  |  | 0 | 0
7 | PP0P006002 | Double Sleeve Pulley Block | No. | 1 |  |  |  |  | 0 | 0
8 | PP0P006003 | Tripple Sleeve Pulley Block | No. | 1 |  |  |  |  | 0 | 0
9 | DD0D002001 | Desktop Computer make HCL | No. | 1 |  |  |  |  | 26600 | 26600
10 | DD0D001002 | Internal Modem 56Kbps | No. | 1 |  |  |  |  | 187 | 187
11 | PP0P004005 | Primary Injection Set | No. | 1 |  |  |  |  | 152000 | 152000
12 | PP0P003005 | Computer Table | No. | 1 |  |  |  |  | 7266.7 | 7266.7
13 | PP0P002005 | Computer Chair | No. | 1 |  |  |  |  | 3436.43 | 3436.43
14 | PP0P006004 | Industrial Helmet | No. | 5 |  |  |  |  | 261.05 | 1305.25
15 | PP0P006007 | Safety Belt | No. | 5 |  |  |  |  | 851.25 | 4256.25
16 | PP0P006008 | Rubber Gum Boots | Pair | 5 |  |  |  |  | 737.75 | 3688.75
17 | PP0P005001 | Voltas water cooler with aquaflow eyreaforebs storage capacity 20 ltr. | No. | 1 |  |  |  |  | 53628.5 | 53628.5
18 | PP0P002001 | chair PCH 9003 | No. | 1 |  |  |  |  | 7665 | 7665
19 | PP0P003001 | Table T-8 | No. | 1 |  |  |  |  | 7477.95 | 7477.95
20 | PP0P003006 | Book Care Rack | No. | 1 |  |  |  |  | 11640 | 11640
21 | PP0P004004 | Centrifusing Machine | No. | 1 |  |  |  |  | 50000 | 50000
22 | PP0P005007 | Karbonn Mobile model no. A1+ | No. | 1 |  |  |  |  | 4500 | 4500
23 | PP0P003002 | Godrej Table T-9 | No. | 1 |  |  |  |  | 12847.72 | 12847.72
24 | PP0P003003 | Godrej Chair CH-1007 | No. | 5 |  |  |  |  | 3085.32 | 15426.6
25 | PP0P001003 | Godrej Storewel KD Plain (4Shelves) | No. | 1 |  |  |  |  | 11852.27 | 11852.27
26 | PP4P402001 | Godrej Fitting Cabinet 4Dwr. Model-STV FXDM 4086 | No. | 1 |  |  |  |  | 15874.83 | 15874.83
27 | DD0D001003 | MRI Instrument | No. | 1 |  |  |  |  | 47000 | 47000
[9 empty] | Total | 436653.25
T&P (Scrap)
1 | PP0P004001 | Megger (defective) | No. |  |  |  |  | 1 | 0 | 0
2 | PP0P004002 | Oil Testing Set (defective) | No. |  |  |  |  | 1 | 0 | 0
3 | PP0P004003 | 2500 Volt Motor Insulation Testor | No. |  |  |  |  | 1 | 0 | 0
4 | PP0P004006 | 3½ Disit Electronic Multimeter | No. |  |  |  |  | 1 | 0 | 0
5 | PP0P006001 | Single Sleeve Pulley Block | No. |  |  |  |  | 1 | 0 | 0
6 | PP0P002003 | Easy Chair PCN 500/T | No. |  |  |  |  | 1 | 0 | 0
7 | PP0P002004 | Dining Chair PCN 7112 | No. |  |  |  |  | 2 | 0 | 0
8 | DD0D002002 | TFT Monitor 39.5cm. Make HCL | No. |  |  |  |  | 1 | 3330 | 3330
9 | DD0D002003 | UPS 1KVA 168 VAH make Uniline | No. |  |  |  |  | 1 | 5157 | 5157
10 | DD0D002004 | Bilingual Key Guard | No. |  |  |  |  | 1 | 157 | 157
11 | DD0D002005 | Combo Drive | No. |  |  |  |  | 1 | 297 | 297
12 | DD0D001002 | Mcafee Antivires | No. |  |  |  |  | 1 | 900 | 900
13 | SS0D001003 | M.S.Office 2007 Standard MOLP without Media (Softwear) | No. |  |  |  |  | 1 | 11036 | 11036
14 | DD0D004001 | Deskjet Printer D4168 | No. |  |  |  |  | 1 | 4000 | 4000
15 | DD0D004002 | Deskjet Printer Cartridge | No. |  |  |  |  | 2 | 1150 | 2300
16 | PP0P006005 | Rubber Gloves | pair |  |  |  |  | 5 | 681 | 3405
17 | PP0P006006 | Raincoat with cap | No. |  |  |  |  | 5 | 1816 | 9080
18 | DD0D0040033 | Multifunction printer model No. Scx 4521 F make Samsung | No. |  |  |  |  | 1 | 12733 | 12733
19 | PP0P005008 | Mobile Model 322051, S.No.35378000264809 (unserviceable & damaged) | No. |  |  |  |  | 1 | 20 | 20
[9 empty] | Total | 52415
Stock Material (Usable)
1 | VV3V303006 | 132 KV CT (200/100/1 A) | No. | 1 |  |  |  |  | 193800 | 193800
2 | VV1V101034 | Bushing assembly for 145 KV T/F | No. | 1 |  |  |  |  | 20000 | 20000
3 |  | 145 KV S/C core post insulator | No. | 4 |  |  |  |  | 8000 | 32000
4 |  | 132 KV post insulator | No. | 1 |  |  |  |  | 8859.56 | 8859.56
5 |  | 132 KV LA | No. | 2 |  |  |  |  | 12000 | 24000
6 | SS3S301001 | Jaw for 132 KV isolator | No. | 7 |  |  |  |  | 2100 | 14700
7 | SS4S402020 | 33 KV. Post Insulator | N0. | 3 |  |  |  |  | 2000 | 6000
8 | VV3V305005 | 33 KV. CT. 800/400/1A | NO. | 1 |  |  |  |  | 56491 | 56491
9 | VV5V406005 | 33 KV CT Jn. Box | No. | 2 |  |  |  |  | 6554.625 | 13109.25
10 | NN0N001008 | 33 KV Conrol & Relay panel (Tripple feeder) | N0. | 1 |  |  |  |  | 950000 | 950000
11 | HH1H105001 | 33 KV Isolator 3 PH. | N0. | 2 |  |  |  |  | 129922.18 | 259844.36
12 |  | PT 2.5 VA for 33 KV metering cubical | No. | 1 |  |  |  |  | 10000 | 10000
0
13 | VV2V209001 | PRV of 40 MVA T/F | No. | 2 |  |  |  |  | 22473 | 44946
14 | NN0N007004 | OSR of 40 MVA T/F | No. | 1 |  |  |  |  | 21349 | 21349
15 |  | T/F oil sample bottle (1000 ml) | No. | 2 |  |  |  |  | 10442 | 20884
16-a |  | T/F oil sample bottle (2000 ml) | No. | 2 |  |  |  |  | 13847 | 27694
b | VV2V204003 | Stainless Steel T/F. Oil Sampling Container of 02 Ltr. Capacity. | Nos. | 2 |  |  |  |  | 13614.33 | 27228.66
17 | VV1V101034 | 40 MVA Transformer HV Side Bushing Clamp | N0. | 3 |  |  |  |  | 5286.4 | 15859.2
18 |  | Buchholz Relay for 40 MVV Power T/F. | N0. | 1 |  |  |  |  | 16343 | 16343
19 | VV2V202006 | Silica Gel Breather for 40 MVA Power T/F. Having Capacity 06 Kg. | N0. | 2 |  |  |  |  | 10000.5 | 20001
20 | VV2V202004 | Silica Gel Breather for 40 MVA Power T/F. Having Capacity 01 Kg. | N0. | 2 |  |  |  |  | 4106.4 | 8212.8
21 | VV2V204001 | Transformer Oil. | Ltr. | 3030 |  |  |  |  | 73.18 | 221735.4
0
22 | JJ3J301005 | 132 KV SF6 C.B 110V DV Trip Coil . | No. | 2 |  |  |  |  | 5876.4 | 11752.8
23 | JJ3J301007 | 132 KV SF6 C.B 110V DV Closing Coil . | No. | 1 |  |  |  |  | 5882.3 | 5882.3
24 | JJ5J501006 | 33KV SF6 C.B 110V DV Trip Coil . | N0. | 1 |  |  |  |  | 5599 | 5599
25 | JJ5J501008 | 33KV SF6 C.B 110V DV Closing Coil Assembly. | N0. | 1 |  |  |  |  | 5599 | 5599
26 | JJ5J501006 | Tripping / Clossing Coil 110VDC Suitable for 33 KV CGL Make breakers. | No. | 1 |  |  |  |  | 2775.07 | 2775.07
27 |  | Teiemechanique contractor LC1D09FD | Nos. | 1 |  |  |  |  | 5050.75 | 5050.75
0
28 | CC3C303001 | 33 KV XLPE Power Cable(1x630 Sq. mm) | KM. | 0.2 |  |  |  |  | 1500000 | 300000
29-a | CC0C003010 | 2.5 Sq.mm 10 Core Armoured Copper Control Cable. | KM. | 0.084 |  |  |  |  | 310000 | 26040
b |  | 2.5 sqmm, 10 core control cable | Km. | 0.113 |  |  |  |  | 310000 | 35030
c |  | 10 Core 2..5 mm 2 control cable | KM. | 0.431 |  |  |  |  | 318600 | 137316.6
30 |  | 2.5X 4 Core Control Cable. | KM. | 0.201 |  |  |  |  | 153225 | 30798.225
31 | CC0C001009 | 2.5X 2 Core Control Cable. | KM. | 0.439 |  |  |  |  | 94400 | 41441.6
32-a | CC1C103012 | 35 Sq. mm 3.5 core Alluminium Power Cable | KM. | 0.507 |  |  |  |  | 190000 | 96330
b | CC1C103012 | 35 sqmm 3.5 core Alluminium power cable | Km. | 0.19 |  |  |  |  | 219000 | 41610
0
33 |  | SCR OF 110 V Charger HSsTBB 1/4 UNF. | No. | 2 |  |  |  |  | 3038.5 | 6077
0
34 |  | Rail piece 2.5 meter long | No. | 1 |  |  |  |  | 1500 | 1500
35 | QQ1Q101003 | 2.4 meter height pale fencing | RMT | 87 |  |  |  |  | 1500 | 130500
0
36 | FF3F301003 | S/S Structure ABL type | Kg. | 607 |  |  |  |  | 30 | 18210
37 | FF3F301010 | S/S Structure BBL type | Kg. | 1000 |  |  |  |  | 30 | 30000
38 | FF3F301011 | S/S Structure BTI type | Kg. | 1052 |  |  |  |  | 30 | 31560
39 | FF0F043008 | Template ABC type | MT. | 7.666 |  |  |  |  | 61000 | 467626
0
40 | JJ7J707005 | Empty SF6 gas cylinder | No. | 2 |  |  |  |  | 0 | 0
41 | PP1P122003 | SF6 gas filling and evacuation device | No. | 1 |  |  |  |  | 60000 | 60000
42 | PP1P122001 | SF6 gas filling bag | No. | 1 |  |  |  |  | 30000 | 30000
0
43 | JJ7J701007 | Local remote switch | PC | 2 |  |  |  |  | 2124.1 | 4248.2
44 | JJ7J701004 | Limit switch for 33 KV VCB | No. | 3 |  |  |  |  | 329.15 | 987.45
45 |  | MCB 32 A DC Single pole | No. | 6 |  |  |  |  | 550.5 | 3303
0
46 | CC3C311008 | 33 KV Outdoor cable Termination kit(1x630 Sq. mm) | N0. | 4 |  |  |  |  | 9500 | 38000
47 |  | 33 KV Polymer Insulator with pin 10 KN | Nos. | 4 |  |  |  |  | 531 | 2124
48 |  | 1600 Amp. Jaw Pad | No. | 3 |  |  |  |  | 566.4 | 1699.2
0
49-a | II1I104001 | C-Wedge clamp Z-Z Conductor | NO. | 9 |  |  |  |  | 2932.3 | 26390.7
b | II1I104001 | C-Wedge clamp Z-Z Conductor | No. | 12 |  |  |  |  | 2855.6 | 34267.2
50 | II1I104002 | C-Wedge clamp Z-P Conductor | NO. | 2 |  |  |  |  | 2175.5 | 4351
51 | II1I105001 | C-Wedge clamp P-P Conductor | No. | 15 |  |  |  |  | 2059.1 | 30886.5
0
52 | AA0A002001 | ACSR Moose conductor . | KM. | 0.05 |  |  |  |  | 300000 | 15000
53 | AA0A004001 | ACSR Zebra conductor bits (scrap) | Mtr. | 19 |  |  |  |  | 70 | 1330
54 | AA0A005001 | ACSR Panther conductor. | KM. | 1.394 |  |  |  |  | 135000 | 188190
55 | AA0A005001 | ACSR Panther conductor bits (scrap) | Mtr. | 155 |  |  |  |  | 65 | 10075
56-a | II5I501005 | Tesion Fitting for panther conductor. | Nos. | 3 |  |  |  |  | 900 | 2700
b | II5I501005 | Tesion Fitting for panther conductor. | Nos. | 3 |  |  |  |  | 4602 | 13806
57 | II5I501005 | Single tension fitting for ACSR Panther Conductor. | N0. | 3 |  |  |  |  | 5369 | 16107
58 | II51504005 | Single tension fitting for Panther | No. | 8 |  |  |  |  | 600 | 4800
59 | II31301004 | Mid Span Joint Panther | Nos. | 10 |  |  |  |  | 1298 | 12980
60 | II31302004 | Repair Slip For ACSR Panther | Nos. | 7 |  |  |  |  | 531 | 3717
61 | II31303004 | Vibration damper | No. | 18 |  |  |  |  | 130 | 2340
62 | II0I001003 | 11 KV 120 KN Disc Insulator | No. | 2 |  |  |  |  | 464 | 928
63 | II0I001007 | 11 KV 70 KN Disc Insulator | No. | 107 |  |  |  |  | 281 | 30067
64 | II3I307001 | M.S. Sheet N. Plate 200x200 mm. having N.written on 01 To 69 | N0. | 69 |  |  |  |  | 511.82 | 35315.58
65 | II3I307006 | M.S. Sheet Danger Plate 300x200 mm. having Danger symbol 132000 volts written. | N0. | 69 |  |  |  |  | 624.03 | 43058.07
66 | II3I307003 | M.S. Sheet color wise (R,Y,B) Phase plate having 100 mm. diameter. | Set | 69 |  |  |  |  | 506.09 | 34920.21
0
67 |  | Copper Anabond | Kg. | 4 |  |  |  |  | 1522.2 | 6088.8
68 | BB0B002001 | 33 KV ABB make 552.5 KVAR Capacitor bank cell | No. | 0 |  |  |  |  | 0 | 0
69 |  | Secure make Energy meter (Old &Dismantled). | No. | 21 |  |  |  |  | 0 | 0
70 |  | WTI | No. | 1 |  |  |  |  | 40031.5 | 40031.5
[9 empty] | Total | 4141466.985
Obsolete Materials
1 | VV6V506002 | 11 KV PT for southern switch gear with housing | No. |  |  | 2 |  |  | 5000 | 10000
2 | VV4V306001 | 11 KV CT 200/100/1A for southern switch gear (protection) | No. |  |  | 5 |  |  | 2500 | 12500
3 |  | 11 KV CT 200/100/1A for southern switch gear (metering) | No. |  |  | 2 |  |  | 3000 | 6000
4 |  | 11 KV CT 600/300/1A for southern switch gear (protection) | No. |  |  | 1 |  |  | 2500 | 2500
5 |  | 11 KV CT 200/100/1A for Crompton make switch gear (metering) | No. |  |  | 2 |  |  | 3000 | 6000
6 |  | 11 KV CT 200/100/1A for Crompton make switch gear (protection) | No. |  |  | 3 |  |  | 2500 | 7500
7 |  | 11 KV cable box XLPE 3x70 mm. Indoor type | No. |  |  | 1 |  |  | 3000 | 3000
8 |  | 11 KV cable box XLPE 3x70 mm. outdoor type | No. |  |  | 1 |  |  | 2500 | 2500
9 |  | Spout (epoxy type) | No. |  |  | 1 |  |  | 918 | 918
10 | JJ6J601046 | Spout contact | No. |  |  | 9 |  |  | 1122 | 10098
11 |  | Spout shower contact | No. |  |  | 3 |  |  | 969 | 2907
12 | JJ6J601047 | Female contact | No. |  |  | 4 |  |  | 1122 | 4488
13 |  | Bushing rod | No. |  |  | 5 |  |  | 2244 | 11220
14 |  | Auxilary contact lever | No. |  |  | 4 |  |  | 187.313 | 749.252
15 |  | 33 KV XLPE cable box 3x400 mm2 (outdoor type) | No. |  |  | 2 |  |  | 28148 | 56296
16 | CC3C319002 | 33 KV XLPE cable box 3x400 mm2 (indoor type) | No. |  |  | 2 |  |  | 28261.5 | 56523
[9 empty] | Total | 193199.252
PSDF Items
Sr.No | Item Code | Name Of Article | Unit | Quantity |  |  |  |  | Book Value per Unit | Total
|  |  |  | Useable | Unserviceable | Obsolete | Non-Moving | Scrap
1 |  | 132 KV Transformer Protection Panel | Nos. |  |  | 2 |  |  | 3750 | 7500
2 | NN1N101003 | 132 KV C&R Panel (Feeder) | Nos. |  |  | 2 |  |  | 4000 | 8000
3 |  | 132 KV C&R Panel (Feeder) | Nos. |  |  | 1 |  |  | 3500 | 3500
4 | NN1N102003 | 132 KV RTCC/OLTC Panel | Nos. |  |  | 2 |  |  | 4000 | 8000
5 | NN0N002005 | 33 KV Control & Relay Panel | Nos. |  |  | 1 |  |  | 3500 | 3500
6 |  | 33 KV Control & Relay Panel |  |  |  | 2 |  |  | 4000 | 8000
7 |  | 33 KV Capacitor bank C&R Panel | Nos. |  |  | 2 |  |  | 4000 | 8000
8 |  | 132 KV Isolator 3 PH | Nos. |  |  | 12 |  |  | 2000 | 24000
9 |  | 132 KV CT | Nos. | 6 |  | 9 |  |  | 500 | 7500
10 |  | 132 KV. Circuit Breaker 3 PH | Nos. |  |  |  |  | 5 | 2000 | 10000
11 |  | 132 KV CVT 1 PH | Nos. | 3 |  | 4 |  |  | 500 | 3500
12 | KK1K101001 | 132 KV Surge Arrester 1 PH | Nos. | 6 |  | 2 |  | 3 | 1000 | 11000
13 |  | 33 KV Isolator 3 PH | Nos. | 9 |  | 6 |  | 11 | 1500 | 39000
14 |  | 33 KV CT | Nos. | 6 |  | 15 |  |  | 1000 | 21000
15 |  | 33 KV PT | Nos. |  |  | 3 |  |  | 400 | 1200
16 |  | 33 KV CB | Nos. |  |  | 10 |  |  | 4000 | 40000
17 |  | 33 KV CB (Without Pole) | Nos. | 1 |  |  |  |  | 2000 | 2000
18 |  | 33 KV LA | Nos. | 9 |  |  |  |  | 200 | 1800
19 |  | 132 KV PT | Nos. |  |  |  |  | 3 | 1000 | 3000
20 |  | ACDB | Nos. |  |  | 1 |  |  | 5000 | 5000
20 |  | DCDB | Nos. |  |  | 1 |  |  | 4000 | 4000
[9 empty] | Total | 219500
| Chandrapal Singh |  | Rahul Kumar Singh |  |  |  |  | Pankaj Kumar
| JE, 132 KV S/s Kichha |  | Assistant Engineer (O&M) |  |  |  |  | EE (O&M)
|  |  | 132 KV Substation, Kichha |  |  |  |  | 220 KV O&M Division Pantnagar
Note: Kindly provide Divisional level compiled inventory details through your respective Superintending Engineer.
SCRAP MATERIAL |  |  |  |  | Febuary-2021
1 |  | 132 KV Bus Coupler Panel (old & dismant.) | No. |  |  |  |  | 1 | 4000 | 4000
2 |  | 132 KV CT 800/400/1A (old & dismantled) | No. |  |  |  |  | 2 | 2200 | 4400
3 |  | 132 KV CT 400/200/1A (old & dismantled) | No. |  |  |  |  | 1 | 2000 | 2000
4 |  | 132 KV CT 200/100/1A (damaged) | No. |  |  |  |  | 1 | 200 | 200
5 |  | 132 KV CVT (Defective) | No. |  |  |  |  | 2 | 5000 | 10000
6 |  | 132 KV LA (old & dismantled) | No. |  |  |  |  | 11 | 40 | 440
7 |  | 132 KV SF6 gas pneumatic type circuit breaker make CGL | No. |  |  |  |  | 1 | 2500 | 2500
8 |  | 132 KV Panel Incomp. And Relay short | No. |  |  |  |  | 1 | 4000 | 4000
9 |  | 120 KV LA (Dismantled) | No. |  |  |  |  | 1 | 50 | 50
10 |  | 66 KV D.C. Panel W/O Relay & Meter | No. |  |  |  |  | 1 | 4000 | 4000
11 | VV3V305006 | 33 KV CT 800/400/1A (old & dismantled) | No. |  |  |  |  | 3 | 600 | 1800
12 | VV3V305006 | 33 KV CT 800/400/1 A (old defective and dismentaled) | No. |  |  |  |  | 1 | 600 | 600
13 | VV3V305006 | 33 KV CT 800/400/1 A (old, damaged,Used & dismentaled) | No. |  |  |  |  | 3 | 200 | 600
14 | VV3V305010 | 33 KV.CT 400/200/1A. (Old used &damaged) | No. |  |  |  |  | 1 | 200 | 200
15 | VV3V305010 | 33 KV CT 400/200/1 A (old & defective) | No. |  |  |  |  | 1 | 200 | 200
16 | VV4V305012 | 33 KV CT 300/150/1A (old & dismantled) | No. |  |  |  |  | 7 | 800 | 5600
17 | VV4V305012 | 33 KV CT 300/150/1A (old, defective & dismantled) | No. |  |  |  |  | 1 | 200 | 200
18 |  | 33 KV CT 200/100/1A (old, used & dismantled) | No. |  |  |  |  | 7 | 1500 | 10500
19 |  | 33 KV CT 200/100/1A (old, defective, dismantled) | No. |  |  |  |  | 3 | 200 | 600
20 |  | 33 KV CT 200/100/1A (old, used, & damaged) | No. |  |  |  |  | 2 | 500 | 1000
21 |  | 33 KV CT 30/15/1A (old & used) | No. |  |  |  |  | 2 | 5000 | 10000
22 |  | 33 KV CT 30/15/1A (old,used, & damaged) | No. |  |  |  |  | 1 | 50 | 50
23 |  | 33 KV PT 50/100 VA, 33KV/√3/110V (old, used, damaged) | No. |  |  |  |  | 4 | 500 | 2000
24 |  | 33 KV/110 V PT (N.Defective) | No. |  |  |  |  | 5 | 400 | 2000
25 |  | 33 KV/110 V PT ( Old & Damaged) | No. |  |  |  |  | 1 | 400 | 400
26 |  | 33 KV SF6 CB S.No. IB239748, make ABB (old,used, defective& dismentaled) | No. |  |  |  |  | 1 | 35000 | 35000
27 |  | 33 KV DATA POWER TVM meter (old & used) | No. |  |  |  |  | 3 | 100 | 300
28 |  | 33 KV Capacitor Heaving 33 Cell (old & damaged) | Set |  |  |  |  | 2 | 1500 | 3000
29 |  | 33 KV VCB S/S make (old & damaged) | No. |  |  |  |  | 1 | 3000 | 3000
30 |  | 33 KV VCB BHEL make (old & dismantled) | No. |  |  |  |  | 1 | 3000 | 3000
31 |  | 33 KV VCB ABB make Incomp. (scrap) | No. |  |  |  |  | 1 | 800 | 800
32 |  | 33 KV RVT (old & dismantled) | Set |  |  |  |  | 2 | 2000 | 4000
33 |  | 33 KV Reactor (old & dismantled) | Set |  |  |  |  | 2 | 2000 | 4000
34 |  | 33 KV MOCB BHEL make (unserviceable, old, dismantled) | No. |  |  |  |  | 5 | 5000 | 25000
35 |  | Porcelain insulator for 33 KV OCB | No. |  |  |  |  | 3 | 50 | 150
36 |  | 33 KV Capacitor Bank Control & Relay Panel (Old & Dismantled) | No. |  |  |  |  | 2 | 4000 | 8000
37 |  | Vaccum bottle for 33 KV VCB (defective) | No. |  |  |  |  | 2 | 1000 | 2000
38 |  | 11 KV CT (old & defective) | No. |  |  |  |  | 6 | 100 | 600
39 |  | 11 KV INC.350 MVA 800/400/5A,110 VDC, Complete damaged and not usable. | No. |  |  |  |  | 1 | 272194 | 272194
40 |  | 11 KV outgoing feeder panel Crompton make (old, used & scrap) | No. |  |  |  |  | 2 | 2500 | 5000
41 |  | 11 KV OCB outgoing feeder Southern Switch Gear make (old, used & scrap) | No. |  |  |  |  | 6 | 5000 | 30000
42 |  | 11 KV OCB Incoming feeder Southern Switch Gear make (old, used & scrap) | No. |  |  |  |  | 2 | 5000 | 10000
43 |  | 11 KV OCB Bus Coupler Southern Switch Gear make (old, used & scrap) | No. |  |  |  |  | 1 | 5000 | 5000
44 |  | 11 KV OCB contact male & female (old, burnt &Scrap) | Kg. |  |  |  |  | 18.5 | 70 | 1295
45 |  | Empty Conductor Drum W/O rod (G.I.bar), Scrap | No. |  |  |  |  | 53 | 10 | 530
46 |  | Iron Scrap | Kg. |  |  |  |  | 120 | 15 | 1800
47 |  | Alluminium Scrap | Kg. |  |  |  |  | 9.5 | 60 | 570
48 |  | Copper Scrap | Kg. |  |  |  |  | 6.5 | 100 | 650
49 |  | Pales off size (dismantled & scrap) | No. |  |  |  |  | 1220 | 0.1 | 122
50 |  | Busbar hardwere material.(Scrap) | Kg. |  |  |  |  | 45 | 60 | 2700
51 |  | 2.4 Mtr.height Pale fencing old used & scrap | Mtr. |  |  |  |  | 50 | 50 | 2500
52 | AA1A102001 | G.I. earth wire 7/10 SWG (old & dismantled) | Mtr. |  |  |  |  | 3740 | 2 | 7480
53 |  | Transformer oil (old, used & dismentaled) | Ltr. |  |  |  |  | 36718 | 10 | 367180
54 |  | Empty T/F oil Drum | No. |  |  |  |  | 110 | 250 | 27500
55 |  | Empty drum of Transformer oil | No. |  |  |  |  | 168 | 250 | 42000
56 |  | Secure make Energy meter type non MRI meters | No. |  |  |  |  | 3 | 500 | 1500
57 |  | WTI with 4 no. mercury switch (old & dismentaled) | No. |  |  |  |  | 1 | 100 | 100
58 |  | Mono-block 3-PH, 7.5 hp motor (Defective) | No. |  |  |  |  | 1 | 500 | 500
59 |  | lead acid battary cell | No. |  |  |  |  | 55 | 10 | 550
60 |  | Dog Conductor (Scrap) | Mtr. |  |  |  |  | 162 | 10 | 1620
61 |  | L&T make Energy meter (Old &Dismantled). | No. |  |  |  |  | 1 | 50 | 50
62 |  | 33/0.4 KV, 250 KVA Transformer Fully brunt and Damaged (Scrap). | No. |  |  |  |  | 1 | 5000 | 5000
63 |  | 33 KV Capacitor cell (Old, Damaged & Scrap) | No. |  |  |  |  | 6 | 100 | 600
64 | BB4B401001 | 33 KV. NCT (Scrap) | No. |  |  |  |  | 1 | 500 | 500
65 |  | 132 KV CT 1600/800/400/1A (old , dismantled & Defective ) | No. |  |  |  |  | 1 | 500 | 500
[9 empty] | Total | 943631
| Chandrapal Singh |  | Rahul Kumar Singh |  |  |  | Pankaj Kumar
| JE, 132 KV S/s Kichha |  | Assistant Engineer (O&M) |  |  |  | EE (O&M)
|  |  | 132 KV Substation, Kichha |  |  |  | 220 KV O&M Division Pantnagar
Name of Circle/ Zone :- Haldwani/Kumaon Name of Substation :- 220 KV S/s Haldwani
Name of Division:- 220 KV O&M Haldwani Month : FEBRUARY. 2021
Stock material up to 22 Febuary 2021 of Sri D.K.Paneru J.E. At 220 KV Sub Division Haldwani
S.n. | Item code | Item Description | Unit | Quqntity |  |  |  |  | Book Value per Unit | Total Cost
|  |  |  | Useable | Unservicable | Obsolete | Non Moving | Scrap
Obselet & Scrap Material
1 | VV6V605012 | 33 KV CT 300/150/1 Amp (Burnt damage without bushing & insulator)Scrap | No. |  |  |  |  | 1 | 200 | 200
2 | HH1H105001 | 33 KV Isolator (without earth switch)old,use & defective.Scrap | No. |  |  |  |  | 6 | 1500 | 9000
3 | HH0H005001 | 33 KV Isolator with earth switch)old,use & defective.scrap | No. |  |  |  |  | 5 | 1500 | 7500
4 | AA0A005001 | A.C.S.R panther Conductor in Pcs.(old use & damage) scrap | Mtr. |  |  |  |  | 220 | 10 | 2200
5 | AA0A004001 | A.C.S.R Zebra Conductor in Pcs.(old use & damage) Scrap | Mtr. |  |  |  |  | 50 | 15 | 750
6 | AA0A002001 | A.C.S.R Moose Conductor in Pcs.(old use & damage) Scrap | Mtr. |  |  |  |  | 50 | 15 | 750
7 |  | 33 KV NCT 5/1 Ap old use defective scrap | No. |  |  |  |  | 1 | 2000 | 2000
8 | II0I004001 | 70 KN disc insulator(old use and broken)scrap | No |  |  |  |  | 12 | 10 | 120
9 |  | 250 KVA 33/0.4 KV substation Transformer (Old brunt and damage) Scrap | No |  |  |  |  | 1 | 15000 | 15000
10 | VV6V605010 | 33 KV CT 400/200/1 Amp (old use and Burnt damage )Scrap | No |  |  |  |  | 2 | 1500 | 3000
11 | VV6V605006 | 33 KV CT 800/400/1 Amp (old use and ) | No |  |  | 3 |  |  | 2000 | 6000
T&P at 220 KV Substation Haldwani JE Mr. D.K Paneru at 220 KV S/S haldwani
1 |  | Steel rack all side open 6 x 3 feet | No | 2 |  |  |  |  | 5894 | 11788
Inventory
Name of Zone |  | KUMAUN
Name of circle |  | HALDWANI
Name of Division |  | E.T&C DIVISION HALDWANI
Name of Substation E.T&C SUB-DIVISION ALMORA
Month |  | 2021-02-01
S. No. | Item code | Name of Item | Unit | Unit rate in Rs. | Useable |  | Unserviceable |  | Non-Moving |  | Obsolete |  | Scrap
[5 empty] | Qty. | Total Amount in Rs. | Qty. | Total Amount in Rs. | Qty. | Total Amount in Rs. | Qty. | Total Amount in Rs. | Qty. | Total Amount in Rs.
1 | not provided | CT Junction Box | No. | 6950 | 10 | 69500
2 | not provided | High Speed Master Trip Relay JRV-181-12 (2 ele) | No. | 3438 | 7 | 24066
3 | not provided | Tripping Relay JRV-181-18, 110 V DC (3 ele) | No. | 5157 | 3 | 15471
4 | not provided | AC Fail Annunciator JRV-016 | No. | 70 | 3 | 210
5 | SS3S301019 | O/C & E/F Relay Make Siemens | No. | 25000 | 2 | 50000
6 | not provided | O/C & E/F Relay Make Siemens | No. | 12000 | 1 | 12000
7 | MM4M409001 | Quad Lock Poly Carbonate Seal | No. | 38.64 | 411 | 15881.04
8 | MM4M410001 | wheather proof Paper Seal | No. | 25.724 | 915 | 23537.46
9 | not provided | Good quality ferrules 2.5 Sq mm (A to Z) | pkt | 1032.5 | 1 | 1032.5
10 | not provided | Good quality ferrules 2.5 Sq mm (0 to 9) | pkt | 566.4 | 1 | 566.4
11 | not provided | Good quality insulated lugs 2.5 mm, O type | No. | 1.652 | 141 | 232.932
12 | not provided | Good quality insulated lugs 2.5 mm, U type | No. | 1.652 | 124 | 204.848
13 | not provided | OLD & USED O/C & E/F Relay schneider make-micom p143 | No. | 1000 | 2 | 2000
14 | not provided | OLD & USED O/C & E/F Relay Siemance make-7sj62 | No. | 1000 | 2 | 2000
15 | not provided | FLEXIBLE COPER WIRE 2.5 SQ mm MULTRISTAND MAKE HAVELS/ANCHOR (90 MTR LONG) | MTR. | 31.401 | 157 | 4929.957
16 | not provided | GOOD QUALITY HBC FUSE HOLDER ,32A 415V ( MAKE-GE/ABB/SCHNIDER) | No. | 94.164 | 60 | 5649.84
17 | not provided | GOOD QUALITY HBC FUSE LINK ,4A ( MAKE-GE/ABB/SCHNIDER) | No. | 58.764 | 40 | 2350.56
18 | not provided | GOOD QUALITY HBC FUSE LINK ,6A ( MAKE-GE/ABB/SCHNIDER) | No. | 70.564 | 50 | 3528.2
Total (in Rs) | [5 empty] | 233160.737
Inventory
(A)- Stock items of Electy.T&C S/Div. Pantnagar
Name of Zone |  | KUMAON ZONE, PTCUL
Name of circle |  | Haldwani
Name of Division |  | Electy. T&C Div. PTCUL, Haldwani
Name of Substation- Electy. T&C Sub-Division,PTCUL, Pantnagar
Month |  | February-2021
S. No. | Item code | Name of Item | Unit | Unit rate in Rs. | Useable |  | Unserviceable |  | Non-Moving |  | Obsolete |  | Scrap
[5 empty] | Qty. | Total Amount in Rs. | Qty. | Total Amount in Rs. | Qty. | Total Amount in Rs. | Qty. | Total Amount in Rs. | Qty. | Total Amount in Rs.
1 |  | Tripping Relay, Type-RxPq8n | Nos | 3800 | 6 | 22800 | 0 | 0 | 0 | 0 | 0 | 0 | 0 | 0
2 |  | Quadlock Polycarbonate Seal | Nos | 38.645 | 320 | 12366.4 | 0 | 0 | 0 | 0 | 0 | 0 | 0 | 0
3 |  | Distance Relay, Make-ABB, REL670 | Nos | 0 | 0 | 0 | 0 | 0 | 0 | 0 | 1 | 0 | 0 | 0
4 |  | O/C & E/F Relay, Make-Areva, Micom-P127 | Nos | 0 | 0 | 0 | 0 | 0 | 0 | 0 | 1 | 0 | 0 | 0
5 |  | O/C & E/F Relay, Make-ALSTOM, P14DB | Nos | 0 | 1 | 0 | 0 | 0 | 0 | 0 | 0 | 0 | 0 | 0
6 |  | O/C & E/F Relay, Make-Schneider, P111 | Nos | 0 | 0 | 0 | 0 | 0 | 0 | 0 | 1 | 0 | 0 | 0
7 |  | O/C & E/F Relay, Make- Siemens, 7SJ62 | Nos | 0 | 1 | 0 | 0 | 0 | 0 | 0 | 0 | 0 | 0 | 0
8 |  | Weather Proof Paper Seal | Nos | 25.724 | 480 | 12347.52 | 0 | 0 | 0 | 0 | 0 | 0 | 0 | 0
9 |  | 10*4core good quality copper wire having one side Banana plug and other side crocodile clip (20 meters long) | Nos | 5888.4 | 4 | 23552.8 | 0 | 0 | 0 | 0 | 0 | 0 | 0 | 0
10 |  | Banana Plugs (copper) | Nos | 584.1 | 8 | 4672.8 | 0 | 0 | 0 | 0 | 0 | 0 | 0 | 0
11 |  | Crocodile Clips (copper) | Nos | 938.1 | 8 | 7504.8 | 0 | 0 | 0 | 0 | 0 | 0 | 0 | 0
12 |  | Portable base made up of insulated Fibre (FRP material) of size 700mm*500mm*200mm having asetup for connecting all Banana plugs (with option of shorting all phases) and 3 phase supply wire with 63Amp MCB for supply. | Nos | 29470.5 | 2 | 58941 | 0 | 0 | 0 | 0 | 0 | 0 | 0 | 0
13 |  | 2.5 sq.mm 4 core copper cable for 3 phase supply (25 meters long) | Nos | 5286.4 | 2 | 10572.8 | 0 | 0 | 0 | 0 | 0 | 0 | 0 | 0
14 |  | Shorting lead made up of 4 Nos. Banana plugs (copper) | Nos | 2348.2 | 2 | 4696.4 | 0 | 0 | 0 | 0 | 0 | 0 | 0 | 0
Total (in Rs) | [5 empty] | 157454.52 |  | 0 |  | 0 |  | 0 |  | 0