## compiled
INVENTORY
Name of Zone |  |  | Garhwal
Name of Circle |  |  | Roorkee
Name of Division |  |  | 220 KV O&M Division Roorkee
Name of Substation |  |  | 220 KV S/S Roorkee
Month of |  |  | 2021-12-01
S.No. | Item Code | Name of Item | Unit |  | Usable |  | unserviceble |  | Non-Moving |  | Obsolete |  | Scrap
|  |  |  | Unit Rate (Rs) | Qty | Total Amount in Rs. | Qty | Total Amount in Rs. | Qty | Total Amount in Rs. | Qty | Total Amount in Rs. | Qty | Total Amount in Rs.
1 | JJ7J707004 | Empty SF6 gas cylander 9kg cap. | Nos | 100 | [8 empty] | 1 | 100
2 |  | Oil pressure switch ( damaged & defective ) | Nos | 20 | [8 empty] | 1 | 20
3 | MM2M203007 | Analog Amp. meter old and used 800/400/1 (01 Nos) | Kg | 10 | [8 empty] | 0.2 | 2
4 | MM2M203007 | Analog Amp. meter old and used 800/1(02 Nos) | Kg | 10 | [8 empty] | 0.4 | 4
5 | MM2M203008 | Analog Amp. meter old and used 600/1 (02 Nos) | Kg | 10 | [8 empty] | 0.4 | 4
6 | MM2M204006 | Analog Mega Wattmeter old and used 800/400/1( 03 Nos) | Kg | 10 | [8 empty] | 0.6 | 6
7 | MM2M204006 | Analog Mega Wattmeter old and used 800/1 (02 Nos) | Kg | 10 | [8 empty] | 0.4 | 4
8 | MM2M204010 | Analog Mega Wattmeter old and used 600/1 (02 Nos) | Kg | 10 | [8 empty] | 0.4 | 4
9 | MM2M202004 | Analog A.C Voltmeter 0-500 (Use & Defective) (02 Nos) | Kg | 10 | [8 empty] | 0.4 | 4
10 | II5I501003 | 220kv Single Tension fitting Comprision type (al +steel) of Dear condutor (scrap.) | Kg | 5 | [8 empty] | 4 | 20
11 |  | Main Valve with Pilot Valve of 220 kV SF6 CB BHEL Make(Defective) | Nos | 300 | [8 empty] | 2 | 600
12 | JJ2J201005 | Coil for main Valve Drg No. 35184601571 for SF6 CB BHEL Make (Old & Used) | Nos | 20 | [8 empty] | 4 | 80
13 |  | Drive Cylender with Shaft Complete assembly(Defective) | Nos | 225 | [8 empty] | 1 | 225
14 | JJ2J201007 | Coil for main Valve Drg No. 25184501551B for SF6 CB BHEL make (Old & Used) | Nos | 20 | [8 empty] | 2 | 40
15 | II5I507002 | Gunfitting for moose conductor scrap | Nos | 50 | [8 empty] | 8 | 400
16 |  | Rail 90 Lsb Scrap( 2 Meter) | Kg | 21.74 | [8 empty] | 92 | 2000.08
17 | VV2V204007 | T/F oil drum empty | Nos | 200 | [8 empty] | 271 | 54200
18 |  | Energy meter secure old & used | Nos | 20 | [8 empty] | 1 | 20
19 | AA0A002001 | Scrap ACSR mooose /panther / tarantulla conductor.(250+20-5.8) kg | kg | 31.37 | [8 empty] | 270 | 8469.9
20 | NN5N506031 | PLCC coupling damased. | Nos | 20 | [8 empty] | 2 | 40
21 | JJ0J002002 | 220 kv BHEL make 3 pole circuit Breaker without structure (old & used) obsolete. | Nos | 5000 | [8 empty] | 6 | 30000
22 | JJ0J003006 | 132 kv BHEL make 3 pole circuit Breaker without structure (old & used) obsolete. | Nos | 2500 | [8 empty] | 2 | 5000
23 |  | 450 AH,110 V Battery set obsolete.(each set 55 No.batteries)or as pre MM 450 Ah,110V Battery. | Nos | 90.9 | [8 empty] | 55 | 4999.5
24 | MM0M007002 | Buchhloz relay ( damaged & defective ). | Nos | 20 | [8 empty] | 1 | 20
25 | JJ0J005010 | 33 KV circuit breaker Damage. | Nos | 2000 | [8 empty] | 3 | 6000
26 | AA0A002003 | ACSR Zebra conductor scrap.(153 Mtr) | Kg | 20 | [8 empty] | 158 | 3160
27 | II5I501004 | Single Comprission type tension fitting for zebra conductor scrape | Nos | 50 | [8 empty] | 3 | 150
28 |  | Clamp & Connector Scrap.(Aluminium Alloy) | Kg | 50 | [8 empty] | 66 | 3300
29 |  | 33 KV CT Damage | Nos | 500 | [8 empty] | 1 | 500
30 |  | 132 KV CT Damage | Nos | 1500 | [8 empty] | 1 | 1500
31 |  | Motor T/F cooling Fan Damage | Nos | 500 | [8 empty] | 3 | 1500
32 |  | Moose conductor scrap | Kg | 50 | [8 empty] | 22 | 1100
33 | VV6V507002 | 220 KV CVT 1ph.desmantle,obsolete. | Nos | 2000 | [6 empty] | 8 | 16000
34 | KK0K002001 | 220 KV LA 1ph.desmantle,obsolete. | Nos | 100 | [6 empty] | 7 | 700
35 | VV3V303001 | 132 KV CT 1ph.desmantle,obsolete. | Nos | 1000 | [6 empty] | 6 | 6000
36 | JJ0J002002 | 220 KV circuit breaker 2ph.desmantle,obsolete. | Nos | 2500 | [6 empty] | 1 | 2500
37 | VV3V302001 | 220 KV current transformer 1ph.desmantle,obsolete. | Nos | 2000 | [6 empty] | 20 | 40000
38 |  | Energy meter secure old & used | Nos | 1000 | [6 empty] | 13 | 13000
39 |  | Energy meter L&T old & used | Nos | 1000 | [6 empty] | 5 | 5000
40 |  | structure(220 KV BHEL Make Circuit breaker) old & used incomplete. | Nos | 1000 |  |  | 7 | 7000
41 |  | structure(132 KV BHEL Make Circuit breaker ) old & used incomplete. | Nos | 800 |  |  | 2 | 1600
42 | SS0S002002 | 220 KV central break isolator,O/U Dismentied. | Nos | 12000 |  |  | 3 | 36000
43 | SS0S003002 | 132 KV central break isolator,O/U Dismentied. | Nos | 10000 |  |  | 1 | 10000
45 | VV3V302006 | 220 kv CT,600/1 amp.STC MakeSl.no.-2015/2102 | Nos | 485212.5 |  |  |  |  | 1 | 485212.5
46 |  | Wave trap without PLCC coupling. | Nos | 250000 |  |  |  |  | 2 | 500000
47 | VV3V302001 | 220 KV Current transformer 1ph. | Nos | 365389.5 |  |  |  |  | 2 | 730779
48 | SS0S002002 | 220 KV Isolator 3ph. | Nos | 370968.79 |  |  |  |  | 21 | 7790344.59
49 | SS0S003002 | 132KV Isolator 3ph. | Nos | 202698.48 |  |  |  |  | 4 | 810793.92
50 | II3I306002 | 220KV tension clamp comprission type w/o dead and cone | Nos | 2356 | 1 | 2356
51 | II3I302003 | Repair sleave for ACSR zebra conductor | Nos | 259.71 | 3 | 779.13
52 | II3I301003 | Joint mid span for ACSR zebra conductor | Nos | 794.5 | 7 | 5561.5
53 | II0I001001 | Disc insulator 160 kn | Nos | 330 | 9 | 2970
54 | II2I202001 | Earth wire tension fitting 7/9 | Nos | 894 | 2 | 1788
55 | II3I301008 | joint mid spam 7/9 E/W | Nos | 113.5 | 4 | 454
56 | II5I504004 | Single Suspention fitting for Zebra conductor | Nos | 1475.67 | 2 | 2951.34
57 | II5I504003 | Single Suspension fitting for Dear conductor | Nos | 3400 | 6 | 20400
58 | II3I302002 | Repair sleeve for Dear conductor | Nos | 1702.56 | 5 | 8512.8
59 | II3I301002 | Mid Span Joint Dear conductor | Nos | 3442.5 | 2 | 6885
60 | II5I502004 | Double tension compressor type single zebra conductor fitting. | Nos | 15379 | 2 | 30758
61 | II3I302003 | Repair sleeve ACSR Zebra conductor. | Nos | 2156.5 | 3 | 6469.5
62 |  | Electronic semaphore indicator having red and green led for control pannel | Nos | 2295 | 6 | 13770
63 | NN4N401003 | LED type 110V Dc indicator lamp yellow colour | Nos | 403 | 5 | 2015
64 | VV3V305009 | 36 KV CT of Ratio 400/200/1 (Floral Make) | Nos | 19380 | 1 | 19380
65 | NN4N412007 | Netural Trip Close Switch for T/F Control Pannal SBC 32 P, 484/124 RLM/535,32A/440 VAC Make Switron | Nos | 8109 | 2 | 16218
66 | NN4N408002 | Kaycee Make Switch for Control pannal 16A/250V, 10A/440V A.C | Nos | 918 | 2 | 1836
67 |  | Kaycee make Ampere meter switch for Control pannal SRP/36 MA 60, 16A/250V, 10A/440V | Nos | 1785 | 5 | 8925
68 | NN4N408003 | I & PH Switch make Switron SPC 32P,363R | Nos | 3570 | 4 | 14280
69 |  | Yoke Plate size 360x110x14 mm | Nos | 1370 | 2 | 2740
70 | TT1T101051 | Transformer maintenance ragister. | Nos | 454 | 6 | 2724
71 | TT1T101019 | Bay maintenance ragister | Nos | 454 | 9 | 4086
72 | CC3C311002 | Raychem make 33 kv outdoor termination kit 3x300 sq.mm | Nos | 19558.5 | 1 | 19558.5
73 | VV3V305003 | 33 kv CT 1000/1 amp. 3core ac.0.2 | Nos | 36218 | 1 | 36218
74 | NN4N403003 | Indication lamp green color 110 V AC/DC. | Nos | 408 | 2 | 816
75 | VV6V507002 | 245 kv CVT CGL make sl. No.-57786 | Nos | 328866.3 | 1 | 328866.3
76 | AA0A002003 | ACSR zebra conductor. | KM | 231480 | 1 | 231480
77 | II0I005001 | PG clamp zebra to zebra(04 no.nut & bolt.) | Nos | 942 | 6 | 5652
78 | II1I104001 | C type bolt less connector clamp with stopper suitable for Zebra to Zebra.. | Nos | 3253.8 | 1 | 3253.8
79 | II1I103002 | C type bolt less connector clamp with stopper suitable for Zebra to Deer. | Nos | 3253.8 | 10 | 32538
80 |  | Cable termination block | Nos | 120 | 100 | 12000
81 | II2I210002 | 220 kv post insulator run and through twin moose conductor clamp. | Nos | 2742 | 3 | 8226
82 | II0I003003 | PG clamp moose to zebra conductor size192 x 110 x52 mm. | Nos | 905 | 6 | 5430
83 | II0I004004 | PG clamp Deer to zebra conductor size192 x 110 x52 mm. | Nos | 909 | 2 | 1818
84 | VV3V305003 | 36 KV, CT ratio 1000/1 A. | Nos | 33000 | 3 | 99000
85 | MM0M007003 | Buccholz Relay GOR-3 | Nos | 38940 | 2 | 77880
86 | SS4S402013 | 33 KV Rama Make isolator Blade. | Nos | 4661 | 6 | 27966
87 |  | GI Structure for 132 kv Gantry beem with N&B incumplete. | MT | 89707 | 0.86 | 77148.02
88 |  | GI Structure for 132 kv Gantry column with N&B incumplete. | MT | 89707 | 1.64 | 147119.48
89 |  | compressive type Zebra conductor jumper cone . | Nos | 1445.5 | 4 | 5782
90 |  | Flexile copper bond. | Nos | 1359 | 2 | 2718
91 |  | Repair sleeve for Zebra conductor | Nos | 1062 | 6 | 6372
92 |  | 220 KV DD+0 Tower wightout stub. | MT | 112100 | 8.738 | 979529.8
93 |  | ACSR Zebra conductor cutbit o/u. | Mtr | 60 | 700 | 42000
94 |  | Single tension fitting for singleZebra conductor. | Nos | 9912 | 26 | 257712
95 |  | Disc insulator 160 Kn | Nos | 1734.6 | 250 | 433650
96 |  | 33 KV Isolator Jaw. | Nos | 4720 | 8 | 37760
97 |  | 33 KV Isolator pad clamp suitable for single Zebra con. | Nos | 1357 | 8 | 10856
98 |  | 33 KV Circuit breaker pad clamp suitable for single Zebra con. | Nos | 1357 | 8 | 10856
99 |  | 33 KV CT clamp suitable for single Zebra con. | Nos | 1357 | 10 | 13570
100 |  | 33 KV Isolator pad clamp suitable for double Zebra con. | Nos | 2419 | 6 | 14514
101 |  | 33 KV CT clamp suitable for Double Zebra con. | Nos | 2419 | 6 | 14514
102 |  | 33 KV Circuit breaker pad clamp suitable for Double Zebra con. | Nos | 2419 | 6 | 14514
103 |  | Bolt less wedge 4 hole pad connector suitable ACSR Moose conwirh stopper. | Nos | 5841 | 4 | 23364
104 |  | Bolt less wedge 30 mm dia CT Rod connector suitable ACSR Moose con.wirh stopper | Nos | 5841 | 4 | 23364
TOTAL(in Rs.) | [5 empty] | 3181905.17 |  | 54600 |  | 10317130.01 |  | 83200 |  | 123472.48
Grand TOTAL(in Rs.) |  |  |  | 13760307.66
Inventory
Name of Zone:- |  | Garhwal Zone Roorkee
Name of Circle:- |  | Roorkee Circle
Name of Division:-220KV O&M Division Roorkee
Name of Substation:-220KV S/S Roorkee (Central Store)
Month:- Dec,-2021
S.No | Item code | (Tower parts ) | Unit | Rate | Usable |  | unserviceable |  | Nov-Moving |  | Obsolete |  | Scrap
|  | Article name |  |  | Qty | Total Amount | Qty | Total Amount | Qty | Total Amount | Qty | Total Amount | Qty | Total Amount
1 | FF0F045001 | Stub cleat 132kv tower part A type mark D.K | kg | 30 | 723.83 | 21714.9
2 |  | Tower part G.I angle ABC type incomplete | kg | 30 | 3260 | 97800
3 | FF0F045001 | D.K 302 cleat | No | 20 | 16 | 320
4 |  | Tower part ABC type 220kv incomplete | kg | 30 | 7832 | 234960
5 |  | Tower part 400kv A type mark 33A | kg | 30 | 3053 | 91590
6 |  | Tower part 400kv B type mark 33B w/o stub & cleat | kg | 30 | 8138 | 244140
7 |  | 400kv B type tower o/u dismantled w/o stub & cleat | MT | 30000 | 21.468 | 644040
8 | FF0F021006 | Stub & cleat 400kv B type | kg | 30 | 426.28 | 12788.4
9 |  | G.I tower part angle 400kv ABC type incomplete | kg | 30 | 8361 | 250830
10 |  | Stucture fabricated 132kv CBB,CLA,GA and other type | MT | 30 | 2.445 | 73.35
11 |  | Stucture 2phase P.T | No | 500 | 1 | 500
12 |  | Templet 132kv +3mtr extation m.s | Set | 10000 | 1 | 10000
13 |  | Templet 132kv Btype D.k mark | Set | 10000 | 2 | 20000
14 |  | Templet 132kv DCTD 64 m.s | kg | 30 | 430 | 12900
15 | FF0F042008 | Templete 220kv A type tower | kg | 30 | 553 | 16590
16 |  | Templet 400kv C type tower 60 | Set | 8000 | 1 | 8000
17 |  | 132kv c type D.C tower part o/u dismantled incomplete | kg | 30 | 1519.4 | 45582 | [5 empty] | `
18 |  | 132kv c type D.C tower part | Mt | 30000 | 4.876 | 146280
19 | FF2F205001 | M.s galvanised plate 6mm | kg | 30 | 78 | 2340
20 | FF0F050007 | Fabricated stucture AJMS type | kg | 50 | 126 | 6300
21 |  | ABC type fabricated Gal. steel D.C super stucture tower part including stub&cleat. | Mt | 50000 | 5.386 | 269300
22 |  | Supply gantry bold beam setting 8No | MT | 50000 | 1.28 | 64000
(Damaged Tower parts )
1 |  | M.s angle Iron tower part 66kv line damaged | MT | 25000 | [8 empty] | 7.053 | 176325
2 |  | G.I Angle iron tower part 66kv line totally damaged | MT | 25000 | [8 empty] | 3.956 | 98900
3 |  | G.I tower part old & used dismantled totally damaged | MT | 25000 | [8 empty] | 8.975 | 224375
4 |  | 132kv Atype old & used dismantaled tower part in scrap from Nehtore line | Kg | 20 | [8 empty] | 1035 | 20700
5 |  | ABC type fabricated steel stucture towwer part dismantled scrap | MT | 20000 | [8 empty] | 1.832 | 36640
M.S Steel section
1 | FF2F204003 | MS angle iron 130X130X12mm | kg | 30 | [8 empty] | 318 | 9540
2 | FF2F201005 | MS Round 32mm | kg | 25 | 508 | 12700
3 |  | Sheet perforated | No | 200 | [8 empty] | 24 | 4800
4 |  | Fabricated light pole o/u dismantled made of m.s angle | No | 500 | [8 empty] | 2 | 1000
5 | FF3F301001 | Cut length of S.T polesp-55,4.9mtr long | No | 500 | [8 empty] | 2 | 1000
6 |  | Gate of sub-statoin made of pale fancing | No | 100 | [8 empty] | 2 | 200
7 |  | pale fancing old & used dismantled | Mtr | 25 | [8 empty] | 24 | 600
Cable Jointing materials
1 |  | PVC Insulated type wirth 10mtr long electric Roll of 11kv system. | No | 10 | [6 empty] | 12 | 120
2 |  | Cotton tap 19mm | No | 20 | [6 empty] | 12 | 240
3 |  | Flux Alluminum | Bottle | 10 | [6 empty] | 27 | 270
4 |  | plambing cloth | Mtr | 50 | [6 empty] | 29 | 1450
5 |  | Alluminum solder 75% | kg | 150 | [6 empty] | 5 | 750
6 |  | plastic compound | kg | 20 | [6 empty] | 6 | 120
GI Nut & bolts
1 |  | G.I, bolt & nut 5/8x3" | kg | 30 | 163 | 4890
2 |  | G.I bolt & nut 5/8X70mm | kg | 30 | 422 | 12660
3 |  | G.I bolt & nut 5/8"X75mm | kg | 30 | 734 | 22020
4 |  | G.I bolt & nut o/u ,o/s dosmantled | kg | 25 | [8 empty] | 94 | 2350
5 |  | HDG bolt with nut & washer 16X75mm | Set | 2 | 150 | 300
6 | FF1F101014 | G.I bolt & with washer 16X75mm | No | 1 | 320 | 320
7 |  | G.I bolt & nut with washer for clamp w/o nut | No | 1 | [8 empty] | 149 | 149
8 |  | Bolt u type | No | 1 | [8 empty] | 133 | 133
9 |  | Bolt u type small | No | 2 | [8 empty] | 38 | 76
10 |  | M/S bolt with nut 8" long | No | 1 | 144 | 144
11 |  | Bolt eyes off size with nut | No | 1 | 33 | 33
12 | FF1F101024 | G.I nut & bolt 16X40mm | kg | 102 | 390 | 39780
Metering Equipment
1 |  | Coupling capacitor for 220kv seemance make | No | 30000 | [6 empty] | 1 | 30000
2 |  | 33kv double T/F feeder pannel | No | 108800 | 1 | 108800
3 |  | 132kv feeder control pannel | No | 100000 | 1 | 100000
4 |  | A&B of L&T o/u 440v | No | 1500 | [8 empty] | 1 | 1500
5 |  | 33kv C.T 400-200-1A repairble | No | 15000 | [6 empty] | 1 | 15000
6 | VV6V503002 | 145kv/110v PT | No | 98000 | [6 empty] | 1 | 98000
Metering Equipment obsolete/defective
1 |  | Current Transformer Ratio 300-150-1-1-1Amp | No | 50000 | [6 empty] | 2 | 100000
2 |  | Current Transformer porceline coller damaged Repairble | No | 20000 | [6 empty] | 1 | 20000
3 |  | Current Transformer Ratio 500-250-1 deffective 3 core dismantled Talk make not repairble | No | 50000 | [6 empty] | 1 | 50000
4 |  | 132kv p.t dismantled deffective Asea make not Repairble | No | 20000 | [6 empty] | 1 | 20000
5 |  | 145kv C.T Ratio 800-400-200-5core telk make o/u dismantled | No | 25000 | [6 empty] | 2 | 50000
6 |  | 132kv c.t 800-400-200-1 HBB make o/u dismantled Repairble due to ballon | No | 30000 | [6 empty] | 1 | 30000
7 |  | 132kv ring type c.t ratio 200-100-1A o/u dismantled | No | 1000 | [6 empty] | 3 | 3000
8 |  | 132kv ring type c.t ratio 200-100-1A o/u (m) | No | 1000 | [6 empty] | 2 | 2000
9 |  | 33kv c.t single phase ratio 120/5Amp for capacitor bank | No | 500 | [6 empty] | 1 | 500
10 |  | Transformer current 66kv 2/50/1 o/u deffective | No | 5000 | [6 empty] | 1 | 5000
11 |  | Coupling capacitor for 66kv o/u | No | 15000 | [6 empty] | 1 | 15000
12 |  | Control Desk , LADS | No | 25000 | [6 empty] | 2 | 50000
13 |  | Tranformer for auxilary 1.1 Amp o/u | No | 1000 | [6 empty] | 3 | 3000
14 |  | Surge diverter 42kv GEC make o/u | No | 1000 | [6 empty] | 6 | 6000
15 |  | 33kv c.t 40/1 Amp | No | 15000 | [6 empty] | 4 | 60000
16 |  | 48volt 500AH DCDR uptron make | No | 10000 | [6 empty] | 1 | 10000
17 |  | 132kv cvt o/u GEC make deffective | No | 10000 | [6 empty] | 1 | 10000
18 |  | 132kv cvt o/u single core | No | 8000 | [6 empty] | 3 | 24000
19 |  | 132kv c.t o/u dismantled ratio 400-200-1-1-1 one No. c.t coller broken at bottom & top flashing | No | 15000 | [6 empty] | 4 | 60000
Connector
1 | II1I106003 | T.Connetor Alluminum Taruntulla to Dear | No | 250 | [6 empty] | 46 | 11500
2 | II1I106005 | T.Connetor Alluminum Taruntulla to Panther | No | 250 | 24 | 6000
3 |  | T.connector Allumunum Dear to Taruntulla | No | 150 | [6 empty] | 7 | 1050
4 | II1I108001 | T. connector Alluminum Dear to Dear | No | 100 | 10 | 1000
5 |  | T.connector Allumunum Panther to Dear | No | 150 | 19 | 2850
6 | II1I110001 | T.connector Alluminum Panther to Panther | No | 100 | 16 | 1600
7 |  | T.connector Alluminum Dog to LAS | No | 10 | [6 empty] | 5 | 50
8 |  | T.connector Alluminum Dog to Panther | No | 40 | 1 | 40
9 |  | T.connector Alluminum for LAS | No | 10 | 15 | 150
10 |  | T.connector Alluminum for 132kv Isolator( A type) | No | 275 | 3 | 825
11 |  | T.connector Alluminum for 132kv Isolator( B type) | No | 275 | 3 | 825
12 |  | T.connector Alluminum Biomatalic for 33kv PT | No | 50 | 3 | 150
13 |  | Terminal connector for OCB | No | 5 | [6 empty] | 29 | 145
14 | II0I002005 | P.G Clamp truntulla to panther | No | 350 | 12 | 4200
15 | II0I002001 | P.G Clamp truntulla to taruntulla | No | 650 | 51 | 33150
16 |  | connector Biomatalic for Dear/LAS | No | 11 | [6 empty] | 57 | 627
17 |  | Connetor Dear terminal 30X80 | No | 100 | [6 empty] | 5 | 500
18 |  | Connetor Allu. Ally o/s | No | 25 | [6 empty] | 52 | 1300
19 |  | Terminal connector for33kv OCB | No | 12 | [6 empty] | 142 | 1704
Clamp & 33kv line maerials
1 |  | Clamp buldog heavy duty | No | 50 | 21 | 1050
2 |  | Clamp L.T for pcc pole | No | 50 | [8 empty] | 5 | 250
3 |  | Stay clamp for pcc pole | No | 50 | [8 empty] | 58 | 2900
4 |  | Clamp number plate for pcc pole | No | 50 | [8 empty] | 21 | 1050
5 |  | Clamp L.T shackle insulator | No | 40 | [8 empty] | 34 | 1360
6 |  | Clamp earth wire R.S joist | No | 40 | [8 empty] | 1 | 40
8 |  | Clamp p/p for Rail 90/105 lbs | No | 237 | [8 empty] | 30 | 7110
9 |  | Clamp p/p for Rail 105lbs incomplele | No | 50 | [8 empty] | 70 | 3500
10 |  | Clamp earth wire for 90/105 lbs Rail | No | 60 | [8 empty] | 10 | 600
11 |  | Clamp with number plate 33kv line | No | 30 | [8 empty] | 70 | 2100
12 |  | F.braeket for Rail | No | 30 | [8 empty] | 10 | 300
13 |  | F. breaket for pcc pole | No | 25 | [8 empty] | 105 | 2625
14 |  | U type broding cross arm 33kv | No | 250 | [8 empty] | 1 | 250
15 |  | Clamp for danger plate | No | 5 | [8 empty] | 10 | 50
16 |  | 11kv x Arm | No | 250 | [8 empty] | 2 | 500
17 |  | E clamp | No | 20 | [8 empty] | 118 | 2360
18 |  | Antidevice clamp for Round pole | No | 20 | [8 empty] | 153 | 3060
19 |  | Antidevice clamp for pcc pole | No | 56 | [8 empty] | 2 | 112
20 |  | Come along clamp for Raccom conductor for 33kv line (4No deffective) | No | 60 | [8 empty] | 8 | 480
21 |  | Die for pressing ferules armound | No | 45 | [8 empty] | 13 | 585
22 |  | Die for around Rod | No | 55 | [8 empty] | 24 | 1320
23 |  | Clamp sditable for 66kv copper pipe main busbar panther conductor made of brass | No | 150 | [8 empty] | 1 | 150
24 |  | Clamp dead end 16 unit 220kv 120 sqmm sp.condutor | No | 120 | [6 empty] | 6 | 720
25 |  | Clamp dead end for sp.conductor | No | 75 | [6 empty] | 1 | 75
26 |  | Clamp sp. For 132kv Dear/panther | No | 60 | [6 empty] | 6 | 360
27 |  | Clamp dead end for Dear | No | 45 | [6 empty] | 3 | 135
28 |  | Clamp suspension for truntulla conductor | No | 80 | [6 empty] | 2 | 160
29 |  | Clamp 33kv LAS | No | 12 | [6 empty] | 10 | 120
30 |  | Clamp 33kv OCB connecting | No | 10 | [6 empty] | 18 | 180
31 |  | Clamp 33kv T/F End for panther | No | 42 | [6 empty] | 10 | 420
32 |  | Clamp 37.5kv LAS | No | 2 | [6 empty] | 19 | 38
33 |  | Clamp 33kv isolator | No | 25 | [6 empty] | 6 | 150
34 |  | Clamp post insulator 37.5kv LAS | No | 45 | [6 empty] | 9 | 405
35 |  | Clamp T type Biomatalic 30X2 panther | No | 120 | [6 empty] | 1 | 120
36 |  | V type cross arms | No | 250 | [8 empty] | 341 | 85250
37 |  | PG clamp suitable for dog conductor | No | 731.6 | 8 | 5852.8
Spair part of Vehicals
1 |  | Leaf pin front NPN | No | 100 | [6 empty] | 6 | 600
2 |  | Leaf pin Reader NPN | No | 100 | [6 empty] | 6 | 600
3 |  | Leaf brush NPN | No | 120 | [6 empty] | 12 | 1440
4 |  | Tyre for Amesater 590-15 | No | 500 | [6 empty] | 1 | 500
5 |  | Tube for Ambesater 590-15 | No | 200 | [6 empty] | 1 | 200
Spair part of Meter
1 |  | Break magnet for kwh meter | No | 216.4 | [6 empty] | 6 | 1298.4
2 |  | Break magnet for kvar meter | No | 218.4 | [6 empty] | 6 | 1310.4
3 |  | Current coil for meter | No | 200 | [6 empty] | 4 | 800
4 |  | Current coil for kwh meter 5Amp | No | 234.8 | [6 empty] | 4 | 939.2
5 |  | Current coil for traveter meter 5Amp | No | 217.3 | [6 empty] | 4 | 869.2
6 |  | Current coil for kwh meter 1Amp | No | 217.4 | [6 empty] | 6 | 1304.4
7 |  | Current coil for kvar meter 1Amp | No | 217.4 | [6 empty] | 2 | 434.8
8 |  | Current coil for kwh meter 2Amp | No | 217.4 | [6 empty] | 2 | 434.8
9 |  | Current coil for kvar meter 2Amp | No | 217.4 | [6 empty] | 6 | 1304.4
10 |  | Gear wheel fiber for meter small | No | 217.4 | [6 empty] | 12 | 2608.8
11 |  | Gear wheel fiber forkwh meter big | No | 217.4 | [6 empty] | 9 | 1956.6
12 |  | Upper bearing for kwh meter section | No | 214 | [6 empty] | 12 | 2568
13 |  | Maximum demand indicator | No | 217.4 | [6 empty] | 6 | 1304.4
14 |  | Roter complete with warm for kvar meter | No | 217.4 | [6 empty] | 6 | 1304.4
15 |  | Roter complete with warm for kwh meter | No | 217.4 | [6 empty] | 6 | 1304.4
16 |  | Lower bearing for kwh section | No | 220.8 | [6 empty] | 12 | 2649.6
17 |  | Voltage coil kwh section | No | 211.2 | [6 empty] | 6 | 1267.2
18 |  | Voltaged coil for kvar section | No | 223.5 | [6 empty] | 6 | 1341
Spair of 11kv switch gear 200-100-5-600-300Amp bhel make sd-198
1 |  | Contact moving | No | 35.39 | [6 empty] | 54 | 1911.06
2 |  | Gaskit B 6400/10-1 | No | 15.94 | [6 empty] | 27 | 430.38
3 |  | Gaskit B 6400/10-2 | No | 15.94 | [6 empty] | 27 | 430.38
4 |  | Gaskit B 6400/10-3 | No | 25.95 | [6 empty] | 54 | 1401.3
5 |  | Gaskit B6400/10-4 | No | 15.94 | [6 empty] | 27 | 430.38
6 |  | Gaskit holder LV fuse PT | No | 15.94 | [6 empty] | 27 | 430.38
7 |  | Pocker B 94012017-2 | No | 25.95 | [6 empty] | 127 | 3295.65
8 |  | Resistant spring 9400-56-1 | No | 25.97 | [6 empty] | 108 | 2804.76
9 |  | Rose contact adopter | No | 35.93 | [6 empty] | 54 | 1940.22
10 |  | Spring for proft shaft | No | 26.4 | [6 empty] | 54 | 1425.6
Spair of 11kv switch gear type bvb-3 bhel make
1 |  | Cross jet pot | No | 500 | [6 empty] | 60 | 30000
2 |  | Coil over current | No | 250 | [6 empty] | 30 | 7500
3 |  | Contact moving | No | 500 | [6 empty] | 60 | 30000
4 |  | Socket assembly | No | 500 | [6 empty] | 60 | 30000
Spair part of 11kv ocb bicco make
1 |  | Triping plate assembly with priver leaves | No | 200 | [6 empty] | 10 | 2000
2 |  | Insulator copper Busbar | No | 1500 | [6 empty] | 2 | 3000
3 |  | Buffer spring | No | 20 | [6 empty] | 4 | 80
4 |  | Trip bridge assembly | No | 630 | [6 empty] | 12 | 7560
5 |  | Angus roller shack block | No | 125 | [6 empty] | 27 | 3375
6 |  | Expoty Gross jet pot | No | 1500 | [6 empty] | 21 | 31500
7 |  | Fuse time limit | No | 50 | [6 empty] | 42 | 2100
8 |  | Finger contact sping for Rose contact | No | 30 | [6 empty] | 350 | 10500
9 |  | Trolly bushing made of Epoxy | No | 500 | [6 empty] | 30 | 15000
10 |  | Femal main contact&alimated finger contact for 800 Amp pdb ocb bicco | Pair | 30 | [6 empty] | 200 | 6000
11 |  | 11kv 350mva 120A incoming OCB type PD/BC for 11kv ocb bicco make | No | 284000 | [6 empty] | 1 | 284000
12 |  | Amp meter 6"dia0-110 Amp for 11kv Bicco make | No | 100 | [6 empty] | 1 | 100
13 |  | Alluminum chamber for 11kv OCB Bico make | No | 1000 | [6 empty] | 9 | 9000
14 |  | Check alarm relay | No | 500 | [6 empty] | 1 | 500
15 |  | 11kv single core single ratio-12-05VA 400/5A C.T | No | 5000 | [6 empty] | 11 | 55000
16 |  | Gear chain for 11kv Bicco make OCB | No | 200 | [6 empty] | 1 | 200
17 |  | 11kv bushing insulator suitable Bicco make OCB (1No broken) | No | 500 | [6 empty] | 39 | 19500
18 |  | Brass Nut for jack 11kv Bicco OCB | No | 150 | [6 empty] | 1 | 150
19 |  | Spout contact made of brass suitable copper with busbar | No | 350 | [6 empty] | 6 | 2100
20 |  | 11kv single core core CT C-12, 5MVA 800/5 | No | 5000 | [6 empty] | 10 | 50000
21 |  | 11kv C.T single core ratio 1200/5A | No | 5000 | [6 empty] | 3 | 15000
22 |  | 12ooAmp Resion casted spout assembly w/o shutter adoptor with link machanosum front &rear | Set | 2500 | [6 empty] | 2 | 5000
23 |  | 11kv PT o/u | No | 5000 | [6 empty] | 1 | 5000
24 |  | Set moving contact for 1200Amp pdb/pc consisting of 3no u shap moving contact 36no fixed arking laminated finger with spring nut&bolt | Set | 5000 | [6 empty] | 3 | 15000
25 |  | Female contact w/o Nut 11kv 250mva switch Gear bocco make | No | 200 | [6 empty] | 2 | 400
26 |  | Connecting with Nut for 11kv 250mva switch Gear Bicco make | No | 20 | [6 empty] | 2 | 40
27 |  | Paper seprater | No | 20 | [6 empty] | 2 | 40
28 |  | 11kv c.t ratio 100-5-0-5 | No | 5000 | [6 empty] | 3 | 15000
29 |  | 11kv ct 200-100-5 suitable for 11kv OCB Bicco make | No | 5000 | [6 empty] | 1 | 5000
Spair of isolator defrent make & cap.
1 |  | 132KV SMC make isolator blade | No | 800 | 4 | 3200
2 |  | 132kv s&s make isolator male&femal contact | No | 2000 | 10 | 20000
3 |  | Contact moving 37.5kv smc make | No | 500 | [6 empty] | 1 | 5
4 |  | Casted inter lock | No | 5 | [6 empty] | 5 | 1000
5 |  | Copper connecting pipe for isolator | mtr | 200 | [6 empty] | 0.2 | 10
6 |  | Guta sqare for 132kv isolator | No | 50 | [6 empty] | 1 | 800
7 |  | Operating assemblly for 132kv isolator | No | 800 | [6 empty] | 2 | 4
8 |  | kee for casted inter lock for 132kv isolator | No | 2 | [6 empty] | 2 | 400
9 |  | G.I pipe 50mm dia 2.9mtr long for 220kv Havel make isolator | No | 200 | 12 | 2400
10 |  | Rotary head devicefor 220/132kv HBB make isolator | No | 200 | [6 empty] | 30 | 6000
11 |  | Lock tpmo for isolator | No | 10 | [6 empty] | 11 | 110
12 |  | Botam operting type machnisum 6 normaly open 6 normaly closed switch with handle | No | 1000 | 1 | 1000
Spair of 11kv switch gear deferent make and capacity.
1 |  | Breaket of machanisum of 33kv COB BHEL make | No | 1500 | [6 empty] | 1 | 1500
2 |  | Contact sigment | No | 200 | [6 empty] | 1 | 200
3 |  | Crank operating machanisum | No | 23 | [6 empty] | 23 | 529
4 |  | Earthing device portable | No | 250 | [6 empty] | 1 | 250
5 |  | Husting gear special Tool for OCB BHEL | No | 200 | [6 empty] | 23 | 4600
6 |  | Hendle RSLE 9202022A | No | 40 | [6 empty] | 9 | 360
7 |  | Leaves bank | No | 5 | [6 empty] | 7 | 35
8 |  | Lain yard 9022061a | No | 50 | [6 empty] | 9 | 450
9 |  | Machnisum inter lock type 90c clockwise 9.5mm shaft. | Set | 100 | [6 empty] | 14 | 1400
10 |  | Spring charge brace 9127-1026 | No | 1000 | [6 empty] | 9 | 9000
11 |  | Special tool compressing 63 pieces | Set | 200 | [6 empty] | 9 | 1800
12 |  | Set of accessories 33kv 800A OCB BHEL make | Set | 1500 | [6 empty] | 1 | 1500
13 |  | Shunt trip coil 110v | No | 50 | [6 empty] | 3 | 150
14 |  | Special tool of 33kv OCB with grisgun | No | 200 | [6 empty] | 22 | 4400
15 |  | Switch ODB -2way | No | 500 | [6 empty] | 1 | 500
16 |  | Tissue spring of breaket machanisum of 33kv OCB bhel make | No | 10 | [6 empty] | 1 | 10
17 |  | Self accessories of 132kv MOCB BHEL | No | 2000 | [6 empty] | 1 | 2000
18 |  | DC Volt meter range 0-1-0-75 size 75X75mm B.charger | No | 100 | [6 empty] | 1 | 100
19 |  | Limit switch | No | 100 | [6 empty] | 1 | 100
Spair part of t/f 20 mva nge make 132/33kv def make & cap.
1 |  | Bushing 40MVA T/F 145kv alston make | No | 15000 | 1 | 15000
2 |  | Bushing LV 20MVA T/F 132KV GEC make | No | 5000 | 1 | 5000
3 |  | Bushing H.T for 132kv 12.5 MVA T/F BBC make | No | 1000 | 1 | 1000
4 |  | Bushing LV with brass rod complete | No | 500 | [8 empty] | 2 | 1000
5 |  | Bushing LT 132kv /33 | No | 500 | [8 empty] | 1 | 500
6 |  | Bushing LV with metal part of 20MVA 132/33kv BB,make T/F | No | 1000 | [8 empty] | 1 | 1000
7 |  | Convention silica zell breather of 40/20MVA T/F | No | 350 | 6 | 2100
8 |  | Earth quick protection equipment of 20MVA T/F | No | 1000 | [8 empty] | 1 | 1000
9 |  | OLTC pannel of 20MVA T/F O/U NGEF make | No | 10000 | [8 empty] | 1 | 10000
10 |  | OLTC pannel of 20MVA T/F 132kv o/u NGEF make incomplete. | No | 10000 | [8 empty] | 1 | 10000
11 | VV2V215012 | Bushing HV w/o fexture clamp NGEF make T/F 132/33KV o/u | No | 1500 | [6 empty] | 2 | 3000
12 |  | HV bushing 66kv 5MVA T/F BHEL make o/u | No | 1000 | [6 empty] | 3 | 3000
13 |  | Alluminum casted pieces press for fixing HV bushing | No | 10 | [6 empty] | 23 | 230
14 | VV2V215002 | Top connecting fitting of HV bushing made of Gunmetal w/o bush&bottom piece | Set | 15 | [6 empty] | 2 | 30
15 | VV2V215003 | Top connecting fitting of HV bushing of 20MVA T/F NGEF make | No | 15 | [6 empty] | 1 | 15
16 |  | Bush top fitting for HV bushing | No | 25 | [6 empty] | 2 | 50
17 | VV2V215004 | Bottam pieces of fitting | No | 22 | [6 empty] | 2 | 44
18 |  | Vent pipe | No | 200 | [6 empty] | 1 | 200
19 | VV2V215005 | Equalizing pipe 1"dia | No | 400 | [6 empty] | 2 | 800
20 | VV2V215006 | Equalizing pipe 3/4"dia | No | 100 | [6 empty] | 2 | 200
21 |  | Buchleze relay pipe small | No | 100 | [6 empty] | 1 | 100
22 |  | Buchleze relay pipe long | No | 150 | [6 empty] | 1 | 150
23 | VV2V215007 | Arking horn for LV bushing | No | 50 | [6 empty] | 5 | 250
24 | VV2V215008 | M.S flate belt for fixing Rediater | No | 25 | [6 empty] | 2 | 50
25 | VV2V215009 | LV bushing ring | No | 15 | [6 empty] | 5 | 75
26 | VV2V215010 | Glass tube for indicating oil level OLTC | No | 100 | [6 empty] | 1 | 100
27 |  | Terminal connecting for LV bushing | No | 200 | [6 empty] | 3 | 600
28 |  | Terminal connecting for HV bushing | No | 175 | [6 empty] | 3 | 525
29 |  | Arking horn for 1.5 MVA T/F | No | 25 | [6 empty] | 2 | 50
30 |  | Gasket for 3MVA T/F | Set | 1000 | [6 empty] | 3 | 3000
31 |  | Gasket set of 1.5MVA T/F | Set | 2000 | [6 empty] | 1 | 2000
32 |  | Minimum oil guase | No | 5000 | [6 empty] | 1 | 5000
33 |  | Temprature deductor | No | 100 | [6 empty] | 1 | 100
34 |  | Winding Temprature indication 6"dia of 20MVA T/F | No | 100 | [6 empty] | 1 | 100
35 |  | Drawing handle for OLTC machnisum | No | 100 | [6 empty] | 1 | 100
36 |  | 33kv porcoline bushing complete with rod BHEL | No | 1000 | [6 empty] | 1 | 1000
37 |  | Bushing insulator 44kv | No | 100 | [6 empty] | 1 | 100
38 |  | Bushing insulator make ASEA BTH&other type | No | 10 | [6 empty] | 80 | 800
39 |  | Bushing of CT 800Amp | No | 100 | [6 empty] | 2 | 200
Spair part of 132kv mocb 1250Amp 4500MVA HLD145
1 |  | Arking ring for fixed contact | No | 50 | [6 empty] | 27 | 1350
2 |  | Bushing chamber for porciline o/u | No | 15000 | [6 empty] | 2 | 30000
3 |  | Contraction extiquiser chamber | No | 100000 | [6 empty] | 5 | 500000
4 |  | Closing spring | No | 200 | [6 empty] | 18 | 3600
5 |  | Meter 400volt 3phase | No | 800 | [6 empty] | 1 | 800
6 |  | Oil level gause | No | 100 | [6 empty] | 2 | 200
7 |  | Rotary insulator | No | 1500 | [6 empty] | 1 | 1500
8 |  | Triping spring | No | 100 | [6 empty] | 5 | 500
9 |  | Silica zell breather | No | 250 | [6 empty] | 6 | 1500
10 |  | Set of T&P 132kv BHEL make | No | 1000 | [6 empty] | 1 | 1000
Spair part of 132kv mocb 1250Amp 3500MVA HLD145
1 |  | Moter 110v DC | No | 1500.98 | [6 empty] | 2 | 3001.96
2 |  | Gasket set | No | 1265.94 | [6 empty] | 6 | 7595.64
3 |  | Moving contact | No | 1445.52 | [6 empty] | 1 | 1445.52
4 |  | Tips | No | 1096.28 | [6 empty] | 6 | 6577.68
5 |  | Oil level glass | No | 1291.93 | [6 empty] | 9 | 11627.37
6 |  | Triping closing switch | No | 1200.58 | [6 empty] | 3 | 3601.74
7 |  | Heater | No | 1500.65 | [6 empty] | 5 | 7503.25
8 |  | Limit stop | No | 60 | [6 empty] | 3 | 180
Spair parts of 132KV Asea make breaker
1 |  | Contraction extiquiser chamber | No | 10000 | [6 empty] | 1 | 10000
Spair parts of 132KV Breaker SD209
1 |  | Contraction extiquiser chamber | No | 10000 | [6 empty] | 1 | 10000
2 |  | Gasket set of63 pieces | Set | 1000 | [6 empty] | 3 | 3000
Spair Part of BLG202 machanisum of 132KV Breaker BHEL
1 |  | Auxalary catch for closing | No | 300 | [6 empty] | 1 | 300
2 |  | Blocking Roller | No | 300 | [6 empty] | 2 | 600
3 |  | Breaket for Holding Roller | No | 60 | [6 empty] | 8 | 480
4 |  | Catches | No | 300 | [6 empty] | 2 | 600
5 |  | Catches main closing | No | 300 | [6 empty] | 1 | 300
6 |  | Limit switch | No | 200 | [6 empty] | 2 | 400
Spair of 132KV Jyoti make ocb
1 |  | Self gasket jyoti make OCB incomplete | Set | 1000 | [6 empty] | 1 | 1000
2 |  | Lefting device for 132kv jyoti make OCB | No | 1500 | [6 empty] | 1 | 1500
3 |  | Sima for indication | No | 1500 | [6 empty] | 3 | 4500
4 |  | L.P union with Nut | No | 400 | [6 empty] | 1 | 400
5 |  | 16pole switch 8No+8NC | No | 460 | [6 empty] | 1 | 460
6 |  | Oil level indicating glass asseblly (3No) | Set | 1140 | [6 empty] | 1 | 1140
7 |  | Set of high&Low pressure pipe incomplete 12No | Set | 5126 | [6 empty] | 1 | 5126
8 |  | Piston pin for bearing rod | No | 100 | [6 empty] | 1 | 100
Spair parts of 66kv bocb gec make.
1 |  | ARC extiquisher chamber | No | 1700 | [6 empty] | 6 | 10200
2 |  | Extiquisher chamber fiber | No | 200 | [6 empty] | 5 | 1000
3 |  | Moving contact made of brass | No | 1500 | [6 empty] | 6 | 9000
Spair parts of 33kv ocb takaka make.
1 |  | Male moving contact | No | 550 | [6 empty] | 57 | 31350
2 |  | Female fixed contact | No | 70 | [6 empty] | 57 | 3990
3 |  | Porciline bushing | No | 17000 | [6 empty] | 1 | 17000
4 |  | Spring charging motor 0.4dia 0.4kv | No | 500 | [6 empty] | 1 | 500
5 |  | Extiquisher chamber made of fiber glass | No | 2700 | [6 empty] | 3 | 8100
Spair parts of 33kv ocb lgi 800 hel make 500mva
1 |  | Bushing insulator wather cashing | No | 500 | [6 empty] | 6 | 3000
2 |  | Gasket 9275002 | No | 10 | [6 empty] | 130 | 1300
Spair parts of 37.5kv ocb type 44-800A.
1 |  | Bushing insulator wather cashing | No | 20 | [6 empty] | 8 | 160
2 |  | Contact moving 1200A | No | 1000 | [6 empty] | 6 | 6000
3 |  | Contact fixed | No | 800 | [6 empty] | 4 | 3200
4 |  | Gasket 9286184001 | No | 100 | [6 empty] | 6 | 600
5 |  | Oil guase glass | No | 40 | [6 empty] | 3 | 120
6 |  | Arking chamber | No | 100 | [6 empty] | 3 | 300
7 |  | Female fixed contact | No | 500 | [6 empty] | 15 | 7500
8 |  | Male contact | No | 500 | [6 empty] | 3 | 1500
9 |  | Roller chamber | No | 50 | [6 empty] | 19 | 950
10 |  | Closing spring | No | 50 | [6 empty] | 12 | 600
11 |  | Roller limit switch | No | 100 | [6 empty] | 15 | 1500
12 |  | Bakelite gear | No | 50 | [6 empty] | 11 | 550
13 |  | female contact | No | 100 | [6 empty] | 24 | 2400
14 |  | Rocker pin | No | 100 | [6 empty] | 15 | 1500
15 |  | Gunmetal bush | No | 50 | [6 empty] | 11 | 550
16 |  | Gause glass | No | 50 | [6 empty] | 7 | 350
17 |  | Microw limit switch | No | 100 | [6 empty] | 10 | 1000
18 |  | Triping coil | No | 100 | [6 empty] | 11 | 1100
19 |  | Closing coil | No | 100 | [6 empty] | 10 | 1000
20 |  | Extinguisher chamber | No | 600 | [6 empty] | 21 | 12600
21 |  | Gunmetal gear | No | 50 | [6 empty] | 13 | 650
22 |  | Male contact | No | 400 | [6 empty] | 16 | 6400
23 |  | Moter gear | No | 50 | [6 empty] | 14 | 700
Spair of 33kv mocb bhel make hlc-36
1 |  | Female fixed contact | No | 295 | [6 empty] | 5 | 1475
2 |  | Explosion gasvent pipe | No | 615 | [6 empty] | 5 | 3075
3 |  | Triping coil | No | 495 | [6 empty] | 1 | 495
4 |  | Closing coil | No | 495 | [6 empty] | 1 | 495
5 |  | Warm wheel assebly | No | 7800 | [6 empty] | 10 | 78000
6 |  | Fixed contect sigment | No | 295 | [6 empty] | 20 | 5900
7 |  | Operating coil 110v DC | No | 495 | [6 empty] | 10 | 4950
8 |  | Arking ring | No | 50 | [6 empty] | 10 | 500
9 |  | Silicazell breather | No | 700 | [6 empty] | 2 | 1400
10 |  | Top cavel | No | 500 | [6 empty] | 1 | 500
11 |  | Female fixed contact | No | 295 | [6 empty] | 48 | 14160
12 |  | Male moving contact | No | 500 | [6 empty] | 48 | 24000
13 |  | Extinguisher chamber | No | 7000 | [6 empty] | 6 | 42000
14 |  | Fixed contact made of copper(each set 4No) | No | 290 | [6 empty] | 24 | 6960
15 |  | Guide block assemlly | No | 5000 | [6 empty] | 3 | 15000
16 |  | Intrupting chamber insulator with frange spiral | No | 2500 | [6 empty] | 2 | 5000
17 |  | Pull rod for plug contact fiber glass | No | 25 | [6 empty] | 2 | 50
18 |  | Contact sigment single pole (each set 4No) | No | 40 | [6 empty] | 4 | 160
19 |  | Left rod | No | 90 | [6 empty] | 1 | 90
Spair parts of 37.5KV ocb Asea make
1 |  | Base of cartage | No | 10 | [6 empty] | 14 | 140
2 |  | Contact switch Auxilary | No | 150 | [6 empty] | 1 | 150
3 |  | Contact sigment fiber | No | 120 | [6 empty] | 116 | 13920
4 |  | Coil 110v DC | No | 100 | [6 empty] | 12 | 1200
5 |  | Catches | No | 10 | [6 empty] | 3 | 30
6 |  | Contact fixed | No | 150 | [6 empty] | 3 | 450
7 |  | Contact moving | No | 100 | [6 empty] | 7 | 700
8 |  | Fuse cartage | No | 5 | [6 empty] | 9 | 45
9 |  | Gasket | No | 1 | [6 empty] | 153 | 153
10 |  | Gear 1612-001-2 | No | 15 | [6 empty] | 1 | 15
11 |  | Insulator | No | 150 | [6 empty] | 3 | 450
12 |  | Limit switch | No | 200 | [6 empty] | 1 | 200
13 |  | Moter 3phase 400v Asea | No | 1000 | [6 empty] | 1 | 1000
14 |  | Oil guase glass | No | 50 | [6 empty] | 6 | 300
15 |  | Pull rod insulator | No | 50 | [6 empty] | 9 | 450
16 |  | Selft device B-8 | No | 100 | [6 empty] | 4 | 400
17 |  | Sppener for insulator | No | 20 | [6 empty] | 1 | 20
18 |  | Special E/923 | No | 50 | [6 empty] | 3 | 150
19 |  | Sping | No | 20 | [6 empty] | 8 | 160
Pipe line Accessorise
1 |  | GI Reducer 65mm o/u | No | 10 | [8 empty] | 6 | 60
2 |  | Gunmatal wheel valve 15mm | No | 15 | [8 empty] | 3 | 45
3 |  | GI T 50x50x5mm o/u | No | 10 | [8 empty] | 7 | 70
4 |  | GI Socket 65mm dia o/u | No | 10 | [8 empty] | 6 | 60
5 |  | GI union o/u | No | 5 | [8 empty] | 16 | 80
6 |  | GI flanger 65mm dia o/u | No | 4 | [8 empty] | 8 | 32
7 |  | Bore hole pump with moter o/u dismantled | No | 250 | [8 empty] | 1 | 250
8 |  | L post valve 0.5" o/u drain valve | No | 25 | [8 empty] | 1 | 25
Ferrules all type
1 |  | Ferrules weak back 185 sqmm | No | 50 | [6 empty] | 6 | 300
2 |  | Ferules 0-75/0.50 sqmm | No | 10 | [6 empty] | 54 | 540
3 |  | Ferules back 5/300 | No | 20 | [6 empty] | 5 | 100
4 |  | Ferules back 12/70sqmm | No | 20 | [6 empty] | 36 | 720
5 |  | Ferules back 21/120sqmm | No | 20 | [6 empty] | 60 | 1200
6 |  | Female back 4/25sqmm | No | 20 | [6 empty] | 87 | 1740
7 |  | Ferulles back 3/185sqmm | No | 50 | [6 empty] | 142 | 7100
Fuse
1 |  | Fuse link 33kv 500MVA 25A | No | 26 | [8 empty] | 3 | 78
2 |  | Fuse Resistance set of 3nos | Set | 55 | [8 empty] | 9 | 495
3 |  | HRC fuse set 11kv | No | 23 | [8 empty] | 1 | 23
4 |  | Fuse set o/u dismantled | No | 9 | [8 empty] | 1 | 9
5 |  | Fuse set suitable for 33kv 92KVAR cap. Bank BHEL | No | 39 | [8 empty] | 35 | 1365
Cable box and accessorise
1 |  | Bushing for cable box No 887 | No | 20 | [8 empty] | 1 | 20
2 |  | Bushing for cable box No 887A | No | 20 | [8 empty] | 18 | 360
3 |  | Bushing for cable box No886 | No | 15 | [8 empty] | 7 | 105
4 |  | Bushing for cable box | No | 20 | [8 empty] | 5 | 100
5 |  | Bushing for cable No884 | No | 20 | [8 empty] | 1 | 20
6 |  | Bushing for cable box 25 | No | 10 | [8 empty] | 18 | 180
7 |  | Bushing for cable box 1009 | No | 15 | [8 empty] | 17 | 255
8 |  | cable box strainght through w/o acceseries | No | 250 | [8 empty] | 3 | 750
9 |  | Cable box outdoor type CT 3.5 core 120sqmm | No | 500 | [8 empty] | 5 | 2500
10 |  | Cable box LT 3.5core 0.25sqmm | No | 100 | [8 empty] | 12 | 1200
11 |  | Cable box w/o accessoseries | No | 100 | [8 empty] | 1 | 100
12 |  | Cable box HT outdoor typesize 3X300sqmm Bushing fiting | No | 600 | [8 empty] | 2 | 1200
13 |  | Cable jointing kit 3X20sqmm outdoor type | No | 250 | [8 empty] | 1 | 250
14 |  | Cable box HT w/o accesseries | No | 100 | [8 empty] | 1 | 100
15 |  | Studs with lugs copperfor cable box | No | 25 | [8 empty] | 7 | 175
16 |  | Washer ausbustus for cable box | No | 0.5 | [8 empty] | 55 | 27.5
17 |  | Sleave lead 4" for 185sqmm cable | No | 200 | [8 empty] | 1 | 200
18 |  | 11kv Heatshing cable End jointing kit for 3X185sqmm XLPE cable indoor type | No | 120 | [8 empty] | 1 | 120
19 |  | Heat shrin cable 120sqmm power cable XLPE 11kv out door type | No | 25 | [8 empty] | 11 | 275
Porciline Items
1 |  | Pin w type for insulator | No | 2 | 180 | 360
Meter and relay switch
1 |  | Meter MW 25,23 LT type 2kv 33/110 400-200-1A | No | 1000 | [6 empty] | 1 | 1000
2 |  | Meter KWH/MWH O/U | No | 200 | [6 empty] | 2 | 400
3 |  | Meter volt 0.4kv | No | 250 | [6 empty] | 1 | 250
4 |  | Meter volt 0.15kv | No | 250 | [6 empty] | 1 | 250
5 |  | Meter off size | No | 250 | [6 empty] | 3 | 750
6 |  | Meter Amp 1.1 150/300 | No | 500 | [6 empty] | 1 | 500
7 |  | Meter Amp 0.400/1A ACM-14 CTR 11A | No | 500 | [6 empty] | 1 | 500
8 |  | MW Meter 100-0-100CTR 400/1A PTR 132KV/110V3Phase 3wire 144X144mm | No | 500 | [6 empty] | 1 | 500
9 |  | Maximum circuit breaker | No | 200 | [6 empty] | 2 | 400
10 |  | Neutal link | No | 500 | [6 empty] | 3 | 1500
11 |  | Synchronizing switch device inetr lock | No | 250 | [6 empty] | 1 | 250
12 |  | Synchronizing switch | No | 250 | [6 empty] | 2 | 500
13 |  | Switch circiut breaker | No | 5000 | [6 empty] | 2 | 10000
14 |  | Switch AVO Meter 132kv pannle | No | 300 | [6 empty] | 4 | 1200
15 |  | Power factor meter range 0.5long PTR 132KV/110V CTR 220A Size 144X144 | No | 300 | [6 empty] | 2 | 600
16 |  | 3phase Amp meter 0.75 CTR 50/5/6A | No | 400 | [6 empty] | 1 | 400
17 |  | Amp meter 0.300Amp | No | 500 | [6 empty] | 1 | 500
18 |  | Amp meter 400/1A | No | 500 | [6 empty] | 1 | 500
19 |  | MW meter 10CTR 100/1A | No | 500 | [6 empty] | 1 | 500
20 |  | KV meter | No | 500 | [6 empty] | 1 | 500
21 |  | KWH meter 3phase 3wire | No | 1000 | [6 empty] | 1 | 1000
22 |  | MVAR meter 0-100 CTR 400/1A | No | 500 | [6 empty] | 1 | 500
23 |  | Volt meter 0-500 | No | 50 | [6 empty] | 3 | 150
24 |  | Underfrequency Relay | No | 10000 | [6 empty] | 1 | 10000
25 |  | Rellay CPG 31AC type | No | 16000 | [6 empty] | 2 | 32000
26 |  | Relay CPG-31 | No | 10000 | [6 empty] | 1 | 10000
27 |  | RTLX for RPM171305 Relay | No | 1000 | [6 empty] | 4 | 4000
28 |  | Distance protection Relay (CB-74) | No | 500 | [6 empty] | 1 | 500
29 |  | MVAR Meter | No | 10000 | [6 empty] | 1 | 10000
30 |  | Electircal/machanical enegy meter Kwh meter | No | 500 | [6 empty] | 1 | 500
31 |  | Auxilary PT/VT 63.5/110V DC SL.No4217 Relay | No | 20 | [6 empty] | 1 | 20
Lugs
1 | CC3C314005 | Copper lug 200A | No | 10 | 44 | 440
2 | CC3C314004 | Copper lug 300A | No | 70 | 106 | 7420
3 | CC3C314002 | Copper lug 800A | No | 80 | 44 | 3520
4 |  | Earhting lug | No | 10 | 12 | 120
5 |  | Earthing lug for GI wire. | No | 2 | [8 empty] | 282 | 564
File
1 |  | Flate file 25mm | No | 20 | 12 | 240
2 |  | Flate half round file | No | 25 | 33 | 825
3 |  | File assorated | No | 15 | 2 | 30
Drill bit
1 |  | Drill bit 7/32mm | No | 25 | [8 empty] | 2 | 50
2 |  | Drill bit 15/16mm | No | 40 | [8 empty] | 2 | 80
3 |  | Drill bit 11/16mm | No | 40 | [8 empty] | 3 | 120
4 |  | Drill bit o/s | No | 20 | [8 empty] | 4 | 80
5 |  | Drill bit 9/16mm | No | 30 | [8 empty] | 4 | 120
6 |  | Drill bit 5/16mm | No | 25 | [8 empty] | 4 | 100
Transformer oil & drums
1 |  | Transformer oil o/u | Ltr | 15 |  |  | 32531 | 487965
2 |  | Transformer oil dirty | Ltr | 5 |  |  | 5666 | 28330
3 |  | Empty T/F oil drum | No | 200 | 170 | 34000 | 152 | 30400
4 |  | Empty T/F oil drum 72Gal cap | No | 250 | 4 | 1000 | 3 | 750
Rops & Wires
1 |  | Sisel Rop 25mm | kg | 40 | [8 empty] | 150 | 6000
2 |  | GI wire 8no | kg | 40 |  |  |  |  | 321 | 12840
3 |  | GI wire 6no | kg | 30 |  |  |  |  | 659 | 19770
4 |  | GI wire | kg | 30 |  |  |  |  | 131 | 3930
Earth wire accessorise
1 |  | Earth wire 7/9SWG o/u dismantled | Kg | 17.5 | [8 empty] | 371.07 | 6493.725
2 |  | Earth wire scrap | kg | 10 | [8 empty] | 14779 | 147790
3 |  | Earth wire in cut length 7/9SWG o/u | kg | 10 | [8 empty] | 420 | 4200
4 | AA2A201001 | Counter poise earth set 7/10SWG earth wire with terminal leaf nut bolt | Set | 50 | 6
5 |  | Counter poise earthing o/u dismantled | No | 50 | 21 | 1050
6 |  | Socket earthing strip | No | 1 |  | 0 | [6 empty] | 65 | 65
7 |  | Vibration damper E/W 7/9SWG o/u dismantled | No | 11 | 63 | 693
8 |  | Suspension fitting 7/9 E/W | No | 650 | 7 | 4550
9 |  | Suspension fitting 7/10 E/W | No | 550 | 3 | 1650
Steel wire rop defferent type.
1 |  | Steel Rop 125Ton coile crane | No | 150 | [8 empty] | 1 | 150
2 |  | Steel wire Rop 5/8" | Mtr | 5 | [8 empty] | 240 | 1200
Conductor
1 | AA0A002001 | ACSR Moose conductor | Mtr | 120 | 958 | 114960
2 |  | ACSR Mosse conductor in small cut bits | Mtr | 90 | [8 empty] | 328 | 29520
3 |  | ACSR Dog conductor o/u dismantled | Kg | 50 | [8 empty] | 438 | 21900
4 |  | ACSR SP. Panther conductor | Mtr | 40 | [8 empty] | 75 | 3000
5 |  | SP. Conductor size 12/9 wire o/u dismantled | Mtr | 45 | [8 empty] | 480 | 21600
Cable
1 |  | L.T Cable 3.5coreX400sqmm | Mtr | 700 | 98 | 68600
2 | CC0C001001 | Armound pvc control cable37X2.5sqmm | Mtr | 50 |  |  |  |  | 1367 | 68350
3 | CC0C001005 | Armound cable 14X2.5sqmm | Mtr | 75 | 271
4 |  | PVC control cable Alluminum 6X10sqmm | Mtr | 30 | 589
5 |  | Cable insulated 11kv 1.5sqmm | Mtr | 50 | [8 empty] | 85 | 4250
6 |  | PVC control cable 3X300sqmm o/u dismantled 11kv Allu. Cut length. | Mtr | 700 |  |  |  |  | 170 | 119000
7 |  | PVC control cable 3x400sqmm o/u dismantled 11kv Allu.cl | Mtr | 800 |  |  |  |  | 180 | 144000
Misc store
1 |  | Rod GM 7"x3/4" | No | 10 | 20 | 20
2 |  | Cell stand 2volt 150AMP cap type SPG | No | 20 | [6 empty] | 3 | 60
3 |  | Battery cell 200AH 2volt cap make standrd | No | 250 | [6 empty] | 12 | 3000
4 |  | Bakalite sheet 600X600X2 | No | 12 | [6 empty] | 4 | 48
5 |  | Bakalite sheet o/u | kg | 8 | [6 empty] | 1 | 8
6 |  | Container empty 200AH | No | 5 | [6 empty] | 1 | 5
7 |  | Fist AIDs box o/w medicine | No | 5 | [6 empty] | 1 | 5
8 |  | Gangwall Alarm | No | 50 | [6 empty] | 1 | 50
9 |  | Brife case o/u | No | 5 | [6 empty] | 1 | 5
10 |  | Dionometer o/s | No | 75 | [6 empty] | 3 | 225
11 |  | Moter pump set Repairble | No | 1500 | [6 empty] | 1 | 1500
12 |  | Pump electric 3phase o/u | No | 500 | [6 empty] | 1 | 500
13 |  | DC Moter 110v kirlosher makke | No | 500 | [6 empty] | 1 | 500
14 |  | AC Moter 3phase 400v | No | 750 | [6 empty] | 3 | 2250
15 |  | Steam pump Head operated | No | 15 | [6 empty] | 4 | 60
16 |  | Welding electrod | No | 1 | [6 empty] | 135 | 135
17 |  | Pitrap for w.c sheet | No | 20 | [6 empty] | 3 | 60
18 |  | Steel fied cap | No | 25 | [6 empty] | 1 | 25
19 |  | Earth brass chain | No | 50 | [6 empty] | 5 | 250
20 |  | Try Rod stand | No | 150 | [8 empty] | 1 | 150
21 |  | Lead seal | No | 0.5 | [6 empty] | 717 | 358.5
22 |  | Tingger spring | No | 1 | [6 empty] | 1 | 1
23 |  | Trunbuchle huch type heavy duty | No | 300 | 6 | 1800
24 |  | Trunbuchle steeldully not dip Gal.20mm 70KN load | No | 200 | 8 | 1600
25 |  | Trunbuchale | No | 75 | 5 | 375
26 |  | Steel Rack | No | 1000 | 1 | 1000
27 |  | Steel Almira Godrej make | No | 5000 | 1 | 5000
28 |  | Portable direct Reading type electric microw ohm | No | 5 | [6 empty] | 3 | 15
29 |  | Pully block single sleave | No | 50 | 1 | 50
30 |  | Pully block three sleave | No | 75 | 1 | 75
31 |  | Pully block four sleave | No | 100 | 3 | 300
32 |  | D. sppaner | No | 30 | 1 | 30
33 |  | Single phase tester | No | 1 | [8 empty] | 1 | 1
34 |  | Snatch pully block | No | 100 |  |  | 28 | 2800
35 |  | Pully lefting machine heavy pulling 3ton cap 5ton lefting 10mtr steel wire | No | 700 | [8 empty] | 1 | 700
Misc -Store obsolete
1 |  | Cylinder empty NG gas | No | 50 | [6 empty] | 2 | 100
2 |  | Cylinder empty 33.5kg cap sf-6 gas | No | 50 | [6 empty] | 1 | 50
3 |  | Sylinder empty 3.7kg cap sf-6 gas | No | 50 | [6 empty] | 1 | 50
4 |  | Compound foam | Ltr | 0 | [6 empty] | 300 | 0
5 |  | Frame glass for relay | No | 5 | [6 empty] | 1 | 5
6 |  | Sleave MJ | No | 5 | [6 empty] | 2 | 10
7 |  | Limit switch 33kv OCB | No | 10 | [6 empty] | 2 | 20
8 |  | Control coil 33kv OCB | No | 50 | [6 empty] | 1 | 50
9 |  | Closing coil 36kv 1250AMP 1000MVA SF-6 OCB | No | 50 | [6 empty] | 1 | 50
10 |  | Tripping coil 36kv 1250A 1000MVA SF-6 OCB | No | 50 | [6 empty] | 1 | 50
11 |  | Inter lock switch for 33kv sf-6 breaker | No | 6 | [6 empty] | 1 | 6
12 |  | Blancing T/F for wave trap | No | 45 | [6 empty] | 1 | 45
13 |  | Line machanisum for wave trap | No | 150 | [6 empty] | 1 | 150
14 |  | Iron Base of LA | No | 75 | [6 empty] | 3 | 225
15 |  | Ring for LA 132kv o/u | No | 100 | [6 empty] | 6 | 600
16 |  | Hydrolic jack 50Ton cap o/u Repairble | No | 120 | [6 empty] | 4 | 480
17 |  | GI fire hydent w/o (1no wheel) | No | 25 | [6 empty] | 4 | 100
Fitting 400kv and accessories
1 |  | Fitting suspension moose conductor w/o carona ring eyes clave& D shackle inc. | No | 120 | [8 empty] | 2 | 240
2 |  | DO- w/o carona ring | No | 100 | [8 empty] | 7 | 700
3 |  | Do-w/o socket crona ring | No | 97 | [8 empty] | 3 | 291
4 |  | Do- w/o eyes clave D shackle crona ring | No | 90 | [8 empty] | 1 | 90
5 |  | Fitting double suspension for moose conductor 400kv | No | 500 |  |  |  |  | 16 | 8000
6 |  | Do- w/o crona ring | No | 450 |  |  |  |  | 9 | 4050
7 |  | Do- w/o 1No carona ring | No | 450 |  |  |  |  | 1 | 450
8 |  | Fitting double tension for moose conductor 400kv line | No | 6000 |  |  |  |  | 2 | 12000
9 |  | Fitting double tension for moose conductor w/o Dead end& allu. Portion 400kv line inc. | No | 4000 |  |  |  |  | 13 | 52000
10 |  | Fitting tension for moose conductor w/o steel&Allu portion | No | 4000 |  |  |  |  | 1 | 4000
11 |  | Dead End Allu portion only ACSR moose conductor | No | 100 |  |  |  |  | 1 | 100
12 |  | Dean End steel portion for moose conductor | No | 100 |  |  |  |  | 8 | 800
13 |  | Cusioned spacer bundle spacer for 400kv line w/o retaring rod | No | 100 |  |  |  |  | 128 | 12800
14 |  | Cussioned spacer bundle spacer with Retaring Rod | No | 200 |  |  |  |  | 35 | 7000
15 |  | Jamper spacer for moose 400kv line | No | 100 |  |  |  |  | 30 | 3000
16 | II4I406007 | Retaring Rod o/u 400kv line | No | 200 |  |  |  |  | 29 | 5800
17 |  | Carona Ring for suspension type | No | 500 |  |  |  |  | 10 | 5000
18 |  | Carona Ring for 400kv line double suspension fitting | No | 1000 |  |  |  |  | 6 | 6000
19 |  | Repair sleave for moose conductor | No | 100 |  |  |  |  | 119 | 11900
20 |  | Vibration damper | No | 200 |  |  |  |  | 560 | 112000
21 |  | Armound Rod for moose conductor | Set | 100 |  |  |  |  | 5 | 500
22 |  | Arival Roller for 400kv line cycle | No | 500 |  |  |  |  | 2 | 1000
23 |  | Bridge with coupling lader | No | 500 |  |  |  |  | 3 | 1500
24 |  | Drum coupling Divice with jack for moose conductor | No | 10000 |  |  |  |  | 3 | 30000
25 |  | Jack for lefting conductor drum | No | 1000 |  |  |  |  | 2 | 2000
26 |  | Arival Roller twin for 400kv line | No | 750 |  |  |  |  | 9 | 6750
27 |  | Joint mid spair for moose w/o steel portion 400kv line | No | 100 |  |  |  |  | 21 | 2100
28 |  | Carona Ring for single suspension fitting for ACSR conductor repairble. | No | 200 |  |  |  |  | 18 | 3600
Fitting 220/132kv and accessories
1 |  | Fitting single suspension 220kv 13unit for ACSR Dear | Set | 500 |  |  |  |  | 20 | 10000
2 |  | Fitting double tension for ACSR Dear conductor inc. | Set | 500 |  |  |  |  | 3 | 1500
3 |  | Fitting single suspension for ACSR Zebra conductor | No | 700 |  |  |  |  | 15 | 10500
4 |  | Fitting double suspension for ACSR Zebra conductor | Set | 800 |  |  |  |  | 3 | 2400
5 |  | Fitting tension for ACSR Zebra conductor | No | 800 |  |  |  |  | 3 | 2400
6 |  | Fitting double suspension 220kv 15unit | Set | 1000 |  |  |  |  | 20 | 20000
7 |  | Fitting single tension 220kv 16unit w/o dead end Allu. | No | 1000 |  |  |  |  | 6 | 6000
8 |  | Fitting double tension 220kv 16unit 120sqmm sp.cond. | Set | 1500 |  |  |  |  | 27 | 40500
9 |  | Fitting double suspension 9unit for 120sqmm sp.cond. | Set | 800 |  |  |  |  | 124 | 99200
10 |  | Fitting double suspension 132kv 52sqmm sp. Conductor | Set | 800 |  |  |  |  | 103 | 82400
11 |  | Fitting suspension 132kv 8unit for sp.conductor panther | Set | 300 |  |  |  |  | 140 | 42000
12 |  | Fitting double tension 132kv 10unit 120sqmm sp. Cond. | No | 1500 |  |  |  |  | 153 | 229500
13 |  | Fitting double 132kv 10unit 52sqmm sp. Conductor | No | 1200 |  |  |  |  | 115 | 138000
14 |  | Fitting double suspension panther | No | 1500 |  |  |  |  | 21 | 31500
15 |  | Fitting single suspension dear/panther | No | 500 |  |  |  |  | 28 | 14000
16 |  | Joint mid spair for dear w/o sttel portion | No | 400 |  |  |  |  | 1 | 400
17 |  | Joint mid spair for ACSR zebra conductor | No | 100 |  |  |  |  | 42 | 4200
18 |  | Joint mid spair wolf conductor w/o steel portion | No | 100 |  |  |  |  | 40 | 4000
19 |  | Joint mid spair for panther conductor w/o steel portion | No | 100 |  |  |  |  | 41 | 4100
20 |  | Joint mid spair for dog conductor steel | No | 50 |  |  |  |  | 15 | 750
21 |  | Repar sleave for dear | No | 100 |  |  |  |  | 9 | 900
22 |  | Repair sleave for zebra conductor | No | 100 |  |  |  |  | 33 | 3300
23 |  | Repair sleave o/s | No | 50 |  |  |  |  | 12 | 600
24 |  | sleave for dog/Raccom conductor | No | 100 |  |  |  |  | 24 | 2400
25 |  | Vibration damper for ACSR Zebra conductor | No | 201 |  |  |  |  | 188 | 37788
26 |  | Vibration damper | No | 52 |  |  |  |  | 79 | 4108
27 |  | Vibration damper for 66kv line o/u dismanrled | No | 51 |  |  |  |  | 76 | 3876
28 |  | Armound Rod for dear conductor | No | 50 |  |  |  |  | 6 | 300
29 |  | Socket claves | No | 98 |  |  |  |  | 53 | 5194
30 |  | Danger plate 132kv line | No | 100 |  |  |  |  | 176 | 17600
31 |  | Anti clamping device for 132kv line | Set | 102 |  |  |  |  | 1 | 102
32 |  | Hunger fullthread with nut one side bolted | No | 222 |  |  |  |  | 23 | 5106
33 |  | Die set for ACSR Moose Allu. | No | 800 |  |  |  |  | 1 | 800
34 |  | Die set for ACSR Moose steel | No | 700 |  |  |  |  | 1 | 700
35 |  | Die set ACSR Zebra Allu. | No | 800 |  |  |  |  | 1 | 800
36 |  | Die set ACSR Zebra steel | No | 700 |  |  |  |  | 1 | 700
37 |  | Die set earth wire 7/10SWG | No | 600 |  |  |  |  | 1 | 600
38 |  | Die set earth wire 7/9SWG | No | 600 |  |  |  |  | 1 | 600
39 |  | Come along clamp E/W 7/10SWG | No | 500 |  |  |  |  | 2 | 1000
40 |  | Come along clamp E/W 7/9SWG | No | 580 |  |  |  |  | 2 | 1160
41 |  | Jointing die for Raccom conductor | No | 25 |  |  |  |  | 1 | 25
42 |  | Dead End body4101 | No | 95 |  |  |  |  | 12 | 1140
43 |  | Dead joint | No | 65 |  |  |  |  | 4 | 260
44 |  | Roller Alluminum | No | 55 |  |  |  |  | 3 | 165
45 |  | Roller ground for panther | No | 500 |  |  |  |  | 30 | 15000
46 | FF0F043019 | Jack for template | No | 100 |  |  |  |  | 10 | 1000
47 |  | Hunger for 132kv line | No | 25 |  |  |  |  | 2 | 50
48 |  | Arking Horn for 132kv line | No | 15 |  |  |  |  | 11 | 165
Damaged & Unserviceable Items
1 |  | Tranformer 11.4KV/250KVA u/s | No | 1500 | [8 empty] | 1 | 1500
2 |  | Tranformer 11.4KV/50KVA u/s | No | 1500 | [8 empty] | 1 | 1500
3 |  | 245KV CVT BHEL make damaged | No | 1000 | [8 empty] | 1 | 1000
4 |  | 132KV MOCB Jyoti make dismantled deffective w/o stucture oil top coller damaged w/o clamp | No | 1500 | [8 empty] | 1 | 1500
5 |  | 132KV BHEL make Breaker type HLD 1200A o/u dismantled obsolete damaged with stucture cubical w/o contact | No | 1500 | [8 empty] | 2 | 3000
6 |  | 132KV BHEL make Breaker type HLD 1200A o/u dismantled obsolete w/o contact damaged | No | 500 | [8 empty] | 1 | 500
7 |  | Contect cubical dismantled obsulate for above | No | 200 | [8 empty] | 1 | 200
8 |  | Stucture 132kv Breaker for above | No | 200 | [8 empty] | 1 | 200
9 |  | 132KV Asea make Breaker o/u dismantled obsulate u/s damaged | No | 1000 | [8 empty] | 1 | 1000
10 |  | Cubical of Asea make Breaker o/u obsolete | No | 100 | [8 empty] | 1 | 100
11 |  | 132KV BOCB o/u dismantled w/o( two no machanisum cabinet ) nut bolt and pipe socket u/s, obsolete Damaged incomplete. | No | 20000 | [8 empty] | 5 | 100000
12 |  | 132KV CT o/u damaged defrent ratio | No | 100 | [8 empty] | 14 | 1400
13 |  | Bottam tank of 132kv Btunt/damaged CT | No | 20 | [8 empty] | 1 | 20
14 |  | 132KV CT totally damaged brunt 800-400-200A Asea only ms portion 45kg | No | 100 | [8 empty] | 1 | 100
15 |  | 132KV PT brunt damaged | No | 100 | [8 empty] | 1 | 100
16 |  | 132KV BT brunt damaged | No | 50 | [8 empty] | 1 | 50
17 |  | 132KV CVT o/u deffective not repairble | No | 50 | [8 empty] | 1 | 50
18 |  | 132kv LA o/u dismantled obsolete u/s | No | 50 | [8 empty] | 32 | 1600
19 |  | Fixed contact 132kv EMC make isolator u/s | No | 50 | [8 empty] | 1 | 50
20 |  | 132KV Isolator blade o/u damaged | No | 100 | [8 empty] | 2 | 200
21 |  | 66kv o/u damaged MOCB type with machanisum | No | 150 | [8 empty] | 1 | 150
22 |  | 66kv BOCB GEC makeo/u dismantled bushing damage,u/s drain valve short incomplete. | No | 5000 | [8 empty] | 8 | 40000
23 |  | 66KV BOCB GEC make dismantled cicuit breaker w/o bushing totally damaged | No | 5000 | [8 empty] | 2 | 10000
24 |  | 66KV CT Ratio 100/1A o/u totally damaged | No | 250 | [8 empty] | 3 | 750
25 |  | 66KV CT o/u deffective not repairble | No | 100 | [8 empty] | 1 | 100
26 |  | 66kv LAS o/u damaged | No | 300 | [8 empty] | 1 | 300
27 |  | 66kv LA o/u dismantled obsolate damaged. | Set | 300 | [8 empty] | 17 | 5100
28 |  | 33KV BOCB with stucture w/o oil obsolate incomplete | No | 500 | [8 empty] | 4 | 2000
29 |  | 33KV BOCB TR-36 with stucture brunt damaged | No | 150 | [8 empty] | 1 | 150
30 |  | Machanisum TR-36 Cap bank damaged incomplete | No | 1000 | [8 empty] | 1 | 1000
31 |  | 33KV VCB BHEL make brunt damaged incomplete | No | 300 | [8 empty] | 1 | 300
32 |  | 33KV BOCB BHEL make1000A with machanisum stucture damaged mostly incomplete | No | 300 | [8 empty] | 1 | 300
33 |  | 33KV BOCB BHEL make machanisum stucture damage incomplete | No | 400 | [8 empty] | 1 | 400
34 |  | 33kv sf-6 breaker damaged 2pole w/o cubical | No | 200 | [8 empty] | 1 | 200
35 |  | 33kv breaker 3pole totally damaged w/o machanissum Scap | No | 100 | [8 empty] | 1 | 100
36 |  | Machanisum of BHEL make o/u,cb-2 obsolate damaged | No | 200 | [8 empty] | 1 | 200
37 |  | 36KV SF-6 pole ABB make o/u damaged | No | 100 | [8 empty] | 1 | 100
38 |  | 33KV circuit breaker o/u damaged incomplete | No | 150 | [8 empty] | 1 | 150
39 |  | Machanissum of 33kv ABB make o/u,damaged incomplete | No | 100 | [8 empty] | 1 | 100
40 |  | 33KV circuit breaker totally damaged w/o machanisum mostly incomplete scrap. | No | 100 | [8 empty] | 2 | 200
41 |  | 33KV VCB damaged w/o machanisum | No | 300 | [8 empty] | 1 | 300
42 |  | Triple pole assembly 33kv VCB ABB make o/u damage | No | 300 | [8 empty] | 1 | 300
43 |  | 36KV SF-6 breakero/u damaged machnisum. | No | 100 | [8 empty] | 1 | 100
44 |  | 33KV breaker Alston make o/u damaged | No | 100 | [8 empty] | 1 | 100
45 |  | 33KV BHEL make breaker w/o machanisum damaged | No | 100 | [8 empty] | 1 | 100
46 |  | Machanisum o/u damaged incomplete | No | 100 | [8 empty] | 1 | 100
47 |  | Base of 33kv MOCB steel portion only stucture | No | 200 | [8 empty] | 1 | 200
48 |  | Cubical of breaker 33kv BHEL 1250A dismantled obsolete incomplete damaged. | No | 200 | [8 empty] | 3 | 600
49 |  | 33kv BHEL make breaker w/o pole cubibcal base only | No | 200 | [8 empty] | 1 | 200
50 |  | 33KV Reactor o/u damaged for cap. Bank | No | 1000 | [8 empty] | 1 | 1000
51 |  | 33KV CT damaged defective 400-200-1 | No | 200 | [8 empty] | 2 | 400
52 |  | 33KV CT damaged defective 200-100-1 | No | 100 | [8 empty] | 3 | 300
53 |  | 33KV CT defective ratio o/u damaged 3No incomplete | No | 100 | [8 empty] | 9 | 900
54 |  | 33KV CT indoor type o/u damaged Appoxy type | No | 100 | [8 empty] | 5 | 500
55 |  | 33KV CT ratio 120/5A brunt /damaged | No | 500 | [8 empty] | 1 | 500
56 |  | 33KV CT ratio 200-100-1A brunt /damaged | No | 200 | [8 empty] | 11 | 2200
57 |  | 33kv CT brunt /damaged only m.s portion | No | 100 | [8 empty] | 2 | 200
58 |  | 33kv PT 110V damaged | No | 50 | [8 empty] | 2 | 100
59 |  | 33kv PT o/u damaged 3phase | No | 50 | [8 empty] | 2 | 100
60 |  | 33kv PT damaged Appoxy | No | 50 | [8 empty] | 2 | 100
61 |  | 33kv PT o/u damaged only m.s portion | No | 50 | [8 empty] | 1 | 50
62 |  | 33KV RVT damaged for cap bank | No | 50 | [8 empty] | 1 | 50
63 |  | 33KV VT/RVT only m.s portion | No | 100 | [8 empty] | 4 | 400
64 |  | 33KV LA o/u damaged | No | 50 | [8 empty] | 1 | 50
65 |  | Contect moving 37.5kv GEC make brunt damaged for isolator | No | 100 | [8 empty] | 3 | 300
66 |  | 11KV OCB switch Bocco makeo/u damaged w/o oil,u/s. | No | 1000 | [8 empty] | 9 | 9000
67 |  | 11KV CT damaged 200-100-1A | No | 100 | [8 empty] | 3 | 300
68 |  | 11KV CT damaged | No | 100 | [8 empty] | 65 | 6500
69 |  | 11KV CT 600-300-5A m/p Bicco make damaged | No | 100 | [8 empty] | 12 | 1200
70 |  | 11KV CT 300-150-5A damaged u/s | No | 100 | [8 empty] | 6 | 600
71 |  | 11KV CT300-150-5A suitable for Bicco make pannle deffective not repairble | No | 100 | [8 empty] | 1 | 100
72 |  | 11kv CT o/u damaged | No | 200 | [8 empty] | 11 | 2200
73 |  | 11KV CT 200-100-5A damaged m/p Appoxy | No | 100 | [8 empty] | 2 | 200
74 |  | 11KV PT housing brunt/damaged | No | 100 | [8 empty] | 7 | 700
75 |  | 11KV PT housing damaged | No | 50 | [8 empty] | 2 | 100
76 |  | ACSR Dear conductor scrap | kg | 50 | [8 empty] | 518 | 25900
77 |  | ACSR scrap | kg | 50 | [8 empty] | 1555.7 | 77785
78 |  | HV Bushing HT 132/33KV 20MVA T/F NGEF make o/u porciline damaged | No | 200 | [8 empty] | 2 | 400
79 |  | Bushing HT 132KV 12.5MVA T/F BBL make damaged | No | 200 | [8 empty] | 1 | 200
80 |  | Breaking chamber porciline defective coller broken | No | 20 | [8 empty] | 2 | 40
81 |  | 33KV cubical box with 3No pt&2Noct under type fixing inside of cubical o/u damaged | No | 200 | [8 empty] | 1 | 200
82 |  | ACDB obsolate dismantled with busbar MEM switch arrangement | No | 20 | [8 empty] | 2 | 40
83 |  | 33KV cap bank unit damaged | No | 100 | [8 empty] | 2 | 200
84 |  | 92KVAR cap bank unit damaged | No | 100 | [8 empty] | 6 | 600
85 |  | Cap.bank unit brunt/damaged 2X2.5MVA | No | 50 | [8 empty] | 1 | 50
86 |  | 33KV BHEL make cap. Bank o/u obsolate damaged2.5MVAR. Cell | No | 50 | [8 empty] | 2 | 100
87 |  | Capacitor cell o/u damaged shreem make | No | 50 | [8 empty] | 12 | 600
88 |  | Battery cell exide 500AH cap seramp 48v Battery charger u/s. | No | 100 | [8 empty] | 23 | 2300
89 |  | Battery cell exide 300AH cap for 110v Battery charger,u/s | No | 200 | [8 empty] | 55 | 11000
90 |  | Battery cell 200AH 48V Battery u/s | No | 100 | [8 empty] | 1 | 100
91 |  | Battery cell 2volt 500AH u/s | No | 100 | [8 empty] | 1 | 100
92 |  | Fixed contact 132kv breaker BHEL make o/u damaged | No | 200 | [8 empty] | 4 | 800
93 |  | Fixed contact 132kv Asea make o/u damaged | No | 200 | [8 empty] | 1 | 200
94 |  | Moving contact 132kv OCB o/u damaged | No | 100 | [8 empty] | 2 | 200
95 |  | Biomatalic runthroigh clamp for 132kv isolator damaged | No | 50 | [8 empty] | 4 | 200
96 |  | Piston for bearing rod 132kv jyoti make OCB damaged | No | 50 | [8 empty] | 1 | 50
97 |  | Hunger for 132kv line damaged | No | 50 | [8 empty] | 2 | 100
98 |  | Double tension fitting o/u dismantled sp. Conductor incomplete | No | 2 | [8 empty] | 1 | 2
99 |  | Double tension fitting o/u dismantled w/o steel ,Allu.portion sp conductor | No | 2 | [8 empty] | 1 | 2
100 |  | 66KV moving contact GEC make brunt damaged | No | 2 | [8 empty] | 3 | 6
101 |  | 66KV OCB extinquisher brunt/damaged fiber | No | 100 | [8 empty] | 8 | 800
102 |  | Vibration damper 66kv line damaged | No | 100 | [8 empty] | 13 | 1300
103 |  | 132kv coupling capacitor o/u damaged incomplete. | No | 10 | [8 empty] | 1 | 10
104 |  | Bottom tank of 132kv PT damaged | No | 10 | [8 empty] | 1 | 10
105 |  | Brunt/damaged extiquisher of 33kv OCB BHEL | No | 50 | [8 empty] | 12 | 600
106 |  | Moving contact 33kv OCB BHEL make o/u damaged | No | 20 | [8 empty] | 5 | 100
107 |  | Base of 11kv spout damaged | No | 0.5 | [8 empty] | 34 | 17
108 |  | Bruint/damaged U type male contact made of copper | No | 50 | [8 empty] | 78 | 3900
109 |  | Damaged of 11kv steam rod made of copper | No | 50 | [8 empty] | 16 | 800
110 |  | Brunt/damaged soleynized closing coil | No | 20 | [8 empty] | 1 | 20
111 |  | Brunt damaged top plate of 11kv Bicco make | No | 0.5 | [8 empty] | 2 | 1
112 |  | Resion cast spout Assembly w/o socket adoptor link machnisum front&rear damaged. | No | 5 | [8 empty] | 1 | 5
113 |  | Suporting insulator damaged w/o nut bolt packing wash. | No | 50 | [8 empty] | 2 | 100
114 |  | Empty container of acid broken damaged | No | 50 | [8 empty] | 5 | 250
115 |  | Triping relay damaged dht type. | No | 25 | [8 empty] | 1 | 25
116 |  | 132KV PT brunt damaged steel portion only. | No | 400 | [8 empty] | 1 | 400
117 |  | Extinquisher chamber 33/66kv damaged fiber | No | 0 | [8 empty] | 5 | 0
118 |  | Post insulator 220kv brunt/damaged | No | 10 | [8 empty] | 15 | 150
119 |  | 132kv policone insulator damaged | No | 2 | [8 empty] | 1 | 2
120 |  | Intrupting chamber insulator o/u damaged | No | 10 | [8 empty] | 9 | 90
121 |  | Disc insulator 66kv line damaged | No | 1 | [8 empty] | 86 | 86
122 |  | plastic jerycan u/s | No | 8 | [8 empty] | 2 | 16
123 |  | Tube for centifusing machine u/s | No | 1 | [8 empty] | 1 | 1
124 |  | Tube for jeep 600-16 u/s | No | 1 | [8 empty] | 25 | 25
125 |  | Tube for Ambesador 590-15 u/s | No | 1 | [8 empty] | 4 | 4
126 |  | Tyre for Ambesador 590-15 u/s | No | 5 | [8 empty] | 4 | 20
127 |  | Tyre for jeep u/s | No | 5 | [8 empty] | 15 | 75
128 |  | Tyre for Jeep/filter machine | No | 5 | [8 empty] | 2 | 10
129 |  | Tyre for Truck 900-20 u/s | No | 5 | [8 empty] | 4 | 20
130 |  | Loan mover 14" u/s | No | 15 | [8 empty] | 1 | 15
131 |  | Battery exide u/s | No | 250 | [8 empty] | 1 | 250
132 |  | Hydrolic compressure 100ton cap.out of order | No | 500 | [8 empty] | 1 | 500
133 |  | joint cut out 21way with box u/s | No | 5 | [8 empty] | 9 | 45
134 |  | Supper gear chain pully block 5ton cap ,u/s | No | 600 | [8 empty] | 1 | 600
135 |  | Rechang type Tourch 6volt defective | No | 1 | [8 empty] | 4 | 4
136 |  | Fire bucket 9letter cap u/s | No | 15 | [8 empty] | 7 | 105
137 |  | Steal wire rop 5/18 dia in pieces u/s | Mtr | 5 | [8 empty] | 168 | 840
138 |  | Steel wire Rop 3/4" u/s | Mtr | 5 | [8 empty] | 30 | 150
139 |  | Steel wire Rop 1" u/s | Mtr | 5 | [8 empty] | 4 | 20
140 |  | Drill bit H.S tapper shrank 2075 u/s | No | 1 | [8 empty] | 4 | 4
141 |  | Damaged crona ring | No | 100 | [8 empty] | 16 | 1600
142 |  | Copper pipe jumper o/u ,u/s | No | 250 | [8 empty] | 15 | 3750
143 |  | Copper pipe jumper 1.5mtr long u/s | No | 250 | [8 empty] | 3 | 750
144 |  | Damaged/brunt jumper pipe 1" | No | 150 | [8 empty] | 6 | 900
145 |  | pipe canves 4" u/s | Mtr | 0 | [8 empty] | 150 | 0
146 |  | Pressure switch cap dia Relay for compressure u/s | No | 5 | [8 empty] | 1 | 5
147 |  | Quick Regulating resistance u/s | No | 15 | [8 empty] | 1 | 15
148 |  | Sima for indication o/u damaged | No | 1 | [8 empty] | 1 | 1
149 |  | Wave trap o/u damaged | No | 1000 | [8 empty] | 2 | 2000
150 |  | Dirty oil pump 1000Galan filter machine o/u damaged | No | 150 | [8 empty] | 1 | 150
151 |  | Brunt damaged Amp meter | No | 1 | [8 empty] | 15 | 15
152 |  | KV meter o/u damaged defective type | No | 1 | [8 empty] | 5 | 5
153 |  | Position meter damaged | No | 2 | [8 empty] | 1 | 2
154 |  | KWH meter 3phase 3wire mach. enegy meter damaged | No | 2 | [8 empty] | 4 | 8
155 |  | Data pro energy meter o/u damaged | No | 5 | [8 empty] | 1 | 5
156 |  | 33kv energy meter o/u damaged (cb-1) | No | 5 | [8 empty] | 1 | 5
157 |  | MVAR meter damaged | No | 5 | [8 empty] | 1 | 5
158 |  | Secure energy meter ratio Sno. PF 4.467type damaged | No | 5 | [8 empty] | 6 | 30
159 |  | OTI meter o/u defective damaged 20MVA T/F 132/66kv | No | 5 | [8 empty] | 1 | 5
160 |  | Amp meter deffective damaged digital | No | 5 | [8 empty] | 1 | 5
161 |  | WTI meter o/u defective damaged 20MVA T/F 132/66kv | No | 12 | [8 empty] | 1 | 12
162 |  | KWH meter o/u obsolate | No | 2 | [8 empty] | 18 | 36
163 |  | MWH meter o/u obsolate | No | 2 | [8 empty] | 21 | 42
164 |  | Different type relay damaged | No | 2 | [8 empty] | 2 | 4
165 |  | O/c,E/F relay z-10 RT,Tx o/u damaged | No | 5 | [8 empty] | 29 | 145
166 |  | Numrical relay ABB make damaged not repairble | No | 25 | [8 empty] | 1 | 25
167 |  | Theormal relay for 132kkv OCB o/u damaged | No | 25 | [8 empty] | 2 | 50
168 |  | Main shaft opreting damaged | No | 25 | [8 empty] | 1 | 25
169 |  | Brunt/damaged Bearing | No | 15 | [8 empty] | 2 | 30
170 |  | Base Gunmetal clamp o/u damaged | No | 50 | [8 empty] | 6 | 300
171 |  | L&T make o/u damaged moter starter | No | 50 | [8 empty] | 2 | 100
172 |  | Cement bag set condition | ` | 0 | [8 empty] | 18 | 0
173 |  | Empty cement bag | No | 2 | [8 empty] | 218 | 436
174 |  | 132KV CT 400/1A o/u totally damaged | No | 1500 | [8 empty] | 2 | 3000
175 |  | 33KV CT 400/1A o/u totally damaged Appoxy type | No | 500 | [8 empty] | 1 | 500
176 |  | Armound cable o/u obsolate not useable 14cX2.5sqmm in cut length | Mtr | 50 | [8 empty] | 60 | 3000
177 |  | Armound cable o/u obsolate not useable 11cX2.5sqmm in cut length | Mtr | 40 | [8 empty] | 550 | 22000
178 |  | Armound cable o/u obsolate not useable 7cX2.5sqmm in cut length | Mtr | 30 | [8 empty] | 400 | 12000
179 |  | Armound cable o/u obsolate not useable 4cX2.5sqmm in cut length | Mtr | 20 | [8 empty] | 800 | 16000
180 |  | Armound cable o/u obsolate not useable 2cX2.5sqmm in cut length . | Mtr | 10 | [8 empty] | 325 | 3250
181 |  | SP-55 pole o/u band broken (2No cut length 9,7.7Mtr) | No | 500 | [8 empty] | 4 | 2000
182 |  | NDR Relay o/u deffective not repairble | No | 5 | [8 empty] | 1 | 5
183 |  | Digital MW meter o/u deffective not repairble | No | 5 | [8 empty] | 1 | 5
184 |  | Digital Amp meter o/u defective not repairble | No | 2 | [8 empty] | 1 | 2
185 |  | Tong tester damaged, | No | 2 | [8 empty] | 1 | 2
186 |  | 132KV EMC Jaw brunt/damaged | No | 150 | [8 empty] | 3 | 450
187 |  | Digital Amp meter o/u defective not repairble | No | 5 | [8 empty] | 1 | 5
188 |  | 33KV PT o/u totally brunt/damaged | No | 250 | [8 empty] | 1 | 250
189 |  | 33KV CT o/u totally brunt/damaged | No | 500 | [8 empty] | 2 | 1000
190 |  | 33kv CT totally damaged broken Appoxy | No | 400 | [8 empty] | 1 | 400
191 |  | 66KV CT o/u deffective obsolate coller broken damaged. | No | 1000 | [8 empty] | 1 | 1000
192 |  | 33kv ckt breaker o/u with machanisum damaged CGL incomplete. | No | 1000 | [8 empty] | 1 | 1000
193 |  | 66kv pt deffective broken damaged. | No | 1500 | [8 empty] | 6 | 9000
194 |  | 33kv CT totally brunt&damaged incomplete ms portion only. | No | 1000 | [8 empty] | 1 | 1000
195 |  | 33kv CT totally damaged appoxy | No | 500 | [8 empty] | 1 | 500
196 |  | Housing of machanisum of damaged breaker | No | 100 | [8 empty] | 1 | 100
197 |  | 110v battery charger o/u obsolete u/s scrap only ms cabinet. | No | 500 | [8 empty] | 2 | 1000
198 |  | Suspension fitting off size scrap | No | 20 | [8 empty] | 6 | 120
199 |  | Boltted type tension fitting off size scrap | No | 12 | [8 empty] | 9 | 108
200 |  | 33kv vcb o/u damaged | No | 1000 | [8 empty] | 1 | 1000
201 |  | 33kv sf-6 cb damaged | No | 500 | [8 empty] | 1 | 500
202 |  | 33kv cb damaged machanisum only | No | 100 | [8 empty] | 1 | 100
203 |  | 132kv LA damaged | No | 10 | [8 empty] | 5 | 50
204 |  | 145kv cvt brunt damaged m.s portion only | No | 250 | [8 empty] | 1 | 250
205 |  | 145kv cvt deffective/brunt damaged | No | 1000 | [8 empty] | 4 | 4000
206 |  | 145kv ct brunt damaged | No | 2000 | [8 empty] | 1 | 2000
207 |  | 33kv pt brunt damaged m.s portion only | No | 100 | [8 empty] | 1 | 100
208 |  | 132kv cb o/u dismantled obsolete unserviceable | No | 2000 | [8 empty] | 2 | 4000
209 |  | 33kv cb abb make o/u dis.obsolete unserviceable | No | 500 | [8 empty] | 3 | 1500
210 |  | 33kv vcb bhel make o/u dismantled obsolete unserviceable | No | 500 | [8 empty] | 2 | 1000
211 |  | 33kv ct o/u dis obsolete unserviceable | No | 1000 | [8 empty] | 15 | 15000
212 |  | 33kv CT brunt /damaged | No | 1000 | [8 empty] | 2 | 2000
213 |  | 33KC CT appoxy damaged | No | 500 | [8 empty] | 2 | 1000
214 |  | 132kv ct brunt damaged | No | 2000 |  |  |  |  | 3 |  |  |  |  | 0
215 |  | 132kv ct o/u dis,obsolete unserviceable | No | 2000 | [8 empty] | 4 | 8000
216 |  | 132KV CVT o/u deffective obsolete u/s | No | 1000 | [8 empty] | 16 | 16000
217 |  | 132kv ct deffective obsolete u/s 4oo/1A | No | 2000 | [8 empty] | 3 | 6000
218 |  | 132kv ct deffective obsolete u/s | No | 2000 | [8 empty] | 1 | 2000
219 |  | 132kv copper blade brunt | No | 150 | [8 empty] | 30 | 4500
220 |  | 33kv copper blade brunt | No | 100 | [8 empty] | 15 | 1500
221 |  | 33kkv cb damaged scrap incomplete | No | 1000 | [8 empty] | 1 | 1000
222 |  | 132kv ct brunt damaged ratio 200/100/1A. | No | 2000 | [8 empty] | 7 | 14000
223 |  | 132KV CT brunt damaged.800/400/1A | No | 2000 | [8 empty] | 2 | 4000
224 |  | 132KV Circuit breaker damaged,incomplete scrap | No | 20000 | [8 empty] | 1 | 20000
Scrap
1 |  | Post insulator clamp scrap | Kg | 50 | [8 empty] | 125 | 6250
2 |  | GI/MS Scrap | Kg | 25 | [8 empty] | 96.79 | 2419.75
3 |  | MS Scrap | Kg | 20 | [8 empty] | 2633 | 52660
4 |  | GM Scrap | Kg | 60 | [8 empty] | 24.3 | 1458
5 |  | Cupper Scrap | Kg | 300 | [8 empty] | 252.35 | 75705
6 |  | Lead Scrap | Kg | 50 | [8 empty] | 5.35 | 267.5
7 |  | MS Scrap Truck | Kg | 10 | [8 empty] | 31 | 310
8 |  | GI Tower part Scrap | Kg | 25 | [8 empty] | 8881.8 | 222045
9 |  | GI Tower part scrap 132/220/400kv ABC type | MT | 20 | [8 empty] | 2.921 | 58.42
10 |  | MS Scrap of spring oil filter m/c | Kg | 25 | [8 empty] | 5 | 125
11 |  | MS Scrap of bolt&nut | Kg | 20 | [8 empty] | 342 | 6840
12 |  | GI Scrap of bolt&nut | Kg | 20 | [8 empty] | 735 | 14700
13 |  | GC sheet scrap | Kg | 15 | [8 empty] | 225.13 | 3376.95
14 |  | 220kv single tension fitting(Allu+steel) portion scrap | Kg | 50 | [8 empty] | 4.2 | 210
15 |  | GI Scrap | Kg | 20 | [8 empty] | 432 | 8640
16 |  | Tower part A type old& used dismantled Scrap. | MT | 25000 | [8 empty] | 0.475 | 11875
17 |  | M.S Tower part scrap | Kg | 20 | [8 empty] | 11672 | 233440
18 |  | HTLS Conductor Scrap | Kg | 35 | [8 empty] | 951 | 33285
19 |  | Dog conductor scrap | Kg | 35 | [8 empty] | 2302 | 80570
20 |  | Zebra conductor scrap | Kg | 35 | [8 empty] | 296 | 10360
21 |  | Panther conductor scrap | Kg | 35 | [8 empty] | 331.6 | 11606
Total(in Rs) | [5 empty] | 2858796.45 |  | 550245 |  | 1509029 |  | 2540899.77 |  | 2289848.845
Grand Total(in Rs) |  |  |  |  | 9748819.065
Inventory Month of DECEMBER-2021
Name of Zone: Garhwal Zone
Name of Circle: O&M,Circle Roorkee
Name of Division: 220kV O&M,Division,Roorkee
Name of Substation: 132kV Substation,Roorkee
S.No | Item Code | Name of Item | Unit | Unit Rate in Rs | Useable |  | Unserviceable |  | None Moving |  | Obsolete |  | Scrap |  | Remark | Survey done
[5 empty] | Qty. | Total Amount In Rs | Qty. | Total Amount In Rs | Qty. | Total Amount In Rs | Qty. | Total Amount In Rs | Qty. | Total Amount In Rs
1 | SS4S402013 | 33KV Isolator Blade 800 Amp. | Nos | 2876 | 1 | 2876
2 |  | 33 KV P.T (O/D) Type | Nos | 29581 | 1 | 29581
3 |  | 33 KV PT (I/D) Type | Nos | 27564 |  |  |  |  | 3 | 82692
4 |  | Blade for 132 KV Gec Make | Nos | 5000 | 1 | 5000
5 | JJ7J707004 | Empty gas cylinder of 9.0 kg cap. | Nos | 300 |  |  | 1 | 300
6 |  | Isolater Blade After Repring | Nos | 2500 | 4 | 10000
7 |  | Magnectic Oil Guage Suitable for 132/66 KV tranformer | Nos | 28000 | 2 | 56000
8 | MM0M008004 | Under Voltage JVS/ Ashida Relay | Nos | 21000 | 1 | 21000
9 | II3I302004 | Repair sleeve for panther conductor with 2 parts for Al Alloy | Nos | 851.25 | 3 | 2553.75
10 |  | Run through Clamp for Tandom Isolater | Nos | 621 | 3 | 1863
11 |  | Supply of 132 KV HBB make isolater blade | Nos | 2500 | 1 | 2500
12 |  | Trip cut sipervision relay | Nos | 1000 | 2 | 2000
13 |  | H.T C mater yoke plate of size 360x110x14 mm with 5 Nos holes. As per spec. | Nos | 1327.95 | 6 | 7967.7
14 |  | Message Register | Nos | 454 | 2 | 908
15 | II1I110001 | T-Connector Panther to Panther | Nos | 1007.68 | 47 | 47360.96
16 |  | G.I Earth wire Fitting for 7/9 SWG | Nos | 1700.23 | 15 | 25503.45
17 |  | Extension link For E/W Clamp | Nos | 340.5 | 16 | 5448
18 |  | Heavy Duty Jaws 132 KV SMC Make | Nos | 5788.5 | 1 | 5788.5
19 | SS0S003003 | 132 KV Line Isolater | Nos | 266350.66 | 1 | 266350.66
20 | SS0S003005 | 132 tandam isolater | Nos | 266351 | 1 | 266351
21 | VV6V507004 | 132 KV CVT | Nos | 257637 | 3 | 772911
22 |  | Empty Transformer oil drum | Nos | 120 | [8 empty] | 83 | 9960 |  | 2018
23 |  | P N structure (O/U) NCT Make. | Nos | 1000 | 1 | 1000
24 |  | Heavy Duty 1200 A Cu blade of EMC make Isolater | Nos | 9078 | 1 | 9078
25 | JJ5J503038 | 36 KV Vaccum Interrupter for BHEL make as per Specifi. | Nos | 45742.75 |  |  |  |  | 1 | 45742.75
26 | JJ5J503038 | 36 KV Vaccum Interrupter for AREVA make as per Specifi. | Nos | 45771.1 |  |  |  |  | 2 | 91542.2
27 | JJ4J401002/4 | Trip/Close Coil of 66 KV Breaker CGL make | Nos | 2920.5 | 2 | 5841
28 | II1I104002 | C-wedge clamp Zebra to Panther | Nos | 3894 | 2 | 7788
29 |  | SF6 Gas | Kg | 916.86 | 17 | 15586.62
30 | VV3V304002 | 66kV CT 200/100/1Amp 3Core | Nos | 64428 | 3 | 193284
31 | II2I202002 | 7/10 SWG Earth Wire Tension Clamp | Nos | 1473.82 | 3 | 4421.46
32 | II3I301007 | Dog Conductor Mid Span Joint | Nos | 1404.2 | 2 | 2808.4
33 | VV3V305011 | 36kV.1ph.Dead Tank CT 400/200/1 | Nos | 27400 | 1 | 27400
34 | FF1F107001 | anchor bolt heavy | Nos | 250 | 2 | 500
35 |  | Led Bulb,9watt,240 volt | Nos | 263.2 | 11 | 2895.2
36 |  | Daily Gate register (200page) | Nos | 973.5 | 1 | 973.5
37 | FF3F301002 | SP-55 pole O/U dismantled rusted scrap | Nos | 2000 | [8 empty] | 28 | 56000
38 |  | 66kV circuit breaker clamp | Nos | 1174.1 | 1 | 1174.1
39 |  | C-Wedge Connector Moose-Moose | Nos | 2938.2 | 1 | 2938.2
40 |  | C-Wedge connector Dog-Dog | Nos | 1156.4 | 5 | 5782
41 |  | Capacitor Cell,Qn 552.5 Kvar | Nos | 98270 | 2 | 196540
42 |  | Capacitor Cell,Qn 276.35Kvar | Nos | 49700 | 6 | 298200
43 | SS4S402004 | 33kV Isolator jaw 800 amp | Nos | 2920.5 | 1 | 2920.5
44 | SS4S402003 | 33kV isolator jaw 1200Amp | Nos | 5887.41 | 3 | 17662.23
45 |  | ABT Energy meter (Defective) | Nos | 43000 | 1 | 43000
46 |  | Led Tub light,20watt,240volt | Nos | 558.88 | 1 | 558.88
47 |  | G.I.nut & bolts,10mm dia &60mm length | Nos | 21.83 | 72 | 1571.76
48 |  | Single pole MCB 16Amp,230Volt | Nos | 359.9 | 3 | 1079.7
49 |  | log sheet 66kV | Nos | 979.4 | 3 | 2938.2
50 |  | log sheet 132kV | Nos | 979.4 | 3 | 2938.2
51 |  | Max/Min voltage register | Nos | 584.1 | 2 | 1168.2
52 |  | Message register | Nos | 584.1 | 2 | 1168.2
53 |  | battery register | Nos | 584.1 | 2 | 1168.2
54 |  | C-wedge connector Panther-Panther | Nos | 2094.5 | 2 | 4189
55 |  | supply position register | Nos | 584.1 | 2 | 1168.2
56 |  | Max/Min load register | Nos | 584.1 | 2 | 1168.2
57 |  | 132kV isolator O/U dismentled,without PI,incomplete,unserviceable | Nos | 10000 |  |  | 1 | 10000
58 |  | ACSR Panther Conductor | Mtr | 230.1 | 47 | 10814.7
59 |  | old,used & obsolete 132kV LA | Nos | 200 | 1 | 200
60 |  | C- wedge connector Panther to panther | Nos | 2572.4 | 2 | 5144.8
61 |  | CT connector panther to panther | Nos | 3280.4 | 2 | 6560.8
62 |  | Pad connector panther to panther | Nos | 3823.2 | 6 | 22939.2
63 |  | 33 KV Control panel of Cap Bank,o/U,dismentled incomplete | Nos | 1000 |  |  | 1 | 1000
64 |  | 132KV CVT O/U Dismentled, 0.2 Class Accuracy | Nos | 25000 | 2 | 50000
65 |  | O/C,E/F Relay (67 &50BF ) Siemens make O/U Dismentled | Nos | 5000 | 3 | 15000
66 |  | L&T Energy meter o/u dismantled | Nos | 1000 | [8 empty] | 8 | 8000
67 |  | ABT Energy meter secure make o/u dismantled | Nos | 1000 | [8 empty] | 2 | 2000
68 |  | 66KV CT o/u dismentled,Ratio200/1 | Nos | 5000 | [6 empty] | 3 | 15000 |  |  |  | 2020
69 |  | RTCC Panel O/U Dismentled,Unserviciable incomplete | Nos | 5000 |  |  | 2 | 10000
70 | NN0N001008 | 33 KV Tripple Panel O/U Dismentled,incomplete | Nos | 30000 | [6 empty] | 1 | 30000 |  |  |  | 2020
71 | VV3V304001 | 66 KV C.T (O/U) . | Nos | 3000 | [6 empty] | 1 | 3000 |  |  |  | 2020
72 |  | 132kV CT,200/1,O/U,Dismentled | Nos | 20000 |  |  | 1 | 20000
73 |  | 132kV PT o/u in scrap | Nos. | 5000 | [8 empty] | 6 | 30000 | 03no.PSDF | 2020
74 | VV3V304001 | 66kV CT dismentled o/u in scrap 200/1 | Nos. | 1000 | [6 empty] | 4 | 4000 |  |  |  | 2020
75 | VV6V507005 | 66kV CVT o/u dismantled | Nos. | 5000 |  |  | 2 | 10000
76 |  | C&R pannel O/U dismentled,obsolete,unserviceable,incomplete | Nos | 500 | [6 empty] | 38 | 19000 |  |  |  | 2020
77 |  | 11kV Tripple feeder oil type trolley (O/U) Obsolete incomplete | Nos | 15000 | [6 empty] | 1 | 15000 |  |  |  | 2020
78 |  | Alapha meter A2 3- phase 4 wire CT/PT aperated micro process box electric trivector (O/U) | No | 1000 | [8 empty] | 1 | 1000
79 |  | T/F Oil O/U dirty | Ltr | 5 | [8 empty] | 800 | 4000 |  | 2018
80 |  | 33 KV CT Ratio 800/400/1 AMP (O/U, Defective , Repairable) | Nos | 2000 |  |  | 1 | 2000
81 |  | 132kV CT,200/1,Dismentled Obsolete unserviceable | Nos | 10000 |  |  | 2 | 20000 | [6 empty] | PSDF Scheme
82 |  | Gun matel Scrap | Kg | 200 | [8 empty] | 5.4 | 1080
83 |  | Contact coil for 132 KV G.E.C Make OCB in scrap | No | 50 | [8 empty] | 1 | 50
84 |  | Contact coil for SMC Make OCB 132 KV in scrap | No | 50 | [8 empty] | 1 | 50
85 |  | Explusion type fuse link of 20 amp of 33 KV CAP Bank (O/U) obsulate in scrap | kg | 200 |  |  | 2.5 | 500
86 |  | Auxillary relay 110 DC in scrap | No | 100 | [8 empty] | 2 | 200
87 |  | Auxillary relay type UA 110 DC in scrap | No | 100 | [8 empty] | 1 | 100
88 |  | 33kV Circuit Breaker ABB,obsolete,unserviceable in scrap | Nos | 10000 | [8 empty] | 1 | 10000 | PSDF Scheme | 2020
89 |  | 33 KV Breakar pole ABB Defective VCB in scrap | Nos | 5000 | [8 empty] | 1 | 5000 |  | 2018
90 |  | Amp Meter Selector switch for 11 KV Bimco make OCB | No | 500 |  |  | 4 | 2000
91 |  | 132kV Isolator blade | No | 800 | [8 empty] | 12 | 9600 |  | 2018
92 |  | 33kV isolator blade o/u burnt defective,irrepairable | No | 500 | [8 empty] | 2 | 1000 |  | 2018
93 |  | Energy meter O/U | No | 500 | [8 empty] | 6 | 3000
94 |  | earth wire 7/10 SWG in Scrap | kg | 10 | [8 empty] | 478 | 4780 |  | 2018=120kg 2020=358kg
95 |  | Battery cell ,2V,200AH in Scrap | Nos | 100 | [8 empty] | 55 | 5500 |  | 2020
96 |  | MS Scrap | kg | 10 | [8 empty] | 78 | 780 |  | 2020
97 |  | Copper Scrap Conductors | Kg | 200 | [8 empty] | 47 | 9400 |  | 2018
98 |  | NDR Relay ( O/U) defectice damaged in scrap | No | 20 | [8 empty] | 2 | 40 |  | 2018
99 |  | Numerical O/C & E/F Relay, ABB REX-521 (Defective) in scrap | No | 25500 | [6 empty] | 1 | 25500 |  |  |  | 2020
100 | BB0B002001 | Capcitor cell damage | Nos | 50 | [8 empty] | 1 | 50 |  | 2018
101 |  | Cu scrap of brunt and damage jaws and blade | kg | 200 | [8 empty] | 9.4 | 1880 |  | 2018
102 |  | 33kV Circuit Breaker BHEL,damage | Nos | 7500 | [8 empty] | 2 | 15000 | PSDF Scheme | 2020
103 |  | 33kV CT Damage | Nos | 1000 | [8 empty] | 2 | 2000 |  | 2020
104 |  | 33kV CT Burnt & Damage | Nos | 500 | [8 empty] | 2 | 1000 |  | 2020
105 |  | Aluminium Scrap | kg | 100 | [8 empty] | 17.5 | 1750
106 |  | 66/37.5 Kv (O/U) damged transformer A.E.G make. | Nos | 100000 | [8 empty] | 1 | 100000 |  | 2018
[5 empty] | Total= | 2501532 |  | 75800 |  | 219977 |  | 111500 |  | 283220
INVETORY
Name of Zone |  | Garhwal
Name of Circle |  | Roorkee
Name of Division |  | 220 KV O&M Roorkee
Name of Substation |  | 132 kv s/s Manglore
| Month | 2021-12-01
[5 empty] | Useable |  | Unserviceable |  | Non-moving |  | Obsolete |  | Scrap
S.NO. | Item code | Name of Item | Unit | Unit Rate in Rs | Oty | Total Amount in Rs. | Oty | Total Amount in Rs. | Oty | Total Amount in Rs. | Oty | Total Amount in Rs. | Oty | Total Amount in Rs.
1 | TT1T101029 | Log Sheet Manglore | Nos. | 735.14 | 6 | 4410.84
2 | II0I005001 | P.G clamp Zebra to zebra conductor | Nos. | 1470 | 3 | 4410
3 |  | T/F clamp Arava make for Zebra | Nos. | 2800 | 2 | 5600
4 |  | Bolted type tension fitting for panther | Nos. | 1200 | 3 | 3600
5 | II5I501010 | Earth wire tension fitting | Nos. | 600 | 7 | 4200
6 | II3I302004 | Repair sleev for Panther conductor | Nos. | 600 | 2 | 1200
7 | II3I301004 | Midspan Joint for panther conductor | Nos. | 400 | 2 | 800
8 | II3I301009 | Midspan Joint for earth wire | Nos. | 150 | 6 | 900
9 | II1I106005 | T- Connector Tarantula to panther | Nos. | 1019 | 4 | 4076
10 | MM3M303006 | Digital AC Amp. Meter Range 0-500 A | Nos. | 3973 | 2 | 7946
11 |  | Digital Volt Meter Range 0-150 KV | Nos. | 3973 | 1 | 3973
12 | MM3M304006 | Digital MW Meter 3 Ph. 4 Wire CTR 800/400/1, PTR 132KV/√3 /110/√3 | Nos. | 8515 | 1 | 8515
13 | MM3M305006 | Digital MVAR Meter 3Ph. 4 Wire CTR 800/400/1, PTR 132KV/√3 /110/√3 | Nos. | 8515 | 2 | 17030
14 |  | Ring type 200/100-5 Amp, LT CTs | Nos. | 795 | 3 | 2385
15 | VV2V204001 | Transformer oil | Kltrs. | 40000 | 0.496 | 19840
16 |  | Foundation Anchor Bolt 25X600 mm Long | Nos. | 285 | 12 | 3420
17 |  | 40 MVA T/F LT Bushing Clamp for Twin Zebra | Nos. | 2481 | 1 | 2481
18 | MM3M304009 | Dg.MW Meter 100-0-100 MW ,400/1 O/U Dismantled | Nos. | 1000 | 1 | 1000
19 | MM3M305008 | Dg.MVAR Meter 100-0-100 MW ,400/1 O/U Dismantled | Nos. | 1000 | 2 | 2000
20 | VV6V505002 | 36/110 Potential Transformer | Nos. | 28540 | 1 | 28540
21 | AA0A002003 | ACSR Zebra Conductor | Mtrs. | 231 | 457 | 105567
22 | AA0A001001 | Tarantula Conductor in Cut Bite O/U | Mtrs. | 140 | 180 | 25200
23 |  | Plastic Seal | Nos. | 16.68 | 86 | 1434.48
24 | TT1T101044 | Stopage Register | Nos. | 489.66 | 0 | 0
25 |  | 145 KV CT old & used dismantle | Nos. | 30000 | 1 | 30000
26 |  | 132 KV CT old & used dismantle | Nos. | 30000 | 3 | 90000
27 | VV5V406006 | CT/PT Junction Box of Epoxy Type Size 410*310*150 mm. | Nos. | 9735 | 11 | 107085
28 | MM3M303007 | Digital AC AMP Meter Range 0-400 AC CTR 400/1 Amp 110 V DC Size 96*96 mm | Nos. | 5782 | 2 | 11564
29 |  | Digital VOLT Meter Range 0-36 KV PTR-33 KV /√3/110/√3 AC Aux .Supply 110 V DC Size 96*96 mm | Nos. | 5251 | 1 | 5251
30 |  | Digital VOLT Meter Range 0-500 Volt DC Size 96*96 mm | Nos. | 5428 | 1 | 5428
31 |  | Vibration Damper(Receive form HTLS Project) | Nos. | 3621 | 56 | 202776
32 |  | Repair Sleeve(Receive form HTLS Project) | Nos. | 1917 | 26 | 49842
33 | VV5V407017 | 33 KV Aluminum Alloy CT Clamp for TwinZebra | Nos. | 1956.33 | 2 | 3912.66
34 |  | Tower Parts GI Angle ABC Type Uncomplete | Kg. | 30 | 92 | 2760
35 |  | Latice Structure Galavonized Steel | Kg. | 74.1 | 153.33 | 11361.753
36 |  | 132 KV Tower Part O/U Dismamteld Incomplite(Receve Back) | Kg | 30 | 200 | 6000
37 | VV6V505002 | 36 kv PT 33 KV/110 V,Out Door Type Single Phase Accuracy Class 0.2 ,3 Core | Nos. | 46964 | 3 | 140892
38 |  | O/U Dismantled 33kv CT 400/1 Amp | Nos. | 3000 | 1 | 3000
39 |  | 33 kv CT Conector Dia 23 mm Suitable for ACSR Panther Conductor of Aluminium .Alloy | Nos. | 1466.5 | 3 | 4399.5
40 | VV5V407018 | CT Terminal Connector Suitable for ACSR Zebra Conductor | Nos. | 1464.5 | 2 | 2929
41 |  | PVC Control Cable 10 Core 2.5 sq.mm O/U Dismantled in Cut Length (Receive Back) | Mtrs. | 40 | 350 | 14000
42 | SS6S611008 | HRC FUSE 04 Amp .NS TYPE 415 Volt 80 KA. | Nos. | 88.5 | 10 | 885
43 | SS6S611006 | HRC FUSE 06 Amp .NS TYPE 415 Volt 80 KA. | Nos. | 100.3 | 5 | 501.5
44 | VV2V203001 | SILICA Gel | kg. | 389.4 | 4 | 1557.6
45 | KK0K002001 | 220 kv LA 1 PH. Dismantel obsolate | Nos. | 100 | 1 | 100
46 | AA0A002004 | ACSR Panther Conductor | Mtrs. | 115.535 | 559 | 64584.065
47 | II3I301004 | Compresion Type Mid Span Joint for panther Cond. | Nos. | 1015 | 1 | 1015
48 | CC0C001018 | PVC Control cable 2.5*4 Core | Mtrs. | 226.65 | 360 | 81594
49 | CC0C001009 | PVC Control cable 2.5*10 Core | Mtrs. | 435.86 | 135 | 58841.1
50 | CC0C001009 | Control cable 10*2.5 Sq. mm | Km. | 266090 | 2.02 | 537501.8
51 | CC0C001013 | Control cable 6*2.5 Sq. mm | Km. | 177300 | 1.642 | 291126.6
52 | CC0C001020 | Control cable 2*2.5 Sq. mm | Km. | 84665 | 0.632 | 53508.28
53 | GG0G001001 | Petrolium Jelly | KG | 586.4 | 3 | 1759.2
54 | II0I006001 | PG Clamp ACSR Panther to Panther conductor of Aluminium Alloy 3 Bolted | Nos. | 980.5 | 2 | 1961
55 |  | Element for Distile Water Plant(2500 watt)250 volt | Nos. | 1176.2 | 1 | 1176.2
56 | SS5S501015 | 132 Kv Aluminium Alloy Isolator Clamp Suitable for ACSR Zebra Conductor | Nos. | 1958.67 | 2 | 3917.34
57 | FF1F101043 | GI Nut& Bolt Including One Plane Washer12mm Dia & 60mm Length | SET | 27.14 | 87 | 2361.18
58 |  | 33 Kv Aluminium Alloy Isolator Clamp Suitable for Twin Zebra Conductor | Nos. | 1958.67 | 2 | 3917.34
59 | SS5S501006 | 33 kv Isolator Clamp for Tarantula Conductor | Nos. | 1174 | 5 | 5870
60 |  | BI Metallic portion (Copper/Aluminium) of 800 Amp. Crying Capacity | Nos. | 81.41 | 24 | 1953.84
61 | II1I109001 | T -Connector Zebra to Zebra | Nos. | 1472.5 | 3 | 4417.5
62 |  | Closing coil 110 V. DC& 48 Ohm | Nos. | 2932.3 | 1 | 2932.3
63 | VV5V407033 | 33 kv CT Conector Dia 20mm Suitable for ACSR Panther Conductor of Aluminium .Alloy | Nos. | 1469 | 4 | 5876
64 |  | Battery Terminal Coating Spray container 250 ml. | Nos. | 1445.3 | 1 | 1445.3
65 |  | Multi Strands wire 01 mm Sq. | Mtrs. | 16.52 | 20 | 330.4
66 |  | PVC Control Cable 6 Core 2.5 sq.mm O/U Dismantled in Cut Length (Receive Back) | Mtrs. | 20 | 100 | 2000
67 |  | PVC Control Cable 2 Core 2.5 sq.mm O/U Dismantled in Cut Length (Receive Back) | Mtrs. | 10 | 70 | 700
68 | SS5S501017 | 33 kv Isolator Clamp Suitable for ACSR Panther Cond. | Nos. | 974.68 | 4 | 3898.72
69 |  | GI Nut& Bolt Including One Plane Washer10 mm Dia & 45 mm Length | SET | 21.24 | 166 | 3525.84
70 |  | 33 kv VCB Clamp Suitable for ACSR Panther Conductor of Aluminium Alloy | Nos. | 1167.02 | 5 | 5835.1
71 |  | Closing coil 110 V. DC& 48 Ohm | Nos. | 2938 | 2 | 5876
72 |  | PVC Control Cable 4 Core 2.5 sq.mm O/U Dismantled in Cut Length (Receive Back) | Mtrs. | 15 | 355 | 5325
73 |  | Battery Register. | Nos. | 735.14 | 2 | 1470.28
74 |  | Energy Account Register. | Nos. | 735.14 | 2 | 1470.28
75 |  | Daily Supply Position Register. | Nos. | 735.14 | 2 | 1470.28
76 |  | Max.Load Register. | Nos. | 735.14 | 2 | 1470.28
77 |  | Elctrical/Electronic Contact Spray 500 ml | Nos. | 735.14 | 5 | 3675.7
78 |  | 33 kv Aluminium Alloy Isolator Clamp Suitable for ACSR Twin Panther. | Nos. | 1471.46 | 2 | 2942.92
79 |  | Energy Meter P3E021-001*449161 ABT meter 0.2 CL with TCPIP,Optical communication Port, O/U Dismantled,Repaired (Secure Make) S.No.Q0212167 (Receive Back) | Nos. | 1 | 43000 | 43000
80 |  | Anchor Bolt 40 mm Φ | Nos. | 1000 |  |  |  |  | 48 | 48000
81 |  | Bolted type tension fitting Dismantled for Tarantula to Tarantula cond. O/U | Nos. | 2000 |  |  |  |  | 12 | 24000
82 | II1I106001 | T Clamp for Tarantula to Tarantula cond. O/U | Nos. | 300 |  |  |  |  | 4 | 1200
83 |  | T/F Bushing Clamp for Tarantula to Tarantula cond. O/U | Nos. | 500 |  |  |  |  | 3 | 1500
84 |  | CT Clamp for Tarantula to Tarantula cond. O/U | Nos. | 300 |  |  |  |  | 4 | 1200
85 | II2I204001 | CB Clamp for Tarantula to Tarantula cond. O/U | Nos. | 350 |  |  |  |  | 10 | 3500
86 | II0I009001 | PG Clamp Dog.to Dog. | Nos. | 150 | [6 empty] | 7 | 1050
87 | AA0A002007 | ACSR Dog Conductor | Mtrs. | 45 | [6 empty] | 74 | 3330
88 | CC3C308009 | 11kv O/D termination kit 3*70 sq.mm | Nos. | 1200 | [6 empty] | 2 | 2400
89 | CC3C308007 | 11kv O/D termination kit 3*120 sq.mm | Nos. | 1500 | [6 empty] | 1 | 1500
90 |  | Top Chanel | Nos. | 175 | [6 empty] | 12 | 2100
91 |  | Cross arm holding Clamp | Nos. | 30 | [6 empty] | 42 | 1260
92 |  | Brasing Clamp | Nos. | 30 | [6 empty] | 28 | 840
93 |  | Energy Meter O/U Dismantled Secure make | Nos. | 1000 | [6 empty] | 5 | 5000
94 |  | Energy Meter O/U Dismantled L&T | Nos. | 1000 | [6 empty] | 2 | 2000
95 | II0I001007 | 70 KN Disc InsulatorO/U Dismantled | Nos. | 20 | [6 empty] | 335 | 6700
96 | II0I001005 | 120 KN Disc InsulatorO/U Dismantled | Nos. | 25 | [6 empty] | 1031 | 25775
97 |  | Analog type MW Meter (O/U) Dismantle | Nos. | 1000 | [6 empty] | 2 | 2000
98 |  | Analog type MVAR Meter (O/U) Dismantle | Nos. | 1000 | [6 empty] | 2 | 2000
99 |  | Energy Meter O/U Dismantled Obsolate (secure Make) | Nos. | 20 | [6 empty] | 13 | 260
100 |  | Energy Meter O/U Dismantled Obsolate (L&T Make) | Nos. | 20 | [6 empty] | 2 | 40
101 |  | 33 kv Defective CT 400/200/1 (o/u) dismantle Obsolate | Nos. | 1000 | [6 empty] | 1 | 1000
102 |  | Earth wire in Scarp. | Kg. | 10 | [8 empty] | 60 | 600
103 | II0I006003 | PG Clamp panther to Dog.(Previous Unit) | Nos. | 70 | [8 empty] | 1 | 70
|  | PG Clamp panther to Dog.(Final Unit) | Kg. | [9 empty] | 0.7 | 0
104 |  | F-Bracket(Previous Unit) | Nos. | 45 | [8 empty] | 37 | 1665
|  | F-Bracket(Final Unit) | Kg. | [9 empty] | 74 | 0
105 |  | ACSR panther Conductor in Scarp in Pieces. | KG | 80 | [8 empty] | 182.34 | 14587.2
106 |  | All Aluminum Tarantula Conductor in Scarp | Kg. | 100 | [8 empty] | 66 | 6600
107 |  | Moving Contact Assembly ( Old & not in used)in Scarp(Previous Unit) | Nos. | 500 | [8 empty] | 1 | 500
|  | Moving Contact Assembly ( Old & not in used)in Scarp(Final Unit) | Kg. | [9 empty] | 7 | 0
108 |  | Alu. Alloy Clamp Scarp | Kg. | 80 | [8 empty] | 49 | 3920
109 |  | ACSR Panther Conductor O/U Dismantled Obsolate Cut & Bite Length in Scarp | Kg. | 70 | [8 empty] | 610 | 42700
110 |  | ACSR Wolf Conductor O/U Dismantled Obsolate Cut & Bite Length in Scarp | Kg. | 70 | [8 empty] | 10415 | 729050
111 |  | Hard were Fittings O/U Dismantled Obsolate Scarp | Kg. | 70 | [8 empty] | 1935 | 135450
112 |  | 36 kv CT 800/400/1 Brusted & Damaged | Nos. | 1500 | [8 empty] | 1 | 1500
113 | VV2V204007 | Transformer oil Empty Drum (O/U) | Nos. | 100 | [8 empty] | 3 | 300
114 |  | Tube for Jeep | Nos. | 200 | [8 empty] | 2 | 400
115 |  | TVM Defective | Nos. | 200 | [8 empty] | 1 | 200
116 |  | TVM Defective | Nos. | 50 | [8 empty] | 2 | 100
117 |  | ACSR Wolf Conductor O/U Dismantled | Mtrs. | 15 | [8 empty] | 15 | 225
|  | ACSR Wolf Conductor O/U Dismantled(Final Unit) | KG. | [9 empty] | 10.906 | 0
118 |  | Battery Set O/U Dismantled (1 SET OF 55 NO Cell) | Nos. | 200 | [8 empty] | 55 | 11000
119 |  | G I Angle Scarp. | Kg. | 20 | [8 empty] | 128 | 2560
120 |  | Brunt & Damaged 33 kv PT (M S Portion Only) | Nos. | 100 | [8 empty] | 1 | 100
121 | MM0M004006 | O/U Dismantled Defectiv Obsolate Rex 521 Numerical Realy | Nos. | 50 | [8 empty] | 4 | 200
122 | MM0M004005 | O/C,E/F,IDMT Relay O/U Dismanlted obsolate as scarp | Nos. | 20 | [8 empty] | 10 | 200
123 |  | GI SCRAP (Invoice from Mr.Sumit J.E ) | Kg. | 10 | [8 empty] | 160 | 1600
124 |  | CT/CVT Junction Box OLD& Used Dismanteld in Scrap. | Kg. | 10 | [8 empty] | 18 | 180
125 |  | ACSR ZEBRA Conductor in Scarp in Pieces. | Kg. | 80 | [8 empty] | 130 | 10400
126 |  | HTLS Conductor Including Corbon Rod O/U Dismantled Obsolate Cut & Bite Length in Scarp | Kg. | 70 | [8 empty] | 1450 | 101500
127 | MM0M002009 | O/U Dismantled Defectiv obsolate Numerical Tranformer deffrintial protection Realy | Nos. | 50 | [8 empty] | 1 | 50
128 |  | O/U Dismantled Energy Meter Box in Scrap | Kg. | 10 | [8 empty] | 32 | 320
129 |  | Control cable 2.5*4 core O/U Dismanted obsolate cut & bite in length in scrap(received back) | Mtrs. | 1 | [8 empty] | 48 | 48
130 |  | 70 KN Silicon Insulator HTLS O/U Dismantled Diffective & damaged as scrap | Nos. | 10 | [8 empty] | 1 | 10
131 |  | Control cable 2.5*6 core O/U Dismanted obsolate cut & bite in length in scrap(received back) | Mtrs. | 1 | [8 empty] | 150 | 150
132 |  | 33kv Breaker Bursted & Damaged in Scarp | Nos. | 1 | [8 empty] | 2000 | 2000
133 |  | 33kv CT Bursted & Damaged in Scrap | Nos. | 3 | [8 empty] | 1000 | 3000
134 |  | Numerical Distance Protection Relay O/U Dismantled Defective as Scrap (ABB Make) REL511 | Nos. | 1 | [8 empty] | 50 | 50
|  | Total (in Rs) |  |  |  | 2161522.178 |  | NIL |  | 79400 |  | 57255 |  | 1071235.2
|  | Grand Total (in Rs) |  | 3369412.378
Monthly report of Inventory categorized for monitoring
Inventory report for the month of :- December-2021
Name of Division :- 220 KV O&M Division Roorkee
Name of S/S;- 132 KV S/s Laksar
S. No | Item Code | Name of Items | Unit | Qty | Usable |  | Unserviceable |  | Non- Moving |  | Obsolete |  | Scrap
[5 empty] | Rate | Total Amount Rs | Qty | Total Amount Rs | Qty | Total Amount Rs | Qty | Total Amount Rs | survey (2018) | survey (2020) | Scrap Qty (2021) | Total scrap | Amount
1 |  | Mid Span joint(HTLS) | No. | 270 | 61938 | 16723260
2 |  | Repair Sleeve(HTLS) | No. | 37 | 1917 | 70929
3 |  | Vibration damper (HTLS) | No. | 218 | 3621 | 789378
4 |  | Single Suspension Hardware string(HTLS) | No. | 30 | 2394 | 71820
5 |  | 70 Kn Silicon Insulator(HTLS) | No. | 34 | 4847 | 164798
6 |  | 120 Kn Silicone Insulator(HTLS) | No. | 1 | 5249 | 5249
7 |  | Suspension clamp(HTLS) | No. | 25 | 5660 | 141500
8 |  | Mid Span joint(HTLS) | No. | 27 | 61938 | 1672326
9 |  | HTLS Conductor (ACCC) | Km | 8.428 | 1299060.24 | 10948479.7027
10 |  | Mid Span joint(HTLS) | No. | 4 | 61938 | 247752
11 |  | Dead end clamp (Tee Type) | No. | 5 | 44392 | 221960
12 |  | Suspension clamp | No. | 2 | 5660 | 11320
13 |  | Mid span joint for E/W 7/9 swg | No. | 9 | 250 | 2250
14 |  | Single compression tension fitting for wolf conductor with all dead ends | No. | 18 | 2495 | 44910
15 |  | Bolted type tension fitting for Panther conductor | No. | 4 | 2223.47 | 8893.88
16 |  | Mid span joint compression type for 7/10swg E/W | No. | 10 | 499.4 | 4994
17 |  | Mid span joint compression type for 7/9 swg E/W | No. | 10 | 618.575 | 6185.75
18 |  | Fitting double suspension 132KV for 120mm2 sp cord | No. | 6 | 800 | 4800
19 |  | 7/10 Earth wire clamp with D-shackle | No. | 8 | 1469.1 | 11752.8
20 |  | single suspension fitting for wolf conductor with complete fitting | No. | 3 | 1078 | 3234
21 |  | tension fitting for dog conductor | No. | 4 | 200 | 800
22 |  | earth wire tension fitting | No. | 6 | 200 | 1200
23 |  | compresion type mid span joint for panther conductor | No. | 3 | 1015 | 3045
24 |  | Compresion type tention fitting with jumper con for penther conductor | No. | 3 | 3371 | 10113
25 |  | PG Clamp for wolf to wolf conductor | No. | 15 | 908 | 13620
26 |  | Compression type tension fitting for wolf conductor | No. | 20 | 3632 | 72640
27 |  | M.S. joint for wolf conductor | No. | 15 | 567.5 | 8512.5
28 |  | Compression type single tension fitting for 7/10 swg E/W complete with D- Shackle & jumper cone | No. | 10 | 1316.6 | 13166
29 |  | Compression type single tension fitting for 7/9swg E/W complete with D- Shackle & jumper cone | No. | 10 | 1816 | 18160
30 |  | Single suspension clamp for 7/10 swg E/W complete | No. | 3 | 1322.275 | 3966.825
31 |  | Tension fitting for ACSR Panther conductor 120KN complete fitting | No. | 8 | 5705.3 | 45642.4
32 |  | Tension clamp for 7/10 SWG earth wire fitting | No. | 11 | 1516.3 | 16679.3
33 |  | Bolted type Tension fitting suitable for panther conductor complete including D-shackle, Nut & bolts. | No. | 2 | 2776.21 | 5552.42
34 |  | ACSR panther conductor | km | 0.878 | 113011 | 99223.658
35 |  | 7/10 SWG Earth wire | Km | 2.73 | 62000 | 169260
36 |  | ACSR Panther Conductor | Km | 4.9 | 225000 | 1102500
37 |  | ACSR Moose conductor | Mtr | 130 | 900 | 117000
38 |  | 11 KV 120 KN disc insulator | No. | 27 | 464 | 12528
39 |  | PG clamp wolf to wolf conductor | No. | 11 | 842 | 9262
40 |  | T- connentor suitable for Panther conductor complete with nut & bolts & waher | No. | 18 | 1015.825 | 18284.85
41 |  | C type Boltless wedge clamps stopper suitable for Moose to Moose conductor. | no. | 17 | 3172.2 | 53927.4
42 |  | C type Boltless wedge clamps stopper suitable for Panther to panther conductor. | No. | 22 | 1817.2 | 39978.4
43 |  | 33KV Isolator Jaw for 1250Amp | No. | 6 | 2950 | 17700
44 |  | 33KV Isolator Blade for 1250Amp | No. | 3 | 2950 | 8850
45 |  | 132KV post insulator | No. | 3 | 8859.66 | 26578.98
46 |  | PP & holding clamp of ms flat 75x10mm | No. | 8 | 683 | 5464
47 |  | Bracing clamp of MS Flat 75x10mm | No. | 16 | 315 | 5040
48 |  | Bolted PG clamp moose to panther | No. | 34 | 520 | 17680
49 |  | 33KV pin Insulator with Pin & Nut | No. | 7 | 694.62 | 4862.34
50 |  | 145 KV Male Contact arm assembly with arm for 145 KV S&S make channel type isolator | No. | 3 | 16911.5 | 50734.5
51 |  | 145 KV Female Contact arm assembly with arm suitable for 145 KV S&S make channel type isolator | No. | 3 | 15776.5 | 47329.5
52 |  | 145 KV Male Contact assembly for 145 KV S&S make channel type isolator | No. | 2 | 3915.75 | 7831.5
53 |  | 145 KV Female Contact assembly suitable for 145 KV S&S make channel type isolator | No. | 2 | 3331.23 | 6662.46
54 |  | Foundation Anchor bolt size 25x500 mm with stopper plate, nuts & washer | No. | 20 | 587.64 | 11752.8
55 |  | 145KV 1250 Amp 3phase horizontal blade breaker with earth switch Isolator | No. | 3 | 259600 | 778800
56 |  | Galvanized steel structure PN Type for LA | kg. | 375.44 | 78 | 29284.32
57 |  | 33KV CT ( 3 Core), 800/400/1A, Accuracy 0.2 | No. | 2 | 46964 | 93928
58 |  | 33KV Lightening arrestor with connectors | No. | 2 | 19000 | 38000
59 |  | Bucholz relay for 40MVA T/F | No. | 1 | 36887.5 | 36887.5
60 |  | Tripping coil for 33KV CGL make breaker | No. | 4 | 3972.5 | 15890
61 |  | Closing coil for 33KV CGL make breaker | No. | 4 | 3972.5 | 15890
62 |  | Electronic semaphore indication for control panel | No. | 21 | 2450 | 51450
63 |  | Three phase power contactor SIEMENS make type 3TF30 10-0A with 1 no. auxilary contact | No. | 8 | 2420 | 19360
64 |  | Three phase thermal overload relay SIEMENS make type 3UA50 00-0G, 0.4-0.63A | No. | 9 | 2880 | 25920
65 |  | Kit kat set with HRC fuse 63Amp, standard make | No. | 10 | 907.8 | 9078
66 |  | Kit kat set with HRC fuse 32Amp, standard make | No. | 10 | 703.8 | 7038
67 |  | Kit kat set with HRC fuse 16Amp, standard make | No. | 7 | 673.2 | 4712.4
68 |  | HRC Fuse 4 Amp | No. | 8 | 58 | 464
69 |  | HRC Fuse 6 Amp | No. | 7 | 58 | 406
70 |  | HRC Fuse 10 Amp | No. | 22 | 57 | 1254
71 |  | HRC Fuse 16 Amp | No. | 36 | 57 | 2052
72 |  | HRC Fuse 23 Amp | No. | 17 | 57 | 969
73 |  | Antipumping Relay for 110 volt Dc supply | No. | 3 | 400 | 1200
74 |  | Digital Volt Metter range 0-132 KV Having Size 144*144mm Aux. Supply -110 volts AC/DC of ISI Mark of AE Make | No. | 2 | 7000 | 14000
75 |  | Digital Volt Meter range 0-200 Volt Having Size 144*144mm Aux. Supply -110 volts AC/DC of ISI Mark of AE Make | No. | 1 | 7500 | 7500
76 |  | Digital Ampere Meter range 0-400 Amp.Programable Having Size 96x96mm Aux. Supply -110 volts AC/DC of ISI Mark of AE Make | No. | 5 | 3800 | 19000
77 |  | MVAR meter 3Phase CTR400/1A PTR132/110V | No. | 2 | 7945 | 15890
78 |  | MRI Sands make | No. | 1 | 58292 | 58292
79 |  | Control cable 10x2.5mm2 | Km | 0.6 | 266090 | 159654
80 |  | SF-6 Gas(50 Kg) cylinder | Kg. | 2 | 916.86 | 1833.72
81 |  | Coaxial cable suitable for CCTV Camera | Yard | 200 | 29.26 | 5852
82 |  | Empty Transformer oil drum 209Ltr capacity | No. | 64 | 500 | 32000
83 |  | PLCC equipment | No. |  | 900117.4 |  |  |  | 1 | 900117.4
84 |  | Wave trap & coupling device | No. |  | 358442.95 |  |  |  | 1 | 358442.95
85 |  | HF cable | Km |  | 148680 |  |  |  | 0.5 | 74340
86 |  | 220KV LA O&U | No. | 2 | 100 | 200
87 |  | 33 KV VCB (O&U )Defective | No. | 1 | 2000 | 2000
88 |  | 40MVA IMP make T/F with direct temperature equipment with NIFPES system alongwith online DGA | No. | 1 | 15000000 | 15000000
Scrap Items
1 |  | 36 KV CT ratio400/200/1 burnt & Damage | No. |  | 500 | [7 empty] | 1 |  |  | 1 | 500
2 |  | Al clamp scrap agnist brunt clamp | Kg |  | 60 | [7 empty] | 13 | 21 | 11.3 | 45.3 | 2718
3 |  | Iron scrap of 33 kv jaw & blade | Kg |  | 10 | [7 empty] | 15.5 |  |  | 15.5 | 155
4 |  | Copper scrap of 33 kv Zaw & Blade | Kg |  | 100 | [7 empty] | 10.15 | 0.7 |  | 10.85 | 1085
5 |  | 132 kv L.A damage(o/U) | No. |  | 100 | [7 empty] | 1 |  | 3 | 4 | 400
6 |  | Scrap of Connectors | Kg. |  | 15 | [7 empty] | 11 |  |  | 11 | 165
7 |  | Breaker remote close/trip switch (o/u) | No. |  | 400 | [7 empty] | 1 |  |  | 1 | 400
8 |  | Panther conductor Old & used 9( 24 mtr @ 974 kg/km) | Kg |  | 25 | [7 empty] | 18.5 | 704.87 | 80 | 803.37 | 20084.25
9 |  | Scrap conductor | kg. |  | 25 | [7 empty] | 4 | 251 |  | 255 | 6375
10 |  | Scrap of CT conductor & Tarantulla conductor Alluminium | Kg |  | 40 | [7 empty] | 146.5 |  |  | 146.5 | 5860
11 |  | Burnt Clamps And Connectors | Kg. |  | 20 | [7 empty] | 4 | 8 |  | 12 | 240
12 |  | ACSR Wolf and panther conductor old and used obsolete cut and pieces Length in scrap | Kg. |  | 70 | [7 empty] | 60650 |  |  | 60650 | 4245500
13 |  | Hardware fitting old and used / GI scrap | Kg. |  | 70 | [7 empty] | 5333 |  |  | 5333 | 373310
14 |  | 120KN Disc Insulator old and used dismantled broken and obsolete | No. |  | 25 | [8 empty] | 1639 |  | 1639 | 40975
15 |  | 70KN Disc Insulator old and used dismantled broken and obsolete | No. |  | 20 | [8 empty] | 1673 |  | 1673 | 33460
16 |  | ACSR wolf conductor old and used in cut piece (1.428km @ 726kg/km) | Kg |  | 25 | [7 empty] | 1036.72 |  |  | 1036.72 | 25918
17 |  | Old and rusted damage tower parts | MT |  | 10000 | [7 empty] | 0.539 |  |  | 0.539 | 5390
18 |  | GS Earth Wire 7/9 SWG (Old and dismantaled, Rusted and in Bits)(1.3 KM @426kg/km) | Kg |  | 20 | [8 empty] | 553.8 | 553.2 | 1117 | 22340
19 |  | Bolted type tension fitting for single Moose conductor O/U | No. |  | 250 | [8 empty] | 12 |  | 12 | 3000
20 |  | MS Scrap | Kg |  | 10 | [8 empty] | 200 |  | 200 | 2000
21 |  | 33 KV O&U Dismantled Pole | No. |  | 1000 | [9 empty] | 8 | 8 | 8000
22 |  | 33 KV CGL spring charge motor O&U damaged and burnt | No. |  | 1000 | [8 empty] | 1 |  | 1 | 1000
23 |  | 36 KV 1Ph Dead tank CT400/200/1A 0.5Acc | No. |  | 27400 | [5 empty] | 1 | 27400 |  |  |  |  | 0
24 |  | Empty Gas cylender | No. |  | 500 | [8 empty] | 1 |  | 1 | 500
25 |  | Empty T/F oil Drum 45 gallon capacity | No. |  | 200 | [8 empty] | 2 |  | 2 | 400
26 |  | G.I Wire 8swg | Kg |  | 40 | [8 empty] | 60 |  | 60 | 2400
27 |  | 145 kv CVT old & used | No. |  | 40000 | [5 empty] | 2 | 80000 |  |  |  |  | 0
28 |  | 33 Kv Damaged VCB Cubical CGL Make | No. |  | 1500 | [8 empty] | 1 |  | 1 | 1500
29 |  | 33 Kv Damaged VCB Pole CGL Make | No. |  | 500 | [8 empty] | 2 |  | 2 | 1000
30 |  | Energy meter old & used(Dismentaled) Body Demaged | Kg |  | 100 | [8 empty] | 28.3 | 5.2 | 33.5 | 3350
31 |  | Relay scrap | Kg |  | 100 | [9 empty] | 4 | 4 | 400
32 |  | B type template scrap | MT |  | 101330 | [8 empty] | 0.515 |  | 0.515 | 52184.95
33 |  | Empty SF-6 Gas Clyinder | No. |  | 100 | [8 empty] | 1 |  | 1 | 100
34 |  | ACSR Moose conductor O/U | Kg. |  | 20 | [8 empty] | 100 | 118 | 218 | 4360
35 |  | Tower scrap | Kg |  | 20 | [9 empty] | 1200 | 1200 | 24000
36 |  | 33KV outdoor termination suitable for 33kV, 3 Core XPLE cable 70Sqmm | No. |  | 21565 | [9 empty] | 1 | 1 | 21565
37 |  | ACSR Zebra conductor | Mtr |  | 120 | [9 empty] | 107 | 107 | 12840
38 |  | Plastic seal (Sl. No. 140901 to 141200) | No. |  | 16.68 | [9 empty] | 55 | 55 | 917.4
39 |  | Overhead shield wire | Kg |  | 200 | [9 empty] | 30 | 30 | 6000
40 |  | 33KV ABB spring charge motor O&U damaged and burnt | No. |  | 1000 | [9 empty] | 1 | 1 | 1000
41 |  | 33 KV SF6 C.B (O&U) dismantled | No. |  | 1000 | [9 empty] | 1 | 1 | 1000
[6 empty] | 49650144.9057 |  | 0 |  | 1332900.35 |  | 107400 |  |  |  |  | 4916689
Total Amount( Usable + Non-Moving + Scrap) |  |  |  | 56007134.2557
Inventory
Name of Zone- Garhwal Zone
Name Of Circle- O&M Circle Roorkee
Name Of Division-220 kv O&M Division Roorkee
Name Of Substation- 66 K.V. Substation Thithki
Month- Dec-2021
Sr.No. | Item Code | Item | Unit | Unit Rate in Rs. | Useable |  | Unserviceable |  | Non Moving |  | Obsolete |  | Scrap
[5 empty] | Qty. | Total Amount in Rs. | Qty. | Total Amount in Rs. | Qty. | Total Amount in Rs. | Qty. | Total Amount in Rs. | Qty. | Total Amount in Rs.
1 | KK0K005001 | 33 KV L.A. | Nos. | 23600 | 9 | 212400 | - | - | - | - | - | - | - | -
2 | SS4S401001 | 66 K.V Isolator Jaw Capacity 800 Amp. | Nos. | 2938.2 | 3 | 8814.6 | - | - | - | - | - | - | - | -
3 | II1I105001 | C-Type Wedge Clamp For Panther Capacity 800 Amp. | Nos. | 1952.9 | 2 | 3905.8 | - | - | - | - | - | - | - | -
4 | VV5V407023 | CT- Clamp 66 K.V | Nos. | 1952.9 | 2 | 3905.8 | - | - | - | - | - | - | - | -
5 | FF1F101053 | GI Nuts & Bolts Dia 10x60 MM | Set | 19.47 | 206 | 4010.82 | - | - | - | - | - | - | - | -
6 | FF1F101043 | GI Nuts & Bolts Dia 12x60 MM | Set | 19.175 | 194 | 3719.95 | - | - | - | - | - | - | - | -
7 |  | M.C.B.(2 Pole) AC Supply 32 Amp.220 volts | Nos. | 1472.64 | 3 | 4417.92 | - | - | - | - | - | - | - | -
8 | SS7S705001 | M.C.B.(3 Pole) AC Supply 63 Amp. | Nos. | 2947.64 | 2 | 5895.28 | - | - | - | - | - | - | - | -
9 | II1I105001 | C-Type Wedge Clamp For Panther Capacity 800 Amp. | Nos. | 1963.52 | 3 | 5890.56 | - | - | - | - | - | - | - | -
10 |  | C-Type Wedge Clamp For Dog Conductor Capacity 400 Amp. | Nos. | 1177.64 | 5 | 5888.2 | - | - | - | - | - | - | - | -
11 | FF4F403002 | Copper Bond | Nos. | 587.64 | 10 | 5876.4 | - | - | - | - | - | - | - | -
12 |  | Pad Connector/Clamp For Panther Conductor | Nos. | 1167.64 | 5 | 5838.2 | - | - | - | - | - | - | - | -
13 | AA0A002004 | ACSR Panther Conductor | Mtr. | 115.535 | 24 | 2772.84 | - | - | - | - | - | - | - | -
14 | SS4S401001 | Aluminium Scrap (Jaw+Clamp) | Kg. | 70 | - | - | - | - | - | - | - | - | 0.9 | 63
15 | SS4S401001 | Copper Scrap | Kg. | 200 | - | - | - | - | - | - | - | - | 0.85 | 170
16 | AA0A002004 | ACSR Panther Conductor Scrap | Kg. | 70 | - | - | - | - | - | - | - | - | 4 | 280
Stock Inventory ( ET&C Central Store Ramnagar, Roorkee)
| Name of Zone |  | Garhwal Zone
| Name of Circle |  | ET&C Circle Office Ramnagar, Roorkee
| Name of Division |  | ET&C Division Ramnagar, Roorkee
| Name of Subdivision |  | ET&C Subdivision Ramnagar, Roorkee
| Month |  | December. 2021
S. No. | Item Code | Name of Item | Unit | Unit Rate in Rs. | Useable |  | Unserviceable |  | Non-Moving |  | Obsolete |  | Scrap
[5 empty] | Qty | Total Amount in Rs. | Qty | Total Amount in Rs. | Qty | Total Amount in Rs. | Qty | Total Amount in Rs. | Qty | Total Amount in Rs.
1 |  | Fuse 0.16 A | No. | 30 | [8 empty] | 280 | 8400
2 |  | Fuse 1 Amp | No. | 30 | [8 empty] | 3391 | 101730
3 |  | Fuse Element 1.6 A | No. | 21 | [8 empty] | 260 | 5460
4 |  | Fuse Link Type 0.63 A | No. | 30 | [8 empty] | 705 | 21150
5 |  | Fuse Link Type 6.3 A | No. | 23 | [8 empty] | 190 | 4370
6 |  | Fuse Link Type 2 A | No. | 30 | [8 empty] | 480 | 14400
7 |  | Fuse Link Type 4 A | No. | 23 | [8 empty] | 400 | 9200
8 |  | Time Limit Fuse of Rating | No. | 23 | [8 empty] | 56 | 1288
9 |  | Time Limit Fuse of Rating 4A | No. | 23 | [8 empty] | 17 | 391
10 |  | Time Limit Fuse of Rating 5 & 6 A | No. | 23 | [8 empty] | 33 | 759
11 |  | Time Limit Fuse of Rating 25A | No. | 23 | [8 empty] | 35 | 805
12 |  | Fuse 6 Amp Cartrige | No. | 23 | [8 empty] | 90 | 2070
13 |  | Resolder Type Fuse 0.25 to 00.5 Amp | No. | 25 | [8 empty] | 1125 | 28125
14 |  | Resolder Type Fuse 0.75 A | No. | 125 | [8 empty] | 1244 | 155500
15 |  | Resolder Type Fuse 1.2 A | No. | 23 | [8 empty] | 245 | 5635
16 |  | Resolder Type Fuse 1.5 A | No. | 23 | [8 empty] | 256 | 5888
17 |  | Resolder Type Fuse 3 A | No. | 23 | [8 empty] | 229 | 5267
18 |  | Signal Lamp 1410 Fglp 18 B | No. | 3 | [8 empty] | 32 | 96
19 |  | Lamp Tlp 35 b | No. | 150 | [8 empty] | 10 | 1500
20 |  | Lamp Cap 30230 - A-68-A2 | No. | 150 | [8 empty] | 46 | 6900
21 |  | Lamp Cap 30230-A-68-A1 | No. | 150 | [8 empty] | 46 | 6900
22 |  | Transistor B5x50E 98622 | No. | 80 | [8 empty] | 100 | 8000
23 |  | Diode GEIL 5062 | No. | 80 | [8 empty] | 50 | 4000
24 |  | Diode SZ6KB(BZX6V2-55C | No. | 80 | [8 empty] | 100 | 8000
25 |  | Diode 9Z14BCZPD-15TIT | No. | 80 | [8 empty] | 100 | 8000
26 |  | Valves C 3M | No. | 146 | [8 empty] | 72 | 10512
27 |  | Valves 85A1 | No. | 80 | [8 empty] | 26 | 2080
28 |  | Valves 85 A2 | No. | 35 | [8 empty] | 30 | 1050
29 |  | Valves 100/60 Z II | No. | 20 | [8 empty] | 3 | 60
30 |  | Valves DM-71 | No. | 6 | [8 empty] | 23 | 138
31 |  | Valves ZZ1040 | No. | 20 | [8 empty] | 22 | 440
32 |  | Valve EL - 12 | No. | 25 | [8 empty] | 3 | 75
33 |  | Valve EF-14 | No. | 25 | [8 empty] | 2 | 50
34 |  | Valve EL-14 | No. | 25 | [8 empty] | 1 | 25
35 |  | Quartz Cystal 15.31 KCS | No. | 300 | [8 empty] | 1 | 300
36 |  | Quartz Cystal 16.45 KCS | No. | 110 | [8 empty] | 1 | 110
37 |  | Quartz Cystal 148.65 KCS | No. | 350 | [8 empty] | 1 | 350
38 |  | Quartz Cystal 165 KCS | No. | 110 | [8 empty] | 1 | 110
39 |  | Quartz Cystal 166.35 KCS | No. | 300 | [8 empty] | 1 | 300
40 |  | Quartz Cystal 185 KCS | No. | 500 | [8 empty] | 1 | 500
41 |  | Quartz Cystal 188.85 KCS | No. | 300 | [8 empty] | 1 | 300
42 |  | Quartz Cystal 196.55 KCS | No. | 300 | [8 empty] | 1 | 300
43 |  | Quartz Cystal 200 KCS | No. | 110 | [8 empty] | 1 | 110
44 |  | Quartz Cystal 205 KCS | No. | 110 | [8 empty] | 1 | 110
45 |  | Quartz Cystal 220 KCS | No. | 110 | [8 empty] | 1 | 110
46 |  | Quartz Cystal 235 KCS | No. | 110 | [8 empty] | 2 | 220
47 |  | Quartz Cystal 243.85 KCS | No. | 100 | [8 empty] | 1 | 100
48 |  | Quartz Cystal 255 KCS | No. | 300 | [8 empty] | 1 | 300
49 |  | Quartz Cystal 295 KCS | No. | 110 | [8 empty] | 2 | 220
50 |  | Quartz Cystal 301.35 KCS | No. | 110 | [8 empty] | 1 | 110
51 |  | Quartz Cystal 171.15 KHz | No. | 300 | [8 empty] | 1 | 300
52 |  | Quartz Cystal 850 KHz | No. | 300 | [8 empty] | 2 | 600
53 |  | Quartz Cystal 855 KHz | No. | 600 | [8 empty] | 1 | 600
54 |  | Quartz Cystal 857.5 KHz | No. | 550 | [8 empty] | 1 | 550
55 |  | Quartz Cystal 887.5 KHz | No. | 600 | [8 empty] | 2 | 1200
56 |  | Quartz Cystal 952.5 KHz | No. | 340 | [8 empty] | 1 | 340
57 |  | Quartz Cystal 1005 KHz | No. | 1000 | [8 empty] | 2 | 2000
58 |  | Quartz Cystal 1185 KHz | No. | 558 | [8 empty] | 1 | 558
59 |  | Quartz Cystal 1490 KHz | No. | 550 | [8 empty] | 1 | 550
60 |  | Quartize Crystal Unit 1040 Unit | No. | 350 | [8 empty] | 1 | 350
61 |  | Twin Relay M3VA3 | No. | 300 | [8 empty] | 1 | 300
62 |  | Twin Relay Sg2Wz | No. | 300 | [8 empty] | 1 | 300
63 |  | Twin Relay BH | No. | 300 | [8 empty] | 1 | 300
64 |  | Twin Relay K1K2 | No. | 300 | [8 empty] | 1 | 300
65 |  | Twin Relay G3Z2 | No. | 300 | [8 empty] | 1 | 300
66 |  | Twin Relay Af3Z1 | No. | 300 | [8 empty] | 1 | 300
67 |  | Twin Relay E3V3 | No. | 300 | [8 empty] | 1 | 300
68 |  | Twin Relay W1W2 | No. | 300 | [8 empty] | 1 | 300
69 |  | Twin Relay RU1RU2 | No. | 300 | [8 empty] | 1 | 300
70 |  | Twin Relay VD | No. | 300 | [8 empty] | 1 | 300
71 |  | Twin Relay RB | No. | 150 | [8 empty] | 1 | 150
72 |  | Twin Relay V3 | No. | 150 | [8 empty] | 1 | 150
73 |  | Twin Relay T1 | No. | 150 | [8 empty] | 2 | 300
74 |  | Relay VP | No. | 150 | [8 empty] | 1 | 150
75 |  | Relay Waf | No. | 150 | [8 empty] | 1 | 150
76 |  | Relay WR | No. | 200 | [8 empty] | 39 | 7800
77 |  | Relay Selector for SSB V-2003-A132 | No. | 815 | [8 empty] | 16 | 13040
78 |  | Relay X | No. | 150 | [8 empty] | 6 | 900
79 |  | Relay 67 C | No. | 75 | [8 empty] | 1 | 75
80 |  | Aux. Relay H Trls 67a TBV 3704/77 | No. | 75 | [8 empty] | 2 | 150
81 |  | Relay Trls 154TBV 6542/4 V23154-DO426-X102 | No. | 50 | [8 empty] | 12 | 600
82 |  | Relay Trls 154TBV 6522/922 V23154-DO422-B110 | No. | 50 | [8 empty] | 8 | 400
83 |  | Relay Trls 154TBV 6522 V23154-CO426-B104 | No. | 50 | [8 empty] | 20 | 1000
84 |  | Relay V23013-DO421-B110 | No. | 50 | [8 empty] | 1 | 50
85 |  | Relay V23013-DO421-177U | No. | 75 | [8 empty] | 2 | 150
86 |  | Relay V23013-DO421-H Type | No. | 75 | [8 empty] | 1 | 75
87 |  | Relay Type TBV 332 & 353/510 | No. | 75 | [8 empty] | 2 | 150
88 |  | Relay T Type | No. | 75 | [8 empty] | 1 | 75
89 |  | Relay Trls 177 U TBV 6771/10 | No. | 75 | [8 empty] | 2 | 150
90 |  | Relay for T/W 6100 / 20 | No. | 200 | [8 empty] | 1 | 200
91 |  | Relay V23006-A0025-A032 | No. | 60 | [8 empty] | 1 | 60
92 |  | Relay V23006-A0020A-034 | No. | 60 | [8 empty] | 1 | 60
93 |  | Relay V23006-A0020W-417 | No. | 60 | [8 empty] | 3 | 180
94 |  | Crodle for Telegraph Relay | No. | 5 | [8 empty] | 2 | 10
95 |  | Coil for R Relay | No. | 6 | [8 empty] | 2 | 12
96 |  | Coil for T Relay | No. | 6 | [8 empty] | 2 | 12
97 |  | Crodle Relay V23054-T2021-W122 | No. | 144 | [8 empty] | 2 | 288
98 |  | Saket for Crodle Relay | No. | 144 | [8 empty] | 2 | 288
99 |  | Retainer Spring | No. | 144 | [8 empty] | 2 | 288
100 |  | Resistance 1.3 Kr (OR) | No. | 72 | [8 empty] | 2 | 144
101 |  | Relay Ad for DSB 20741 C-133 | No. | 750 | [8 empty] | 9 | 6750
102 |  | Relay Ta for DSB 20742 C-111 | No. | 750 | [8 empty] | 28 | 21000
103 |  | Relay R.K. DSB 20038-B506 | No. | 900 | [8 empty] | 24 | 21600
104 |  | Relay Ad for SSB-20741-A109 | No. | 950 | [8 empty] | 8 | 7600
105 |  | Relay V20031-C508 X for ESB-350 | No. | 650 | [8 empty] | 46 | 29900
106 |  | Relay R.K. for DSB 20031-B510 OR 506 | No. | 900 | [8 empty] | 29 | 26100
107 |  | Relay 20743-C155U3-for DSB | No. | 1350 | [8 empty] | 6 | 8100
108 |  | Relay V20033-B530 X for DSB | No. | 1300 | [8 empty] | 11 | 14300
109 |  | Relay V20033-B507 Y for DSB | No. | 650 | [8 empty] | 7 | 4550
110 |  | Srelay TBV 332/519 V20743-B519/20033 | No. | 680 | [8 empty] | 9 | 6120
111 |  | SCZ-Wz-NA-NE Relay 20743-C113 | No. | 1000 | [8 empty] | 9 | 9000
112 |  | Br Relay TBV 303/507 (20743-C136)/20031-507x | No. | 680 | [8 empty] | 7 | 4760
113 |  | Z1 Relay TBV 74133 136CV20743-C136 | No. | 680 | [8 empty] | 5 | 3400
114 |  | Waf Selector TBV 31/131 V2003-A133 | No. | 4060 | [8 empty] | 8 | 32480
115 |  | Z2 U3 Relay TBV3433/135CV20743-C135 | No. | 680 | [8 empty] | 6 | 4080
116 |  | R1 Relay TBV 353/512 (V20035-C512) | No. | 680 | [8 empty] | 6 | 4080
117 |  | S Relay for SSB TBV 332/505 (V20033-B505) | No. | 680 | [8 empty] | 2 | 1360
118 |  | X Relay for SSB TBV 332/524 (V20033-B524) | No. | 680 | [8 empty] | 27 | 18360
119 |  | RU1 Relay for SSB TBV 7422/B125(20742-B125) | No. | 1000 | [8 empty] | 4 | 4000
120 |  | U3 Relay TBV7433 123 (V20743-C123) | No. | 1000 | [8 empty] | 9 | 9000
121 |  | RU1 Relay for DSB TBV 7422/116 (V20742-B116) | No. | 1000 | [8 empty] | 6 | 6000
122 |  | I Relay TBV7411/10 CV20741-A110 | No. | 2000 | [8 empty] | 9 | 18000
123 |  | Wef Relay for DSB TBV 5311/3 (V20531) A-3 | No. | 3000 | [8 empty] | 12 | 36000
124 |  | P Relay TBV 7433/110 V20741 - C110 | No. | 1000 | [8 empty] | 5 | 5000
125 |  | Relay (V20035- C613 A fpr ESB - 350 | No. | 1685 | [8 empty] | 13 | 21905
126 |  | Relay V23064-A1009 Z102 Cer for ESB -350 | No. | 3050 | [8 empty] | 19 | 57950
127 |  | Polarised Telephone Relay Er for SSBCV23064-100-Z102 | No. | 590 | [8 empty] | 1 | 590
128 |  | Relay S22625-B403-A1 S22625-B403A23040A003-B201 | No. | 590 | [8 empty] | 4 | 2360
129 |  | Relay S22625-B403-A2 CS22625-B403 A/V 23040-A002-B201 | No. | 590 | [8 empty] | 2 | 1180
130 |  | Relay S22625-B402-A1 CS22625-B402-A/V | No. | 590 | [8 empty] | 4 | 2360
131 |  | Relay S22625-B402-A2 S22625-B402 | No. | 590 | [8 empty] | 2 | 1180
132 |  | Relay S22625-B401-A1 S22625-B401-A V23040-A0003-B201 | No. | 590 | [8 empty] | 2 | 1180
133 |  | Relay S22625-B404-A1 S22625-B404-A1 V23040-0003-B201 | No. | 380 | [8 empty] | 2 | 760
134 |  | Relay V22491 - S1500 A3 CHGSM5 1111 POE | No. | 1005 | [8 empty] | 4 | 4020
135 |  | Relay 22491-Z1500 A2/CUP-P003-A112 | No. | 220 | [8 empty] | 4 | 880
136 |  | Relay V20033-B523 X for ESB - 350 | No. | 2000 | [8 empty] | 42 | 84000
137 |  | Condenser 60X80, 275 V | No. | 80 | [8 empty] | 1 | 80
138 |  | Condenser B43531 A 2107-T1, 100 Uf 250/275 V | No. | 10 | [8 empty] | 1 | 10
139 |  | Condenser K300, 32-Uf 300 V | No. | 5 | [8 empty] | 1 | 5
140 |  | Condenser 4Uf 450 V | No. | 5 | [8 empty] | 1 | 5
141 |  | Capacitor 1 X 250 | No. | 20 | [8 empty] | 2 | 40
142 |  | Capacitor 0.1 X 250 | No. | 5 | [8 empty] | 2 | 10
143 |  | Capacitor 0.5 X 250 | No. | 2 | [8 empty] | 8 | 16
144 |  | Capacitor A2 X 160 | No. | 2 | [8 empty] | 2 | 4
145 |  | Capacitor A1 X 160 | No. | 2 | [8 empty] | 1 | 2
146 |  | Capacitor 2 X 1 X 160 | No. | 2 | [8 empty] | 2 | 4
147 |  | Capacitor 1Uf 250 V | No. | 2 | [8 empty] | 5 | 10
148 |  | Alpha Condenser 0.125 Uf | No. | 3 | [8 empty] | 9 | 27
149 |  | Alpha Condenser 1 Uf | No. | 2 | [8 empty] | 16 | 32
150 |  | Alpha Condenser 4 Uf | No. | 3 | [8 empty] | 3 | 9
151 |  | Alpha Condenser 8 Uf | No. | 3 | [8 empty] | 4 | 12
152 |  | Alpha Condenser 0.5 +- 5% Uf | No. | 2 | [8 empty] | 11 | 22
153 |  | Paper Capacitor 0.1/125 | No. | 5 | [8 empty] | 4 | 20
154 |  | Paper Capacitor 0.1/350 | No. | 5 | [8 empty] | 6 | 30
155 |  | Paper Capacitor 5000/500 | No. | 2 | [8 empty] | 4 | 8
156 |  | Paper Capacitor 0.025/125 | No. | 2 | [8 empty] | 19 | 38
157 |  | Paper Capacitor 500/700 | No. | 2 | [8 empty] | 4 | 8
158 |  | Paper Capacitor 1000/500 | No. | 3 | [8 empty] | 12 | 36
159 |  | Paper Capacitor 2500/250 | No. | 3 | [8 empty] | 4 | 12
160 |  | Paper Capacitor 5000/125 | No. | 2 | [8 empty] | 13 | 26
161 |  | Paper Capacitor 0.05/500 | No. | 2 | [8 empty] | 1 | 2
162 |  | Paper Capacitor A1/160 | No. | 2 | [8 empty] | 6 | 12
163 |  | Paper Capacitor A4/160 | No. | 2 | [8 empty] | 4 | 8
164 |  | Paper Capacitor A4/350 | No. | 2 | [8 empty] | 1 | 2
165 |  | Paper Capacitor A2/350 | No. | 10 | [8 empty] | 3 | 30
166 |  | Paper Capacitor B1/160 | No. | 5 | [8 empty] | 6 | 30
167 |  | Paper Capacitor B1/250 | No. | 3 | [8 empty] | 6 | 18
168 |  | M.P. Condenser 32/160 | No. | 5 | [8 empty] | 9 | 45
169 |  | M.P. Condenser 16/350 | No. | 3 | [8 empty] | 6 | 18
170 |  | M.P. Condenser .5/500 | No. | 5 | [8 empty] | 4 | 20
171 |  | M.P. Condenser A8/160 | No. | 5 | [8 empty] | 5 | 25
172 |  | M.P. Condenser A4/250 | No. | 5 | [8 empty] | 5 | 25
173 |  | M.P. Condenser A12/160 | No. | 5 | [8 empty] | 10 | 50
174 |  | M.P. Condenser A1/500 | No. | 5 | [8 empty] | 6 | 30
175 |  | M.P. Condenser A2/250 | No. | 5 | [8 empty] | 5 | 25
176 |  | M. P. Condenser A16/160 | No. | 3 | [8 empty] | 6 | 18
177 |  | M. P. Condenser A2X10X250 | No. | 5 | [8 empty] | 5 | 25
178 |  | M.P. Condenser A2/160 | No. | 5 | [8 empty] | 5 | 25
179 |  | Resistance 500 r | No. | 2 | [8 empty] | 4 | 8
180 |  | Resistance 10 Kr.13W | No. | 2 | [8 empty] | 4 | 8
181 |  | Resistance 10 Kr.2W | No. | 3 | [8 empty] | 6 | 18
182 |  | Resistance 8 + 2 Kr | No. | 3 | [8 empty] | 3 | 9
183 |  | Resistance 60 Kr | No. | 3 | [8 empty] | 6 | 18
184 |  | Resistance 100 Kr | No. | 2 | [8 empty] | 5 | 10
185 |  | Resistance 200 Kr | No. | 2 | [8 empty] | 6 | 12
186 |  | Fitting Wave Trap Bottom | No. | 25 | [8 empty] | 2 | 50
187 |  | Cover for course Voltage Arrestor | No. | 10 | [8 empty] | 3 | 30
188 |  | Section Fitted H.F. Transformer Rectifier & Condenser for Pluse Frequency Receiver | No. | 75 | [8 empty] | 1 | 75
189 |  | H.F. Transformer | No. | 45 | [8 empty] | 1 | 45
190 |  | Matching Transformer | No. | 20 | [8 empty] | 5 | 100
191 |  | Spare for telemetering equipment complete with driving system for pluse Rective Power | No. | 250 | [8 empty] | 2 | 500
192 |  | Voltage Coil Driving System | No. | 290 | [8 empty] | 3 | 870
193 |  | Transformer 1254/3 | No. | 45 | [8 empty] | 1 | 45
194 |  | Transformer 42/2538 | No. | 45 | [8 empty] | 1 | 45
195 |  | Measuring Instrument Sdr 13 TBV 9 Trap | No. | 400 | [8 empty] | 5 | 2000
196 |  | Measuring Instrument Sdr 13 TBV 88 Trap | No. | 400 | [8 empty] | 3 | 1200
197 |  | Spark Gap Lighting Arrestor Piotective Devoice | No. | 50 | [8 empty] | 4 | 200
198 |  | Cathod Drop Arrestor | No. | 30 | [8 empty] | 24 | 720
199 |  | Main Supply Panel Defective | No. | 100 | [8 empty] | 1 | 100
200 |  | B1 Directional Filter | No. | 100 | [8 empty] | 1 | 100
201 |  | Cabinet Filter Panel DSB | No. | 800 | [8 empty] | 2 | 1600
202 |  | Impluse Transmitter (Damage) | No. | 15 | [8 empty] | 1 | 15
203 |  | Alarm Table for Fault | No. | 150 | [8 empty] | 1 | 150
204 |  | Transformer for 4 Fault Alarm Table | No. | 100 | [8 empty] | 1 | 100
205 |  | Connector for Carrier Cabinet | No. | 25 | [8 empty] | 2 | 50
206 |  | Cover for Filter | No. | 4 | [8 empty] | 2 | 8
207 |  | Relay Panel for Interdialing with EWSK 4405/55A | No. | 400 | [8 empty] | 1 | 400
208 |  | Relay Panel for Interdialing with EWSK 4405/54B | No. | 400 | [8 empty] | 1 | 400
209 |  | Relay Panel for Interdialing with EWSK 4405/57B | No. | 400 | [8 empty] | 3 | 1200
210 |  | Protection Cover for Power Pack | No. | 10 | [8 empty] | 1 | 10
211 |  | Lizard Proff Cover for SSB Small Size | No. | 10 | [8 empty] | 4 | 40
212 |  | Adoptor AL | No. | 0.25 | [8 empty] | 9 | 2.25
213 |  | Socket 38-700-20 | No. | 5 | [8 empty] | 10 | 50
214 |  | Dummy Plug | No. | 1 | [8 empty] | 9 | 9
215 |  | Test Plug with Card EWMSK 6731 | No. | 400 | [8 empty] | 7 | 2800
216 |  | Guard Plate | No. | 20 | [8 empty] | 1 | 20
217 |  | Inset | No. | 20 | [8 empty] | 1 | 20
218 |  | Cut out Switch | No. | 15 | [8 empty] | 36 | 540
219 |  | Measuring Cord TlTa 493 b | No. | 10 | [8 empty] | 2 | 20
220 |  | Measuring Cord TlTa 496 a | No. | 10 | [8 empty] | 5 | 50
221 |  | Measuring Cord TlTa 463 c | No. | 10 | [8 empty] | 1 | 10
222 |  | Measuring Cord TlTa 437 a | No. | 10 | [8 empty] | 1 | 10
223 |  | Measuring Cord TlTa 558 | No. | 10 | [8 empty] | 1 | 10
224 |  | Thermo State Fg 300 Ohm | No. | 20 | [8 empty] | 1 | 20
225 |  | Thermo State 52/110 C (V30032-X101-C) | No. | 800 | [8 empty] | 31 | 24800
226 |  | Dial Switch for SSB V3006-B360 1-B41 | No. | 775 | [8 empty] | 8 | 6200
227 |  | Rectifier 2T | No. | 10 | [8 empty] | 2 | 20
228 |  | Rectifier G.I.S | No. | 10 | [8 empty] | 2 | 20
229 |  | Selemunium Rectifier Type KH1NBQB2PT1B 75/60 3.00 | No. | 140 | [8 empty] | 1 | 140
230 |  | Selemunium Rectifier Type KH1NBC12D1PT1/2 B 250-200 2.2 | No. | 125 | [8 empty] | 3 | 375
231 |  | Selemunium Rectifier Type KH1NBK4B1P 100/80 3.00 | No. | 295 | [8 empty] | 1 | 295
232 |  | Selemunium Rectifier Type KH1NBPD1P 1/2 200/160 - 0.5 | No. | 60 | [8 empty] | 4 | 240
233 |  | Rectifier E375/150 1.1 - C 15H1 - GT | No. | 27 | [8 empty] | 6 | 162
234 |  | Rectifier CR-6 of DSB E 100 C5 | No. | 32 | [8 empty] | 12 | 384
235 |  | Rectifier CR-6 of DSB B250 - 2200/3500 | No. | 1000 | [8 empty] | 2 | 2000
236 |  | Rectifier CR-6 of DSB B250 - 200-2.2 | No. | 210 | [8 empty] | 1 | 210
237 |  | Minature Selemunium B 250 - 150 | No. | 35 | [8 empty] | 4 | 140
238 |  | Minature Selemunium B 300 - 170 | No. | 35 | [8 empty] | 4 | 140
239 |  | Minature Selemunium B 30 - 1400 | No. | 20 | [8 empty] | 5 | 100
240 |  | Minature Selemunium B 90 - 300 | No. | 30 | [8 empty] | 4 | 120
241 |  | Minature Selemunium B 30 - 1600 | No. | 35 | [8 empty] | 6 | 210
242 |  | SSIC B60- C 2300/1400 | No. | 90 | [8 empty] | 40 | 3600
243 |  | Wipper Spring | No. | 600 | [8 empty] | 8 | 4800
244 |  | Contract 302122/30210 - 295 - A | No. | 580 | [8 empty] | 40 | 23200
245 |  | Connecting Plug C30334-A13-A | No. | 200 | [8 empty] | 26 | 5200
246 |  | Rotary Switch V92260-T92-A1 | No. | 1320 | [8 empty] | 1 | 1320
247 |  | Plug Test Jack | No. | 10 | [8 empty] | 18 | 180
248 |  | V. F. Amplifier C001 | No. | 1200 | [8 empty] | 15 | 18000
249 |  | Line Equilizer C002 | No. | 600 | [8 empty] | 1 | 600
250 |  | I. F. Amplifier C004 | No. | 1000 | [8 empty] | 1 | 1000
251 |  | Limeter & Attenuature C009 | No. | 600 | [8 empty] | 1 | 600
252 |  | H. F. Oscilator C011 | No. | 2000 | [8 empty] | 1 | 2000
253 |  | H. F. Convertor C013 | No. | 500 | [8 empty] | 2 | 1000
254 |  | V. F./ I.F. Convertor C014 | No. | 600 | [8 empty] | 1 | 600
255 |  | Input Pad & Change Over C023 | No. | 600 | [8 empty] | 1 | 600
256 |  | I.F. Bend Pass Filter C031 | No. | 600 | [8 empty] | 2 | 1200
257 |  | V. F. Low Pass Filter C032 | No. | 600 | [8 empty] | 2 | 1200
258 |  | V. F. Low Pass Filter C033 | No. | 600 | [8 empty] | 2 | 1200
259 |  | I. F. Carrier Suppressure C034 | No. | 600 | [8 empty] | 1 | 600
260 |  | Pilot Filter Receiver C037 | No. | 600 | [8 empty] | 1 | 600
261 |  | Pilot Filter Sender C038 | No. | 600 | [8 empty] | 3 | 1800
262 |  | Attenuature Unit C064 | No. | 600 | [8 empty] | 1 | 600
263 |  | Attenuature Unit C065 | No. | 600 | [8 empty] | 1 | 600
264 |  | Transformer & Attanuature C066 | No. | 600 | [8 empty] | 1 | 600
265 |  | Subsender Model C092 | No. | 600 | [8 empty] | 1 | 600
266 |  | H. F. Hybrid C093 | No. | 1200 | [8 empty] | 1 | 1200
267 |  | Transformer 9TBV 1660/ 167 | No. | 800 | [8 empty] | 2 | 1600
268 |  | F-6 Transmitter B6-A1 | No. | 600 | [8 empty] | 1 | 600
269 |  | Monitor B7-A1 | No. | 600 | [8 empty] | 2 | 1200
270 |  | Pilot Sender B7-A2 | No. | 600 | [8 empty] | 1 | 600
271 |  | V. F. Low Pass Filter B-119 | No. | 600 | [8 empty] | 1 | 600
272 |  | Pilot Transmitter B18-A1 | No. | 600 | [8 empty] | 1 | 600
273 |  | Transmitter Amplifier B9-A1 | No. | 600 | [8 empty] | 2 | 1200
274 |  | Power Supply Unit 22622 - C31 | No. | 2000 | [8 empty] | 1 | 2000
275 |  | 40 V Stablizer 03BA | No. | 4200 | [8 empty] | 1 | 4200
276 |  | Extension Cord 19 AC | No. | 4200 | [8 empty] | 1 | 4200
277 |  | H.F. Amplifier P3BD | No. | 4200 | [8 empty] | 1 | 4200
278 |  | P.C.B. Connector Single Side | No. | 0 | [8 empty] | 8 | 0
279 |  | P.C.B. Connector Double Side | No. | 0 | [8 empty] | 7 | 0
280 |  | Test Cord O5 BD | No. | 125 | [8 empty] | 1 | 125
281 |  | Hand Set with 4 Wire Coil Cord & 5 Pin Plug for ETB | No. | 660 | [8 empty] | 3 | 1980
282 |  | Fuse for G3DZ 0.4A | No. | 1 | [8 empty] | 10 | 10
283 |  | Fuse for E5D-70-1A | No. | 1 | [8 empty] | 20 | 20
284 |  | Power Amplifier B5 BA | No. | 4200 | [8 empty] | 6 | 25200
285 |  | Print for PF Coupler 67 Trans | No. | 8000 | [8 empty] | 1 | 8000
286 |  | Print for PF Coupler 67 Logic | No. | 8000 | [8 empty] | 1 | 8000
287 |  | Print for PF Coupler 67 RECG | No. | 8000 | [8 empty] | 1 | 8000
288 |  | Interface for II EFG56519 | No. | 8850 | [8 empty] | 3 | 26550
289 |  | Interface for I | No. | 8850 | [8 empty] | 1 | 8850
290 |  | Mica Capacitor 310 PF | No. | 624 | [8 empty] | 2 | 1248
291 |  | Mica Capacitor 370 PF 2020 V | No. | 624 | [8 empty] | 8 | 4992
292 |  | Mica Capacitor 260 PF 2430 V | No. | 624 | [8 empty] | 3 | 1872
293 |  | Mica Capacitor 460 PF 1800 V | No. | 624 | [8 empty] | 4 | 2496
294 |  | Relay for EFG56519 Er23154-C0704-B104 | No. | 450 | [8 empty] | 2 | 900
295 |  | Relay for EFG56519 Er23154-E0722-B110 | No. | 450 | [8 empty] | 4 | 1800
296 |  | Neha PABX 6/60/6 without Signaling Unit Ringing Old | No. | 1000 | [8 empty] | 1 | 1000
297 |  | Neha PABX 1/2 Old | No. | 100 | [8 empty] | 1 | 100
298 |  | SBAS Telephone (used) | No. | 5 | [8 empty] | 1 | 5
299 |  | Ten Line Telephone Desk Set without feeding unit & Two Relay Equipment (Old) | No. | 19777 | [8 empty] | 1 | 19777
300 |  | Telephone Previlage Relay Box | No. | 105 | [8 empty] | 4 | 420
301 |  | Repeated Coil | No. | 1 | [8 empty] | 4 | 4
302 |  | Card Holder Black | No. | 5 | [8 empty] | 16 | 80
303 |  | Transmitter Switch | No. | 0.5 | [8 empty] | 10 | 5
304 |  | Support Block | No. | 2.5 | [8 empty] | 6 | 15
305 |  | Knob | No. | 0.5 | [8 empty] | 18 | 9
306 |  | Crodle | No. | 80 | [8 empty] | 9 | 720
307 |  | U Contract Switch | No. | 25 | [8 empty] | 18 | 450
308 |  | Black Stop | No. | 2 | [8 empty] | 8 | 16
309 |  | Armature 7 MM | No. | 8 | [8 empty] | 20 | 160
310 |  | Armature Spring | No. | 0.5 | [8 empty] | 4 | 2
311 |  | Armature W/o Buffer | No. | 7 | [8 empty] | 6 | 42
312 |  | Armature Operated Contract Set FgKFS 386 | No. | 100 | [8 empty] | 10 | 1000
313 |  | Armature Operated Contract Set with Angle Piece | No. | 10 | [8 empty] | 97 | 970
314 |  | Detent Spring | No. | 0.5 | [8 empty] | 17 | 8.5
315 |  | Relay By Box | No. | 100 | [8 empty] | 1 | 100
316 |  | Stud for Shorting Bridge for Demer Terminal | No. | 0.5 | [8 empty] | 72 | 36
317 |  | Stud for Shorting Bridge with whole | No. | 0.5 | [8 empty] | 78 | 39
318 |  | Lumuneous Push Button Rotary Key 'A' Fg Screw | No. | 35 | [8 empty] | 20 | 700
319 |  | Lumuneous Push Button with Fg 67C X 203 X | No. | 35 | [8 empty] | 20 | 700
320 |  | Permanent Shorting Link | No. | 0.5 | [8 empty] | 79 | 39.5
321 |  | Removable Shorting Link | No. | 50 | [8 empty] | 74 | 3700
322 |  | M3 X 6 mm Screw | No. | 0.5 | [8 empty] | 390 | 195
323 |  | M XX 8 mm Screw | No. | 0.5 | [8 empty] | 384 | 192
324 |  | Hexagonal Screw | No. | 0.5 | [8 empty] | 50 | 25
325 |  | Contract Spring | No. | 1 | [8 empty] | 20 | 20
326 |  | Base Plate | No. | 5 | [8 empty] | 50 | 250
327 |  | Split Washer | No. | 0.5 | [8 empty] | 200 | 100
328 |  | Pawal Spring | No. | 3.5 | [8 empty] | 48 | 168
329 |  | Pawal | No. | 2.5 | [8 empty] | 50 | 125
330 |  | Wipper Spring Set | No. | 10 | [8 empty] | 2 | 20
331 |  | Retchet Spring | No. | 0.5 | [8 empty] | 98 | 49
332 |  | Tension Plate | No. | 7.5 | [8 empty] | 667 | 5002.5
333 |  | Fixed Contract Back | No. | 45 | [8 empty] | 120 | 5400
334 |  | D.R. 1112 B3 Y Relay J.A. Relay | No. | 150 | [8 empty] | 3 | 450
335 |  | D.R. 1311 ZR Relay E. Relay | No. | 200 | [8 empty] | 1 | 200
336 |  | DRJ 401 ZR Relay Line PA Relay | No. | 125 | [8 empty] | 2 | 250
337 |  | Mouth Piece Cover | No. | 4 | [8 empty] | 2 | 8
338 |  | B.L. 38150 Mouth Piece Cover | No. | 8 | [8 empty] | 9 | 72
339 |  | B.L. 470407 Ear Piece Cover | No. | 4 | [8 empty] | 6 | 24
340 |  | B.L. 15844 Transmitter Pin | No. | 10 | [8 empty] | 20 | 200
341 |  | D.L. 65100 Plunger Ring | No. | 3 | [8 empty] | 12 | 36
342 |  | D.L. 670230 Plunger | No. | 1 | [8 empty] | 8 | 8
343 |  | B.L. 83032 Dial Main Spring | No. | 0.25 | [8 empty] | 13 | 3.25
344 |  | B.L. 64000 Governer | No. | 4 | [8 empty] | 3 | 12
345 |  | D.L. 51510 Receiver in Set | No. | 85 | [8 empty] | 2 | 170
346 |  | D.L. 350138 Hand Set Moudling | No. | 65 | [8 empty] | 4 | 260
347 |  | Hand Set Body | No. | 10 | [8 empty] | 2 | 20
348 |  | Ringer Assy. | No. | 176 | [8 empty] | 2 | 352
349 |  | E. E. Timer Type VAT - II 0.5 to 3 Sec | No. | 500 | [8 empty] | 1 | 500
350 |  | Definit Time Relay VAT-11 Model VAT-11 ZG-67a-0.5 Sec | No. | 250 | [8 empty] | 1 | 250
351 |  | Definit Time Relay SPECM-2BF-19T- 0.06 to 6 Sec | No. | 200 | [8 empty] | 1 | 200
352 |  | Definit Time Relay SPECM-2BF-29T- 0.06 to 6 Sec | No. | 200 | [8 empty] | 2 | 400
353 |  | Definit Time Relay SPECM-2BF-35T- 2.5 to 25 Sec | No. | 200 | [8 empty] | 2 | 400
354 |  | Fuse Failure Relay VAPM-31 | No. | 31.8 | [8 empty] | 2 | 63.6
355 |  | Fuse Failure Relay VTP | No. | 11180 | [8 empty] | 1 | 11180
356 |  | E.E. Aux. Relay Type VAA Model VAA 11 YF 61B | No. | 750 | [8 empty] | 10 | 7500
357 |  | E.E. Aux. Relay Type VAA Model SPECM 2YF 595A | No. | 250 | [8 empty] | 1 | 250
358 |  | E.E. Aux. Relay Type VAA Model SPECM 2RF 392A | No. | 250 | [8 empty] | 2 | 500
359 |  | E.E. Aux. Relay Type VAA Model SPECM 2BF 52N | No. | 300 | [8 empty] | 2 | 600
360 |  | E.E. Aux. Relay Type VAA Model SPECM 2ZG 402A | No. | 100 | [8 empty] | 2 | 200
361 |  | E.E. Aux. Relay Type VAA Model SPECM 11YF8402F(M) 110/250V | No. | 1500 | [8 empty] | 1 | 1500
362 |  | O/C Relay Type CDG Model SPECMIER 80C with two compartment only | No. | 300 | [8 empty] | 1 | 300
363 |  | O/C Relay Type CDDM Model SPECMIER 61C5 2.5 to 10 Amp | No. | 500 | [8 empty] | 1 | 500
364 |  | O/C Relay Type CDG-31 ER12M5(M) 2.5 to 10A | No. | 2500 | [8 empty] | 1 | 2500
365 |  | E.E O/C Relay 110 VDC 2.5 to 10 Amp | No. | 2500 | [8 empty] | 1 | 2500
366 |  | O/C & E&F Relay Type CDG Model CDG 61ER 8004 BBM | No. | 8000 | [8 empty] | 2 | 16000
367 |  | O/C & E&F Relay Type CDG 31-110V-2.5 to 10 Amp | No. | 6000 | [8 empty] | 2 | 12000
368 |  | Percentage Diff. Relay Type DDT Model 32EG262A | No. | 12000 | [8 empty] | 3 | 36000
369 |  | Reverse Power Relay CDD/ VAA Model SPECM 12A | No. | 200 | [8 empty] | 2 | 400
370 |  | Intantanous under voltage relay type VAG Model SPECM 21PF 6M | No. | 200 | [8 empty] | 2 | 400
371 |  | Tripping Relay Type VAJ-13 220V | No. | 450 | [8 empty] | 1 | 450
372 |  | E.E. Time Relay Type VAT-11 Model VAT-11-F 128-B 220 V 0.5 to 3 Sec. | No. | 7160 | [8 empty] | 1 | 7160
373 |  | E.E. Reverse Power Relay CDM-31 | No. | 2000 | [8 empty] | 1 | 2000
374 |  | E.E. Reatance Measuring unit Type XCG Q-G | No. | 10000 | [8 empty] | 1 | 10000
375 |  | E.E. Relay XCG22RF6F | No. | 16450 | [8 empty] | 1 | 16450
376 |  | E.E. Relay XCGZ2RF6F Type YCG Model YCG 17BF 110V | No. | 10500 | [8 empty] | 1 | 10500
377 |  | E.E. Relay XCGZ2RF6F 19A 110V | No. | 12500 | [8 empty] | 3 | 37500
378 |  | Out of Step Blocking Relay YCO Model SPECM 7RF 12C | No. | 11300 | [8 empty] | 1 | 11300
379 |  | E.E. Direction O/C Relay Inverse Type CCD Model CDD 21PF 9056(M) 1A 110V | No. | 8000 | [8 empty] | 3 | 24000
380 |  | E.E. Transformer Relay Type DTH-32A-110 | No. | 20245 | [8 empty] | 1 | 20245
381 |  | Yco Relay Case | No. | 0 | [8 empty] | 1 | 0
382 |  | Potentio Meter YCOYCG-31, 500 OMH | No. | 50 | [8 empty] | 4 | 200
383 |  | Tripping Relay RXPQ 8 N | No. | 15000 | [8 empty] | 4 | 60000
384 |  | Hittachi O/C Relay From LR50Hz 30 Sec 0.6A | No. | 1000 | [8 empty] | 1 | 1000
385 |  | Hittachi O/C Relay From LR50Hz 30 Sec 3A | No. | 500 | [8 empty] | 3 | 1500
386 |  | Hittachi O/C Relay CR 50 Hz Continuous Rating 1 Amp | No. | 500 | [8 empty] | 3 | 1500
387 |  | Hittachi O/C Relay CR 50 Hz Continuous Rating 5 Amp | No. | 500 | [8 empty] | 7 | 3500
388 |  | Asea O/C Relay 1 Amp 0.5 to 3 Sec | No. | 1000 | [8 empty] | 1 | 1000
389 |  | Asea R.I E/F Relay Range 2 to 10 Sec | No. | 1000 | [8 empty] | 2 | 2000
390 |  | Twin Relay 0 to 4 Sec | No. | 500 | [8 empty] | 2 | 1000
391 |  | Relay RRDG 16 | No. | 600 | [8 empty] | 1 | 600
392 |  | Relay RRDG RKZA/GZGK | No. | 500 | [8 empty] | 2 | 1000
393 |  | Relay RRK - 20 - 107 | No. | 1575 | [8 empty] | 3 | 4725
394 |  | Relay RRK - 20 - 307 | No. | 300 | [8 empty] | 2 | 600
395 |  | Relay RRK - 24 - 307 | No. | 600 | [8 empty] | 1 | 600
396 |  | Relay RRK - 23 - 307 | No. | 300 | [8 empty] | 2 | 600
397 |  | Relay RRM - 7500 | No. | 75 | [8 empty] | 1 | 75
398 |  | Relay RRM-17-5900 R | No. | 50 | [8 empty] | 4 | 200
399 |  | Relay RRM - 17-6007 | No. | 50 | [8 empty] | 4 | 200
400 |  | Relay RRM - 13-13-507 | No. | 75 | [8 empty] | 5 | 375
401 |  | Relay RRM - 17-25100 | No. | 50 | [8 empty] | 5 | 250
402 |  | Relay RRM - 17-5201 | No. | 75 | [8 empty] | 1 | 75
403 |  | Relay RRMS-1457 | No. | 75 | [8 empty] | 1 | 75
404 |  | Relay RRME - 1107 | No. | 300 | [8 empty] | 1 | 300
405 |  | Relay RRM- 27-2201 | No. | 75 | [8 empty] | 1 | 75
406 |  | Relay RRM - 27-2002 | No. | 75 | [8 empty] | 1 | 75
407 |  | Relay RRID-15 500 | No. | 75 | [8 empty] | 2 | 150
408 |  | Relay RRIC-155 20 | No. | 75 | [8 empty] | 1 | 75
409 |  | Signalling Relay RRS-12-1302-24V | No. | 75 | [8 empty] | 2 | 150
410 |  | Signalling Relay RRS-13-1302-110V | No. | 75 | [8 empty] | 2 | 150
411 |  | Signalling Relay RRS-13-1307-110V | No. | 75 | [8 empty] | 2 | 150
412 |  | Signalling Relay RRS-12-1307-110V | No. | 75 | [8 empty] | 2 | 150
413 |  | RMHA Aux Relay 24V | No. | 100 | [8 empty] | 2 | 200
414 |  | Indicator RSC | No. | 10 | [8 empty] | 1 | 10
415 |  | Indicator Device of Type | No. | 75 | [8 empty] | 10 | 750
416 |  | Moving Coil Relay for Device | No. | 100 | [8 empty] | 1 | 100
417 |  | Voltage Selector Relay Adjecting Relay | No. | 100 | [8 empty] | 7 | 700
418 |  | Voltage Selector For (P) | No. | 50 | [8 empty] | 2 | 100
419 |  | Moving Coil Relay for (P) | No. | 100 | [8 empty] | 1 | 100
420 |  | Relay C Change Over | No. | 600 | [8 empty] | 5 | 3000
421 |  | Current Coil Relay Diff. Type | No. | 100 | [8 empty] | 5 | 500
422 |  | Current Coil Relay J.M | No. | 50 | [8 empty] | 2 | 100
423 |  | Switch ODC 2 Way | No. | 50 | [8 empty] | 1 | 50
424 |  | Switch ODC 20 Way | No. | 200 | [8 empty] | 1 | 200
425 |  | E.E. 4 Way Switch ODC | No. | 15 | [8 empty] | 1 | 15
426 |  | ODC Switch for UFR | No. | 360 | [8 empty] | 1 | 360
427 |  | End Cover Plate | No. | 2 | [8 empty] | 44 | 88
428 |  | Zink Plated Side Clamp | No. | 3 | [8 empty] | 10 | 30
429 |  | SHMA 63/110 PT | No. | 150 | [8 empty] | 1 | 150
430 |  | Aux. Transformer 7 RS Model 714042/ 15/38 | No. | 100 | [8 empty] | 2 | 200
431 |  | Transformer with 3 winding 724065 | No. | 100 | [8 empty] | 2 | 200
432 |  | 43 Fuse Saket with II Screw of asher | No. | 5 | [8 empty] | 5 | 25
433 |  | Ren for Recorder F/R | No. | 2 | [8 empty] | 6 | 12
434 |  | Chart Roll for F/R | No. | 10 | [8 empty] | 10 | 100
435 |  | Motor Brush for size | No. | 10 | [8 empty] | 16 | 160
436 |  | Damping Oil Bottle 180 ML for FR | No. | 100 | [8 empty] | 18 | 1800
437 |  | Paper Chart Roll for DR | No. | 750 | [8 empty] | 40 | 30000
438 |  | 3 Phase 3 Wire KWH Meter OW-6, 11 KV 100/5 | No. | 200 | [8 empty] | 65 | 13000
439 |  | Resistance 2.7 Kr 12w | No. | 17 | [8 empty] | 3 | 51
440 |  | Resistance 1 Kr 9w | No. | 17 | [8 empty] | 3 | 51
441 |  | Resistance 5 Kr 9w | No. | 17 | [8 empty] | 1 | 17
442 |  | Resistance 400 Kr 25w | No. | 17 | [8 empty] | 6 | 102
443 |  | Strip for terminal blocking 1/2 mtr long | No. | 30 | [8 empty] | 4 | 120
444 |  | Cord Extender for Load Sheding Relay Panel | No. | 0 | [8 empty] | 1 | 0
445 |  | Set of hook on Type Prab | No. | 10 | [8 empty] | 1 | 10
446 |  | Under Frequency Relay (Load Sheding Relay Panel) old & Obs | No. | 10000 | [8 empty] | 1 | 10000
447 |  | Alpha Meter A2 3P 4 wire CT/POWER TRANSMISSION OF UTTRANCHAL LIMITED operated micro processor base electronic trivactor | No. | 19000 | [8 empty] | 2 | 38000
448 |  | Electronic Alpha Meter | No. | 19000 | [8 empty] | 1 | 19000
449 |  | Control Cable 7 Core used | Mtr | 1 | [8 empty] | 195 | 195
450 |  | Lead Cover Cable (old & used) | Mtr | 1.5 | [8 empty] | 72.88 | 109.32
451 |  | Rope Riral of size (old & used) | Mtr | 1 | [8 empty] | 82 | 82
452 |  | Copper wire scrap | Kg | 80 | [8 empty] | 6.25 | 500
453 |  | Copper wire of size | Kg | 80 | [8 empty] | 23 | 1840
454 |  | G.I. Saket 25 mm | No. | 2 | [8 empty] | 4 | 8
455 |  | G.I. Bend 25 mm | No. | 4 | [8 empty] | 4 | 16
456 |  | Brass Ross Cutney | No. | 1.5 | [8 empty] | 105 | 157.5
457 |  | Cable Box Indoor type | No. | 15 | [8 empty] | 2 | 30
458 |  | L.T. Cable Box X Indoor type | No. | 15 | [8 empty] | 2 | 30
459 |  | Gun Metal Adoptor Nut & Bolt | No. | 35 | [8 empty] | 1 | 35
460 |  | Gun Metal Clamp | No. | 15 | [8 empty] | 2 | 30
461 |  | L. Braket | No. | 1 | [8 empty] | 2 | 2
462 |  | D Shaple | No. | 3 | [8 empty] | 4 | 12
463 |  | Slive 6 mm | No. | 0.5 | [8 empty] | 140 | 70
464 |  | Curtain Cloth | Mtr | 24 | [8 empty] | 2 | 48
465 |  | EC 155 Khoki Colour | No. | 6 | [8 empty] | 6 | 36
466 |  | Spad terminal winding port | No. | 3.5 | [8 empty] | 6 | 21
467 |  | Telemetering Cabinets Complete (old obsolate Scrap) | No. | 300 | [8 empty] | 10 | 3000
468 |  | D.C. Distribution Box Complete (old obselete scrap) | No. | 200 | [8 empty] | 1 | 200
469 |  | Telemetering AFMS Complete (old, obsolete & scrap) | No. | 200 | [8 empty] | 2 | 400
470 |  | Old used & Un-Servicable Battery cell 2 V | No. | 50 | [8 empty] | 48 | 2400
471 |  | Petrol tank old | No. | 5 | [8 empty] | 1 | 5
472 |  | E.E./ Mho Measuring unit type YCG Model YCG 14PF 42C 110V (Damage Relay Scrap) | No. | 50 | [8 empty] | 1 | 50
473 |  | Analog Multimeter Sanwa Make | No. | 0 | [8 empty] | 4 | 0
474 |  | Digital Timer | No. | 0 | [8 empty] | 1 | 0
475 |  | Rhesostate 2.5 to 50 Ohms | No. | 0 | [8 empty] | 3 | 0
476 |  | Rhesostate 5A 28 Ohms | No. | 0 | [8 empty] | 3 | 0
477 |  | Quadlock Polycabonate Seal | No. | 40.24 | 2389 | 96133.36
478 |  | Annanciator (16 Window) Operating Voltage 110 V DC | No. | 21830 | 2 | 43660
479 |  | Paper Seal New | No. | 23.423 | 816 | 19113.168
480 |  | Godrej Navtal Padlocks 5 Lever (40mm) | No. | 381.14 | 87 | 33159.18
481 |  | Godrej Navtal Padlocks 6 Lever (50mm) | No. | 531 | 163 | 86553
482 |  | Transformer Diff. Prot. Relay Make SEIMENSE Model 7UT6131 | No. | 250863.25 | 1 | 250863.25
483 |  | Neutral Unbalnce Current Relay (Aux. Supply-110 V DC) | No. | 22867.2 | 5 | 114336
484 |  | Master Trip Relay 110 V DC | No. | 29315.12 | 3 | 87945.36
485 |  | Trip Circuit Supervision Relay 110 -250 V DC | No. | 19287.1 | 3 | 57861.3
486 |  | Old Used & Unserviceable Air Conditioner | No. | 500 | 2 | 1000
487 |  | 132 KV CT/PT/CVT Junction Box | No. | 14573 | 5 | 72865
488 |  | Digital Ampere Meter Aux. Supply 110 V AC/DC | No. | 5782 | 7 | 40474
489 |  | Digital Volt Meter Aux. Supply 110 V AC/DC | No. | 5782 | 6 | 34692
490 |  | Master Trip Relay 220 V DC | No. | 29010.3 | 4 | 116041.2
491 |  | Automatic Voltage Selection Relay | N0. | 22514.4 | 2 | 45028.8
492 |  | PVC Tape FR Type | N0. | 27.14 | 135 | 3663.9
493 |  | Digital MW Meter Aux. Supply 110 V AC/DC | No. | 11581.7 | 1 | 11581.7
494 |  | Digital MVAR Meter Aux. Supply 110 V AC/DC | No. | 11593.5 | 2 | 23187
495 |  | CAT-6 Cable | Mtr. | 57.23 | 100 | 5723
496 |  | Disconnecting Type Terminal Block | No. | 116.82 | 50 | 5841
497 |  | U Type Insulated Cooper Lugs Size-2.5 mm ( in Paket) | No. | 1176.46 | 1 | 1176.46
498 |  | Ring Type Insulated Cooper Lugs Size-2.5 mm ( in Paket) | No. | 1177.64 | 2 | 2355.28
499 |  | Master Trip Relay New 110 V DC | No. | 28910 | 2 | 57820
Total ( in Rs.) | [5 empty] | 1153253.958 | [7 empty] | 1681280.42
Grand Total ( in Rs.) | [5 empty] | 2834534.378
Stock Inventory ( ET&C Sub-Division Ramnagar, Roorkee)
| Name of Zone |  | Garhwal Zone
| Name of Circle |  | ET&C Circle Office Ramnagar, Roorkee
| Name of Division |  | ET&C Division Ramnagar, Roorkee
| Name of Subdivision |  | ET&C Subdivision Ramnagar, Roorkee
| Month |  | December. 2021
S. No. | Item Code | Name of Item | Unit | Unit Rate in Rs. | Useable |  | Unserviceable |  | Non-Moving |  | Obsolete |  | Scrap
[5 empty] | Qty | Total Amount in Rs. | Qty | Total Amount in Rs. | Qty | Total Amount in Rs. | Qty | Total Amount in Rs. | Qty | Total Amount in Rs.
1 |  | Twin relay Advad | No. | 300 | [8 empty] | 1 | 300
2 |  | Twin relay FFw | No. | 300 | [8 empty] | 1 | 300
3 |  | Twin relay A2B1 | No. | 300 | [8 empty] | 1 | 300
4 |  | Telemetering Relay 64 Ad 3401/1 | No. | 30 | [8 empty] | 1 | 30
5 |  | Relay V2003B23 for Esb-350 | No. | 650 | [8 empty] | 2 | 1300
6 |  | ChockDR-3 V2004,B618 6/a for PP of DSB | No. | 250 | [8 empty] | 1 | 250
7 |  | F6 Transmitter B-6 A1 | No. | 600 | [8 empty] | 1 | 600
8 |  | Fixed band contact | No. | 5 | [8 empty] | 7 | 35
9 |  | Holder for lamp of EPSP | No. | 13 | [8 empty] | 16 | 208
10 |  | Backelite checknut for fixing holder in EPSP | No. | 2.5 | [8 empty] | 20 | 50
11 |  | HF cable 2 core 150 ohm old | Meter | 65 | [8 empty] | 44 | 2860
12 |  | Pilot dial sender CO21 | No. | 600 | [8 empty] | 1 | 600
13 |  | HF crystal 1445 kHz | No. | 350 | [8 empty] | 1 | 350
14 |  | 15V stabilizer 03BB | No. | 4200 | [8 empty] | 1 | 4200
15 |  | Mix Print II O3BC | No. | 4200 | [8 empty] | 1 | 4200
16 |  | Mix Print I O3BD | No. | 4200 | [8 empty] | 1 | 4200
17 |  | AF Amplifier & Pilot oscillator O3BE | No. | 4200 | [8 empty] | 1 | 4200
18 |  | Teleoperator amplifier O3BG | No. | 4200 | [8 empty] | 1 | 4200
19 |  | Compressor O3BH | No. | 4200 | [8 empty] | 1 | 4200
20 |  | Receiver speech amplifier O3BL | No. | 4200 | [8 empty] | 1 | 4200
21 |  | Expander O3BM | No. | 4200 | [8 empty] | 1 | 4200
22 |  | Dialing receiver O3BM | No. | 4200 | [8 empty] | 1 | 4200
23 |  | Protection unit with meter O5BD | No. | 4200 | [8 empty] | 1 | 4200
24 |  | 4w calling Print O3BWG without telephone | No. | 4200 | [8 empty] | 1 | 4200
25 |  | I Converter P3BB | No. | 4200 | [8 empty] | 1 | 4200
26 |  | II transmeter P3BC | No. | 4200 | [8 empty] | 1 | 4200
27 |  | HF amplifier P3BD | No. | 4200 | [8 empty] | 1 | 4200
28 |  | I Demodulator P3BE | No. | 4200 | [8 empty] | 1 | 4200
29 |  | HF Hybrid P3BU | No. | 4200 | [8 empty] | 1 | 4200
30 |  | IF filter E3BI | No. | 3500 | [8 empty] | 1 | 3500
31 |  | Receiver HF filter E3BL | No. | 3650 | [8 empty] | 1 | 3650
32 |  | Trans.HF Prefilter E3BM | No. | 3650 | [8 empty] | 2 | 7300
33 |  | High pass filter E3BN(400 kHz) | No. | 3650 | [8 empty] | 1 | 3650
34 |  | HF filter E3BO(400kHz) | No. | 3650 | [8 empty] | 1 | 3650
35 |  | Trans.AF HP filter E3BQ | No. | 3500 | [8 empty] | 1 | 3500
36 |  | Power supply unit G3DZ | No. | 6900 | [8 empty] | 1 | 6900
37 |  | SETR Print SD5H | No. | 4200 | [8 empty] | 1 | 4200
38 |  | Signal receive card SD5T | No. | 3500 | [8 empty] | 1 | 3500
39 |  | Test card for O5BD | No. | 125 | [8 empty] | 2 | 250
40 |  | 65Mod card | No. | 8000 | [8 empty] | 1 | 8000
41 |  | 65 Up conv. | No. | 8000 | [8 empty] | 1 | 8000
42 |  | 65 Dn conv. | No. | 8000 | [8 empty] | 1 | 8000
43 |  | 65 FsSig | No. | 8000 | [8 empty] | 1 | 8000
44 |  | 65 VF Hyb. | No. | 8000 | [8 empty] | 1 | 8000
45 |  | 65 DLPF | No. | 8000 | [8 empty] | 1 | 8000
46 |  | 65 PSUPR (for single channel) | No. | 8000 | [8 empty] | 1 | 8000
47 |  | BPL make four wire group selecter | No. | 24000 | [8 empty] | 1 | 24000
48 |  | DIAD | No. | 6900 | [8 empty] | 1 | 6900
49 |  | RECO | No. | 6900 | [8 empty] | 1 | 6900
50 |  | SIOC | No. | 6900 | [8 empty] | 1 | 6900
51 |  | Interface I for EFGS 6519 | No. | 9500 | [8 empty] | 1 | 9500
52 |  | Print for AF coupler 67PSU | No. | 9500 | [8 empty] | 1 | 9500
53 |  | B magnet for asea RI relay | No. | 20 | [8 empty] | 2 | 40
54 |  | Mho measuring unit type VCG model no.VCG-14PF(ph-ph)Sl no.B-42009 with case old, obselete & defective | No. | 36600 | [8 empty] | 1 | 36600
55 |  | Autoreclosing relay VARM III PF23A,220VDCNo.M73691B Old & Used | No. | 500 | [8 empty] | 1 | 500
56 |  | Defective/Damaged relay CDG-61 make E.E 110V DC | No. | 50 | [8 empty] | 2 | 100
57 |  | Control panel 132kv asea make old, used defective & incomplete | No. | - | [8 empty] | 1 | 0
58 |  | 3Ph,3w kwh meter type AV-3 100/1A,33kv/110v simco make old, obselete & defective | No. | 200 | [8 empty] | 1 | 200
59 |  | 3Ph,3w kwh meter OW-6,400/1A,132kv/110v old, obselete & defective | No. | 200 | [8 empty] | 1 | 200
60 |  | 3Ph,3w kwh meter simco make type AV-3 1A,33kv/110v old, obselete & defective | No. | 200 | [8 empty] | 1 | 200
61 |  | 3Ph,3w kwh meter 110v CT sec 1A,33kv simco make old, obselete & defective | No. | 200 | [8 empty] | 1 | 200
62 |  | 3Ph,3w AC mwh meter 3x100/1,33kv/110V GEC make Sl No.8011558 old, obselete & defective | No. | 1000 | [8 empty] | 1 | 1000
63 |  | 3Ph,3w AC mwh meter 3x400/1,3x132kvkv/110V GEC Sl No.8012865,8012892,8012919 old, obselete & defective | No. | 1000 | [8 empty] | 3 | 3000
64 |  | Relay type B-24 Hz 110 V DC Sl no.9824649 old, obselete & defective | No. | 500 | [8 empty] | 1 | 500
65 |  | Transconductor unit 479502404 | No. | 13000 | [8 empty] | 1 | 13000
66 |  | Burnt/damaged final tripping relay of 33kv Capacitor Bank | No. | - | [8 empty] | 1 | 0
67 |  | YTG-31 Imported model | No. | 10000 | [8 empty] | 1 | 10000
68 |  | Expansion valve for 5 ton air conditioner ALCO make | No. | 5000 | [8 empty] | 1 | 5000
69 |  | 12x10 Inch KODAK Line GRAD direct Print Paper 1895 Cat No.184356 | No. | 400 | [8 empty] | 4 | 1600
70 |  | Old, Obselete & Defective under frequency relay of HBB make Sl no.M97-24-0343 | No. | 500 | [8 empty] | 1 | 500
71 |  | Under Voltage Relay Type JRV 022 (Aux 75-150 V AC/DC) | No. | 16155.95 | 2 | 32311.9
72 |  | Over Voltage Relay Type JRV 042 (Aux 75-150 V AC/DC) | No. | 16155.95 | 3 | 48467.85
73 |  | Energy Meter ABT Type (Used) | No. | 43000 | 2 | 86000
Total ( in Rs.) | [5 empty] | 166779.75 | [7 empty] | 306823
Grand Total ( in Rs.) | [5 empty] | 473602.75
Stock Inventory ( PSDF Work of ET&C Sub-Division Ramnagar, Roorkee)
S. No. | Item Code | Name of Item | Unit | Unit Rate in Rs. | Useable |  | Unserviceable |  | Non-Moving |  | Obsolete |  | Scrap
[5 empty] | Qty | Total Amount in Rs. | Qty | Total Amount in Rs. | Qty | Total Amount in Rs. | Qty | Total Amount in Rs. | Qty | Total Amount in Rs.
1 |  | Busbar Prot. Relay P741 | No. | 487500 | 1 | 487500
Total ( in Rs.) | [5 empty] | 487500
Grand Total ( in Rs.) | [5 empty] | 487500
Stock Inventory ( Capital Work of ET&C Sub-Division Ramnagar, Roorkee)
S. No. | Item Code | Name of Item | Unit | Unit Rate in Rs. | Useable |  | Unserviceable |  | Non-Moving |  | Obsolete |  | Scrap
[5 empty] | Qty | Total Amount in Rs. | Qty | Total Amount in Rs. | Qty | Total Amount in Rs. | Qty | Total Amount in Rs. | Qty | Total Amount in Rs.
1 |  | Energy Meter P3E021-001*4491953 ABT meter 0.2 CL with TCPIP, Optical Communication port | No. | 43000 | 1 | 43000
Total ( in Rs.) | [5 empty] | 43000
Grand Total ( in Rs.) | [5 empty] | 43000
Inventory
Name of Zone:- |  | Garhwal Zone Roorkee
Name of Circle:- |  | Roorkee Circle
Name of Division:- Elec. Scada Division PTCUL Dehradun
Name of SubDivision: Elec. Scada SubDivision Roorkee -
Month:- December-2021
S.No | Item code | (Tower parts ) | Unit | Rate | Usable |  | unserviceable |  | Nov-Moving |  | Obsolete |  | Scrap
|  | Article name |  |  | Qty | Total Amount | Qty | Total Amount | Qty | Total Amount | Qty | Total Amount | Qty | Total Amount
1 |  | B410410/13Tie Bar | No | 400 | [6 empty] | 1 | 400
2 |  | B410302/5 Flat Bar | No | 3 | [6 empty] | 4 | 12
3 |  | B410302/13 Flat Bar | No | 4 | [6 empty] | 9 | 36
4 |  | BHTP10400/5 Clamp Plate | No | 3 | [6 empty] | 40 | 120
5 |  | B420066 Grp. 25 Line Distribution box | No | 54 | [6 empty] | 3 | 162
6 |  | Wall Mounted Type Chang over Switch 100 A 415 Volt 03 No. Gland | No | 50 | [6 empty] | 1 | 50
7 |  | Connector | No | 2 | [6 empty] | 50 | 100
8 |  | Junction Box 33 Kva With Aluminium Strip W/O Internal Parts | No | 50 | [6 empty] | 1 | 50
9 |  | MS. Plate 12 mm Thick 4.33 sq mtr | No | 2000 | [6 empty] | 1 | 2000
10 |  | 42 Wire S.B. Cable (in Pieces) | mtr | 20 | [6 empty] | 40 | 800
11 |  | A.T.C. Conductor PVC Screend cable 0.15 mm dia 4 pair ( in pieces ) | mtr | 10 | [6 empty] | 415 | 4150
12 |  | Screend PVC Telephone cable 10 pairs (old,used ) | mtr | 5 | [6 empty] | 50 | 250
13 |  | Copper Scrap | kg | 70 | [6 empty] | 7.6 | 532
14 |  | M.S. Scrap | kg | 8 | [6 empty] | 6.5 | 52
15 |  | 0.5 mm electrolyting copper conductor PVC Insulated Teliphone cable -6 Pairs (in Pieces ) | mtr | 10 | [6 empty] | 125 | 1250
16 |  | Old and used tyre ( 600-16 ) | No | 10 | [6 empty] | 11 | 110
17 |  | Old and used tube ( 600-16 ) | No | 1 | [6 empty] | 11 | 11
18 |  | Radio bay for 2 way repeator m/w station ( old used & obsolete ) | No | 200 | [6 empty] | 2 | 400
19 |  | Dehydrator ( old used & obsolete ) | No | 50 | [6 empty] | 4 | 200
20 |  | ADF Bay old used & obsolete | No | 150 | [6 empty] | 2 | 300
21 |  | 2w/4w access bay (old used & obsolete ) | No | 200 | [6 empty] | 2 | 400
22 |  | CHL Bay with one groups (old used & obsolete ) | No | 150 | [6 empty] | 1 | 150
23 |  | CHL Bay with two groups (old used & obsolete ) | No | 200 | [6 empty] | 1 | 200
24 |  | B.B.T. & F.G. Bay for terminal m/w station (old used & obsolete ) | No | 200 | [6 empty] | 1 | 200
25 |  | B.B.T. & F.G. Bay (old used & obsolete ) | No | 200 | [6 empty] | 1 | 200
26 |  | Radio bay for terminal m/w station ( old used & obsolete ) 2 way repeator m/w station ( old used & obsolete ) | No | 200 | [6 empty] | 1 | 200
27 |  | Radio bay for two way CHL. Dropping m/w station (old used & obsolete ) | No | 200 | [6 empty] | 1 | 200
28 |  | H.F. coaxial cable in pieces (old used &obsolete ) | mtr | 10 | [6 empty] | 460 | 4600
29 |  | ESD cabinet with 05 no. ESDs (old used &obsolete ) | No | 300 | [6 empty] | 1 | 300
30 |  | SLTR cabinet with 02 no.SLTRs (old used & obsolete ) | No | 200 | [6 empty] | 1 | 200
31 |  | SLTR cabinet with 08 no.SLTRs (old used & obsolete ) | No | 250 | [6 empty] | 1 | 250
32 |  | NERA make antenna of dia 2.5 mtr ( old used & obsolete ) | No | 1200 | [6 empty] | 1 | 1200
33 |  | NERA make antenna of dia 1.8 mtr ( old used & obsolete ) | No | 1000 | [6 empty] | 2 | 2000
34 |  | ESIL make antenna of dia 3.0 mtr (old used & obselte) | No | 1500 | [6 empty] | 1 | 1500
35 |  | Ramote subscriber units | No | 11493 | [6 empty] | 3 | 34479
36 |  | 48 Volt Battery Charger | No | 10000 | [6 empty] | 1 | 10000
37 |  | DCDB Panel (old used &obsolete ) | No | 400 | [6 empty] | 1 | 400
38 |  | ACDB Panel (old used &obsolete ) | No | 700 | [6 empty] | 1 | 700
|  | TOTAL | [9 empty] | 68164
INVENTORY
Name of Zone |  |  | Gharwal Zone
Name of Circle |  |  | _
Name of Division |  |  | O&M Civil Division Roorkee
Name of Subdivison |  |  | O&M Civil Sub Division Roorkee
Month |  |  | December 2021
S. No. | Item Code | Name of Item | Unit | Unit rate in Rs. | Useable |  | Unserviceable |  | Non - Moving |  | Obsolete |  | Scrap
[5 empty] | Qty. | Total amountn in Rs. | Qty. | Total amountn in Rs. | Qty. | Total Amount in Rs. | Qty. | Total Amount in Rs. | Qty. | Total Amount in Rs.
1 | N.A. | Jeep UTJ974 (Unservicable) | No. | 42750 | [8 empty] | 1 | 42750
2 | N.A. | Office Table Sunmica - Top 1270x750x715 mm | No. | 4275 | 1 | 4275
3 | N.A. | Petrol Vibrator Pin Type comp. 2 H.P. | No. | 475 | [8 empty] | 1 | 475
4 | N.A. | Compression Testing Machine Hydroaulic 150 Ton Four Piller Hand operated | No. | 7296 |  |  |  |  | 1 | 7296
5 | N.A. | Almirah - steel 50"x30"x17" (U/S) | No. | 99.75 | 1 | 99.75
6 | N.A. | Almirah - steel 1280x760x430 mm | No. | 199.5 | 1 | 199.5
7 | N.A. | Almirah - steel 1230x760x430 mm | No. | 185.25 | 1 | 185.25
8 | N.A. | Cash - Chest | No. | 285 | 1 | 285
9 | N.A. | Petrol Vibrator Surface Type 2 H.P. (U/S) | No. | 475 | [8 empty] | 1 | 475
10 | N.A. | Cube - Mould 150x150x150 mm | No. | 118.75 |  |  |  |  | 4 | 475
11 | N.A. | INFINITIPROBL 10901 INTLAN (U/S) | No. | 190 |  |  |  |  | 1 | 190
12 | N.A. | 38 CM (15) HCL Colour Monitor HCM 580 M W/M with 600 W Speaker system Audio mate (U/S) | No. | 1900 | 1 | 1900
13 | N.A. | APC - UPSBP, 500 IVA - AVR - PSD (U/S) | No. | 190 | 1 | 190
14 | N.A. | HP Laser Jet 1010 Printer with office 2003 Pro - Hindi - media kit office 2003, Pro-Dec-Kit | No. | 2550.75 | 1 | 2550.75
15 | N.A. | Office Steel File Rack 3'x3'x1' | No. | 52.25 | 1 | 52.25
16 | N.A. | Steel Almirah 4'-1"x3'x2'-6" | No. | 95 | 1 | 95
17 | N.A. | V.T. Pump (U/S) | No. | 256.5 | [8 empty] | 2 | 513
18 | N.A. | V.T. Pump 5 Stage (U/S) | No. | 427.5 | [8 empty] | 1 | 427.5
19 | N.A. | V.T. Pump 20 Stage (U/S) | No. | 712.5 | [8 empty] | 1 | 712.5
20 | N.A. | Submersiable Pump 10 H.P. (U/S) | No. | 285 | [8 empty] | 1 | 285
21 | N.A. | Electric Moter 17.5 H.P. (U/S) | No. | 855 | [8 empty] | 1 | 855
22 | N.A. | Electric Moter 20 H.P. (U/S) | No. | 855 | [8 empty] | 1 | 855
23 | N.A. | Electric Moter 25 H.P. (U/S) | No. | 641.25 | [8 empty] | 2 | 1282.5
24 | N.A. | Steel Almirah Small size | No. | 99.75 | [8 empty] | 1 | 99.75
25 | N.A. | I.O.P. Level Machine with stand (1 No. U/S) | No. | 71.25 | [8 empty] | 2 | 142.5
26 | N.A. | Steel safe 560x450x450 mm | No. | 285 | 1 | 285
27 | N.A. | M.S. Template 'PN' | No. | 19 | [8 empty] | 1 | 19
28 | N.A. | Godrej Chair P-C-H 7002 D | No. | 427.5 | 3 | 1282.5
29 | N.A. | Godrej Chair P-C-H 7031 w/o Arm | No. | 285 | 2 | 570
30 | N.A. | A.B. Godrej Type Writer English (U/S) | No. | 95 | 1 | 95
31 | N.A. | Type Writer Remangtion (U/S) | No. | 95 | [8 empty] | 1 | 95
32 | N.A. | Type Writer English Holda H.D. (U/S) | No. | 95 | [8 empty] | 1 | 95
33 | N.A. | Facit Type Writer Hindi (U/S) | No. | 95 | [8 empty] | 1 | 95
34 | N.A. | Ceilling Fan (1 No. U/S) | No. | 42.75 | 6 | 256.5 | [6 empty] | 2 | 85.5
35 | N.A. | Bench | No. | 19 | [8 empty] | 2 | 38
36 | N.A. | Armed chair (2 No. U/S) | No. | 9.5 | 6 | 57
37 | N.A. | Office-Table (2 No. U/S) | No. | 57 | 10 | 570 | [6 empty] | 3 | 171
38 | N.A. | Steel Almirah | No. | 85.5 | 8 | 684
39 | N.A. | Steel Almirah (Medium) 2 No. U/S | No. | 128.25 | 4 | 513
40 | N.A. | Steel Almirah Big (3 No. U/S) | No. | 199.5 | 17 | 3391.5
41 | N.A. | Steel Safe (Cash-chast) | No. | 285 | 1 | 285
42 | N.A. | Wooden Almirah 6'x4' (2 No. U/S) | No. | 50.35 | 3 | 151.05
43 | N.A. | Wooden Almirah | No. | 50.35 | 1 | 50.35
44 | N.A. | Drg. Cabnet | No. | 475 | 1 | 475
45 | N.A. | Steel-Rack (2 No. U/S) | No. | 52.25 | 6 | 313.5
46 | N.A. | Gas Cylander (Petro Max) 1.8 Lit. | No. | 42.75 | [8 empty] | 1 | 42.75
47 | N.A. | Gas Cylander (Petro Max) 5 Lit. | No. | 42.75 | [8 empty] | 1 | 42.75
48 | N.A. | Computer-table (530x900) mm with laminated board | No. | 142.5 | 2 | 285
49 | N.A. | Desk-top computer, HCL | No. | 950 | 1 | 950
50 | N.A. | TFT, Moniter38.1cm.TFT, SVGA, Digital | No. | 475 | 1 | 475
51 | N.A. | Bilingual – Keyboard in English & Devnagri (U/S) | No. | 47.5 | [8 empty] | 1 | 47.5
52 | N.A. | UPS 1.0 KVA Minimum VAH/68 make Uniline (U/S) | No. | 47.5 | [8 empty] | 1 | 47.5
53 | N.A. | Home U.P.S. 1400 VA Sine- Wave Luminous inverter | No. | 3800 | [8 empty] | 1 | 3800
54 | N.A. | Trolley for 1400VA Luminous inverter | No. | 475 | 1 | 475
55 | N.A. | Multifunction printer SCX 4521 F/XTP Serial No.8P6713ACZ801852 (U/S) | No. | 285 | [8 empty] | 1 | 285
56 | N.A. | Locks | No. | 9.5 | 13 | 123.5
57 | N.A. | HP Laser jet 1020 Printer | No. | 950 | 1 | 950
58 | N.A. | Sieve Set | No. | 4275 | 1 | 4275
59 | N.A. | Weight Machine | No. | 47.5 | [8 empty] | 1 | 47.5
60 | N.A. | ( Mobile Phone ) IMEI NO. 864451032623365 | No. | 6056.25 | 1 | 6056.25
61 | N.A. | ( Mobile Phone ) IMEI NO. 865225039520819 | No. | 4441.25 | 1 | 4441.25
62 | N.A. | Biomatric Machine | No. | 1188.45 | 1 | 1188.45
63 | N.A. | Air Cooler | No. | 4215.15 | 2 | 8430.3
64 | N.A. | UPS 600VA Numeric | No. | 1759.4 | 2 | 3518.8
65 | N.A. | Printer HP Lj 128 FW MFP | No. | 19034.2 | 1 | 19034.2
66 | N.A. | Desktop Computer HP 400 G5 | No. | 44088 | 2 | 88176
67 | N.A. | Laptop HP Pro Book 450 G4 | No. | 51242.52 | 2 | 102485.04
68 | N.A. | Printer HP Lj M202 DW | No. | 13407.35 | 1 | 13407.35
69 | N.A. | Wheel Chair | No. | 8945.58 | 1 | 8945.58
70 | N.A. | Steel almirh | No. | 5271.5 | 1 | 5271.5
71 | N.A. | Canon Canoscan lide (Scanner) | No. | 3993.56 | 1 | 3993.56
72 | N.A. | Ceilling Fan | No. | 1512.59 | 1 | 1512.59
73 | N.A. | RO Water Purifire | No. | 8496.13 | 1 | 8496.13
74 | N.A. | Air Cooler | No. | 4708.2 | 2 | 9416.4
75 | N.A. | G.I. Socket 150 mm | No. | 9.5 |  |  |  |  | 4 | 38
76 | N.A. | M.S. Socket 6" Q | No. | 2.85 |  |  |  |  | 4 | 11.4
77 | N.A. | M.S. Coloum pipe 6" Q (Old) | Rft. | 7.6 |  |  |  |  | 40 | 304
78 | N.A. | M.S. Template off/size | No. | 28.5 |  |  |  |  | 27 | 769.5
79 | N.A. | Green-Field submersiable Pump Set 20 HP (out of order) | No. | 570 | [8 empty] | 1 | 570
80 | N.A. | Ceilling Fan 1200 mm w/o Regulater | No. | 71.25 | 1 | 71.25 | [6 empty] | 1 | 71.25
81 | N.A. | Ridge ( Scrap) | No. | 28.5 |  |  |  |  | 7 | 199.5
82 | N.A. | ADSL Modem | No. | 950 | 1 | 950
83 | N.A. | Angel Heavy Steel 40x40x5 mm |  | 19.33 |  |  |  |  | 17.3 | 334.409
84 | N.A. | ( Mobile Phone ) REDMI Note 3 Gold 86321703168885 | No. | 7600 | 1 | 7600
|  |  |  | Total |  | 319340.05 |  | 0 |  | 9617.809 |  | 0 |  | 54425.5