## compiled
Name of Zone: Garhwal Zone Roorkee |  |  |  | STORE INVENTORY OF APR-2026 OF SUB STATION & LINE .
Name of Circle:400KV S/S Srinagar Garhwal
Name of Division:132KV O&M Division Simli(Karanprayag)
Name of Sub Station : 132 KV Simli
Sl.No. |  | Name of Item | Unit | Unit rate in Rs. | Useable |  | Unserviceble |  | Non moving |  | Obsolete |  | Scrap |  | Total inventory Amount
[5 empty] | Qty | Total Amount in Rs. | Qty | Total Amount in Rs. | Qty | Total Amount in Rs. | Qty | Total Amount in Rs. | Qty | Total Amount in Rs.
1 | II5I502005 | D/T Fitting for Panther conductor | Set | 2842.4 | 3 | 8527.2 | [8 empty] | 8527.2
2 | II3I303009 | Vibrate Damper for E/W | Nos | 250 | 10 | 2500 | [8 empty] | 2500
3 | II3I301004 | M.S. Joint for Panther conductor | Nos | 499.8 | 27 | 13494.6 | [8 empty] | 13494.6
4 | II3I301009 | M.S. Joint for E/W | Nos | 303.8 | 139 | 42228.2 | [8 empty] | 42228.2
5 | II3I302004 | Repair Sleave for Panther conductor | Nos | 181.3 | 178 | 32271.4 | [8 empty] | 32271.4
6 | FF4F403011 | Flexible Copper Bond | Nos | 394.94 | 132 | 52132.08 | [8 empty] | 52132.08
7 | II2I202002 | T/Clamp for 7/3.15 Earth Wire | Set | 536.8 | 8 | 4294.4 | [8 empty] | 4294.4
8 | II2I203002 | S/Fitting for 7/3.15 Earth Wire | Set | 316.8 | 1 | 316.8 | [8 empty] | 316.8
9 | FF0F043002 | A' Type Tamplate (0+3+6 meter) (563 Kg each) | Set | 64876 | 1 | 64876 | [8 empty] | 64876
10 | FF0F043004 | B' Type Tamplate (0+3+6 meter) (920.714 Kg each) | Set | 64876 | 6 | 389256 | [8 empty] | 389256
11 | FF0F043006 | C' Type Tamplate (0+3+6 meter) (823.65 Kg each) | Set | 64876 | 8 | 519008 | [8 empty] | 519008
12 | FF0F033001 | A' Type Stub with Nut & Bolt | Kg | 64.88 | 244.6 | 15869.648 | [8 empty] | 15869.648
13 | AA0A002004 | ACSR Panther Conductors cut in different bits | Km | 122052.4 | 2 | 244104.8 | [8 empty] | 244104.8
14 | AA1A101002 | Earth Wire | Km | 44100 | 1.708 | 75322.8 | [8 empty] | 75322.8
15 | AA0A002004 | ACSR Panther Conductors old,used & damaged | Km | 60000 | 1.105 | 66300 | [8 empty] | 66300
16 | JJ3J301007 | Closing coil for 132kv Circuit Breaker | No. | 5000 | 1 | 5000 | [8 empty] | 5000
17 | ZZ2Z005003 | Contact Switches | Set | 5000 | 1 | 5000 | [8 empty] | 5000
18 | AA0A002003 | ACSR Zebra Conductor | Mtr. | 300 | 375 | 112500 | [8 empty] | 112500
19 | AA0A001001 | ACSR Tarantula Conductor | Mtr. | 350 | 550 | 192500 | [8 empty] | 192500
20 | FF2F201004 | MS Round 36mm Dia | Mt. | 49028 | 6.87 | 336822.36 | [8 empty] | 336822.36
21 | II0I001007 | 70KN Disc Insulator | No. | 620 | 8 | 4960 | [8 empty] | 4960
22 | CC1C103010 | Power Cable 3.5*70mm | Mtr. | 443.51 | 65 | 28828.15 | [8 empty] | 28828.15
23 | VV2V204007 | Empty Transformer Oil Drums | No. | 350 | 185 | 64750 | [8 empty] | 64750
24 | PP1P122003 | SF6 Gas Riffling Kit with Briefcase | No. | 3000 | 6 | 18000 | [8 empty] | 18000
25 | ZZ2Z005003 | Valve Tool | No. | 400 | 3 | 1200 | [8 empty] | 1200
26 | ZZ2Z005003 | Bending Model | No. | 300 | 5 | 1500 | [8 empty] | 1500
27 | ZZ2Z005003 | Steer Pin | No. | 300 | 4 | 1200 | [8 empty] | 1200
28 | ZZ2Z005003 | Stay B-17 | No. | 100 | 5 | 500 | [8 empty] | 500
29 | ZZ2Z005003 | Auxiliary Switch for Bus Transfer | No. | 5000 | 1 | 5000 | [8 empty] | 5000
30 | ZZ2Z005003 | Steel pin (19 Cm Long) | No. | 40 | 5 | 200 | [8 empty] | 200
31 | II0I002001 | PG Clamp for Tarantula/Tarantula Conductor | No. | 200 | 12 | 2400 | [8 empty] | 2400
32 | II0I002005 | PG Clamp for Tarantula/Panther Conductor | No. | 161.54 | 20 | 3230.8 | [8 empty] | 3230.8
33 | SS6S611009 | Fuse NS type 2 Amp | No. | 73.5 | 6 | 441 | [8 empty] | 441
34 | SS6S611004 | Fuse NS type 8 Amp | No. | 75.6 | 2 | 151.2 | [8 empty] | 151.2
35 | ZZ2Z005003 | Damage latch assembly of circuit breaker | No. | 10 | 1 | 10 | [8 empty] | 10
36 | ZZ2Z005003 | 33KV LA, spec. 30KV.10KA (Old & used) | No. | 1000 | 1 | 1000 | [8 empty] | 1000
37 |  | 3Phase 415 Volt,12Amp Contactor | No. | 535 | 4 | 2140 | [8 empty] | 2140
38 |  | Single Phase terminator (over/load) 415Volt AC | No. | 995 | 5 | 4975 | [8 empty] | 4975
39 |  | Delay timer 240Volt AC A1 B1 Timer A1 A2 50HZ | No. | 2495 | 2 | 4990 | [8 empty] | 4990
40 |  | DC Miniature Circuit Breaker 220V 5SX-51067RC,6Amp make Schnecdir | No. | 654.09 | 8 | 5232.72 | [8 empty] | 5232.72
41 | NN4N408010 | Single phase contractor (air breaker contractor) 3TA 21,12 OA,AC 2 & DC 3-10 with 2NC | No. | 2490 | 4 | 9960 | [8 empty] | 9960
42 | VV5V406006 | Epoxy type CT junction box | No | 9129 | 2 | 18258 | [8 empty] | 18258
43 | II0I001008 | 22KV Post Insulator | Set | 2748.9 | 1 | 2748.9 | [8 empty] | 2748.9
44 | II1I103003 | C- Type Wedge Connector Deer to Panther. | No | 2863.4 | 12 | 34360.8 | [8 empty] | 34360.8
45 |  | AC Contactor with Thermal Overload Relay (EMCO) | No | 7323.6 | 3 | 21970.8 | [8 empty] | 21970.8
46 | AA0A002010 | ACSR Rabbit conductor CUT IN PIECE | Km | 36000 | 0.72 | 25920 | [8 empty] | 25920
47 | CC1C114005 | LT XLPE cable 3.5 core, 240 sq mm | Mtr | 620 | 50 | 31000 | [8 empty] | 31000
48 | KK0K005001 | 33KV Lightening Arrester | No | 15000 | 1 | 15000 | [8 empty] | 15000
49 | II0I005001 | PG clamp Zebra to Zebra conductor | No | 850 | 8 | 6800 | [8 empty] | 6800
50 | II0I005002 | PG clamp Zebra to Panther conductor | No | 1000 | 3 | 3000 | [8 empty] | 3000
51 | PP0P013005 | Hack saw with frame | No | 584.1 | 2 | 1168.2 | [8 empty] | 1168.2
52 | SS6S611003 | Fuse NS type 10 A | No | 93.22 | 7 | 652.54 | [8 empty] | 652.54
53 | SS6S611001 | Fuse NS type 16 A | No | 147.5 | 5 | 737.5 | [8 empty] | 737.5
54 | PP0P016005 | Flexible steel wire rope 10mm dia | Mtr | 154.58 | 250 | 38645 | [8 empty] | 38645
55 | PP0P016006 | steel wire rope | Mtr | 50 | 500 | 25000 | [8 empty] | 25000
56 | AA0A002004 | ACSR Panther conductor (30+7/3.0mm) | Mtr | 162 | 400 | 64800 | [8 empty] | 64800
57 | AA0A002004 | ACSR Panther conductor (30+7/3.0mm) | Km | 99555.75 | 1.128 | 112298.886 | [8 empty] | 112298.886
58 | FF0F033006 | B Type tower stub | MT | 64876 | 0.5 | 32438 | [8 empty] | 32438
59 | FF0F043004 | Template with nut & bolt for 132 KV B+6 Tower | MT | 126503 | 0.922 | 116635.766 | [8 empty] | 116635.766
60 | FF0F033006 | B Type tower stub | MT | 47572 | 0.58916 | 28027.5195 | [8 empty] | 28027.5195
61 | FF0F013007 | D/C tower 83 B+3 Mtr Extension | MT | 47572 | 1.1056 | 52595.6032 | [8 empty] | 52595.6032
62 |  | Different tower parts incomplete B & C type tower | MT | 50000 | 5.2031 | 260152.5 | [8 empty] | 260152.5
63 | FF0F013001 | A Type Tower Incomplete | KG | 64.88 | 3119.52 | 202394.4576 | [8 empty] | 202394.4576
64 |  | Old and used Energy meter make Secure | No | 10000 | 1 | 10000 | [8 empty] | 10000
65 |  | Old and used Energy meter make L&T | No | 2500 | 2 | 5000 | [8 empty] | 5000
66 | NN4N412004 | Local remote Selector switch label trip-neutal-close 3 positions 4 ways | Nos | 1180 | 1 | 1180 | [8 empty] | 1180
67 | SS7S704006 | Double pole 6 Amp AC MCB | Nos | 590 | 2 | 1180 | [8 empty] | 1180
68 | II5I502005 | Double tension fitting for ACSR panther conductor | Set | 6938.4 | 8 | 55507.2 | [8 empty] | 55507.2
69 | II2I202002 | Tension fitting for GS E/W 7/10 SWG | Set | 814.2 | 5 | 4071 | [8 empty] | 4071
70 | II5I502005 | Single suspension fitting for ACSR panther conductor suitable for 70 KN disk insulator | Set | 3823.2 | 9 | 34408.8 | [8 empty] | 34408.8
71 | II3I303004 | Vibration damper for ACSR panther conductor | Nos | 885 | 15 | 13275 | [8 empty] | 13275
72 | II3I303009 | Vibration damper for GS earth wire 7/10 SWG | Nos | 700.92 | 1 | 700.92 | [8 empty] | 700.92
73 | II0I001003 | Disk insulator for 120 KN | Nos | 972.32 | 173 | 168211.36 | [8 empty] | 168211.36
74 | II0I001007 | Disk insulator for 70 KN | Nos | 759.92 | 31 | 23557.52 | [8 empty] | 23557.52
75 | AA0A002004 | ACSR Panther conductor | Km | 211833.65 | 0.408 | 86428.1292 | [8 empty] | 86428.1292
76 | FF0F013011 | "C'' type tower from Srinagar-Satpuli line and Srinagar-Simli lines with Nut & Bolt | MT | 32000 | 8.851 | 283232 | [8 empty] | 283232
77 | AA0A002004 | ACSR Panther conductor Cut in piece | Km | 211833.6 | 0.553 | 117143.9808 | [8 empty] | 117143.9808
78 | AA1A101002 | Earth wire 7/10 SWG | Km | 44100 | 0.006 | 264.6 | [8 empty] | 264.6
79 |  | MCB 40 Amp Double pole | Nos | 507.4 | 5 | 2537 | [8 empty] | 2537
80 |  | Low voltage HBC fuse (BS) Rated voltage 415 Volt rated current 32 Amp | No | 486.16 | 6 | 2916.96 | [8 empty] | 2916.96
81 | JJ3J301005 | Closing/tripping coil for 132 KV C.B ABB make | No | 6962 | 4 | 27848 | [8 empty] | 27848
82 | JJ3J301014 | Spring charge motor suitable for 132 KV C.B ABB make | No | 27612 | 3 | 82836 | [8 empty] | 82836
83 | JJ5J503006 | Tripping coil 110 volt DC Suitable for 33 KV VCB | No | 5894.1 | 1 | 5894.1 | [8 empty] | 5894.1
84 |  | 33 KV Circuit breaker old & used incomplete | No | 1000 | 1 | 1000 | [8 empty] | 1000
85 | NN4N405007 | Electrical Semaphore indication having Red & Green LED for open and close position110Volt DC/AC . | No | 3512.86 | 4 | 14051.44 | [8 empty] | 14051.44
86 | NN4N403001 | LED type 110 volt DC Indication Lamp RED colour | No | 460.2 | 6 | 2761.2 | [8 empty] | 2761.2
87 | NN4N403003 | LED type 110 volt DC Indication Lamp Green colour | No | 460.2 | 7 | 3221.4 | [8 empty] | 3221.4
88 | NN4N403002 | LED type 110 volt DC Indication Lamp Yellow colour | No | 460.2 | 3 | 1380.6 | [8 empty] | 1380.6
89 | NN4N403006 | LED type 110 volt DC Indication Lamp White colour | No | 460.2 | 2 | 920.4 | [8 empty] | 920.4
90 | NN4N403004 | LED type 110 volt DC Indication Lamp Blue colour | No | 460.2 | 8 | 3681.6 | [8 empty] | 3681.6
91 | MM3M304013 | Digital MW meter 110 V DC Accuracy class 0.5 | No | 14148.2 | 1 | 14148.2 | [8 empty] | 14148.2
92 | MM3M302005 | Digital Volt meter 110 V DC Accuracy class 0.5 | No | 7068.2 | 2 | 14136.4 | [8 empty] | 14136.4
93 |  | Air cooling fan 3 phase 415 volt .24 kw/0.33 hp 1375 rpm. | No | 14632 | 8 | 117056 | [8 empty] | 117056
94 | VV2V204007 | Empty Drum of T/F Oil | No | 200 | 4 | 800 | [8 empty] | 800
95 | CC1C103010 | 3.5 Core 70 Sq mm Aluminum (PVC) Power cable | Mtr | 536.9 | 100 | 53690 | [8 empty] | 53690
96 | JJ8J801010 | 33 KV CB clamp for ACSR panther conductor | No | 1177.64 | 2 | 2355.28 | [8 empty] | 2355.28
97 | VV3V303001 | 145 KV (5 core) CT (800/400/1A) | No | 169330 | 3 | 507990 | [8 empty] | 507990
98 | VV6V507002 | 145 KV Capacitive Voltage Transformer | No | 145730 | 3 | 437190 | [8 empty] | 437190
99 | CC1C103010 | 3.5 core*70Sq mmPower cable | Km | 513300 | 0.162 | 83154.6 | [8 empty] | 83154.6
100 |  | 33 KV CT Ratio 400/200/1A old used defective | NO | 1000 | 3 | 3000 | [8 empty] | 3000
101 | JJ3J301007 | Closing/Tripping coil for 132 KV Circuit Breaker | NO | 6490 | 4 | 25960 | [8 empty] | 25960
102 | JJ5J501006 | Closing/Tripping coil for 33 KV Circuit Breaker | NO | 5900 | 4 | 23600 | [8 empty] | 23600
103 | VV2V203001 | Silica gel | Kg | 577.02 | 24 | 13848.48 | [8 empty] | 13848.48
104 | JJ7J707001 | SF6 Gas | Kg | 7021 | 23 | 161483 | [8 empty] | 161483
105 | KK0K005001 | 120 KV Lighting Arrestor | No | 85255 | 9 | 767295 | [8 empty] | 767295
106 | KK0K003001 | 30 KV Lighting Arrestor | No | 26214 | 6 | 157284 | [8 empty] | 157284
107 | II0I006001 | PG Clamp Panther to panther | No | 1224.84 | 22 | 26946.48 | [8 empty] | 26946.48
108 | II0I001003 | 120 KN Disc Insulators (Used) | No | 500 | 58 | 29000 | [8 empty] | 29000
109 | II0I001007 | 70 KN Disc Insulator | No | 551.79 | 325 | 179331.75 | [8 empty] | 179331.75
110 | II0I001003 | 120 KN Disc Insulator | No | 942.77 | 60 | 56566.2 | [8 empty] | 56566.2
111 | II5I501005 | Single Tension Fitting for Panther conductor | Set | 3281.96 | 6 | 19691.76 | [8 empty] | 19691.76
112 | PP0P010003 | Bus bar turnbuckle for Tarantula conductor | No | 1416 | 16 | 22656 | [8 empty] | 22656
113 | II5I504005 | Pilot Fitting for ACSR Panther | Set | 1349.84 | 3 | 4049.52 | [8 empty] | 4049.52
114 |  | 132 KV CT clamp Suitable for Panther Conductor | Nos | 1800 | 14 | 25200 | [8 empty] | 25200
115 | SS5S501017 | Isolator clamp Suitable for Panther conductor | Nos | 1600 | 49 | 78400 | [8 empty] | 78400
116 |  | 33KV CT clamp Suitable for Panther Conductor | Nos | 1600 | 3 | 4800 | [8 empty] | 4800
117 |  | 132 KV CT clamp Suitable for Zebra Conductor | Nos | 2200 | 8 | 17600 | [8 empty] | 17600
118 | II5I508004 | Gun Fitting (Double) For Zebra Conductor | Set | 8000 | 7 | 56000 | [8 empty] | 56000
119 | II5I508005 | Gun Fitting (Double) For Panther Conductor | Set | 7000 | 8 | 56000 | [8 empty] | 56000
120 | II5I504005 | Single I suspension fitting (70 KN) for Panther conductor | Set | 5900 | 17 | 100300 | [8 empty] | 100300
121 | II5I501005 | Single Tension fitting (120KN)for Panther conductor | Nos | 7552 | 1 | 7552 | [8 empty] | 7552
122 |  | Fabrication Galvanizing & supply of normal stub /raised chimney stub for 5 no ARCON MAKE 132 kv D/C type -C tower with cleat including nuts & bolts HT | MT | 174640 | 2.035 | 355392.4 | [8 empty] | 355392.4
123 |  | Fabrication Galvanizing & supply of normal stub /raised chimney stub for 5 no ARCON MAKE 132 kv D/C type -C tower with cleat including nuts & bolts MS | MT | 171100 | 0.235 | 40208.5 | [8 empty] | 40208.5
124 |  | Fabrication Galvanizing & supply of various type of complete tower along with nuts & bolts washer body extension& leg extension normal tower (3 set) HT | MT | 174640 | 6.081 | 1061985.84 | [8 empty] | 1061985.84
125 |  | Fabrication Galvanizing & supply of various type of complete tower along with nuts & bolts washer body extension& leg extension normal tower (3 set) MS | MT | 171100 | 12.357 | 2114282.7 | [8 empty] | 2114282.7
126 |  | 3 mtr body extension HT | MT | 174640 | 0.379 | 66188.56 | [8 empty] | 66188.56
127 |  | 3 mtr body extension MS | MT | 171100 | 1.144 | 195738.4 | [8 empty] | 195738.4
128 |  | 6 mtr body extension HT | MT | 174640 | 0.713 | 124518.32 | [8 empty] | 124518.32
129 |  | 6 mtr body extension MS | MT | 171100 | 1.729 | 295831.9 | [8 empty] | 295831.9
130 |  | 9 mtr body extension HT | MT | 174640 | 1.092 | 190706.88 | [8 empty] | 190706.88
131 |  | 9 mtr body extension MS | MT | 171100 | 2.505 | 428605.5 | [8 empty] | 428605.5
132 |  | 0 mtr Leg extension HT | MT | 174640 | 0.368 | 64267.52 | [8 empty] | 64267.52
133 |  | 0 mtr Leg extension MS | MT | 171100 | 0.576 | 98553.6 | [8 empty] | 98553.6
134 |  | 1.5 mtr Leg extension HT | MT | 174640 | 0.536 | 93607.04 | [8 empty] | 93607.04
135 |  | 1.5 mtr Leg extension MS | MT | 171100 | 0.74 | 126614 | [8 empty] | 126614
136 |  | 3 mtr Leg extension HT | MT | 174640 | 0.704 | 122946.56 | [8 empty] | 122946.56
137 |  | 3 mtr Leg extension MS | MT | 171100 | 0.988 | 169046.8 | [8 empty] | 169046.8
138 |  | Supply of Galvanized Nut & bolts and washer | MT | 178180 | 1.55 | 276179 | [8 empty] | 276179
139 |  | 66 KV CVT with Junction box | No | 137470 | 1 | 137470 | [8 empty] | 137470
140 |  | 66 KV CT (400-200/1A) with Junction box | No | 96170 | 3 | 288510 | [8 empty] | 288510
[5 empty] | Sub /Total | 13708545.0303 | [8 empty] | 13708545.0303
Name of Zone: Garhwal Zone Roorkee |  | STORE INVENTORY OF APRIL -2026 OF SUB STATION
Name of Circle: 400 KV O&M CIRCLE Srinagar Garhwal
Name of Division: 132 KV O&M Division Simli.
Name of Sub Station: 66 KV S/S Karanprayag.
Month & Year - APRIL 2026. | [14 empty] | Grand Total
Sl.No. | Item code | Name of Item | Unit | Unit rate in Rs. | Useable |  | Unserviceble |  | Non moving |  | Obsolete |  | Scrap |  | Total Inventory Amt
[5 empty] | Qty | Total Amount in Rs. | Qty | Total Amount in Rs. | Qty | Total Amount in Rs. | Qty | Total Amount in Rs. | Qty | Total Amount in Rs.
1 | KK0K004001 | 72.5 KV LA with accessories spec.-10 KA, class 3, 60 KV | No | 10000 | 1 | 10000 | [8 empty] | 10000
2 | JJ7J707001 | SF-6 Gas(as per specifications) | Kg | 2354.1 | 3 | 7062.3 | [8 empty] | 7062.3
3 | VV2V204007 | Empty Drum of Transformer Oil | No | 200 | 40 | 8000 | [8 empty] | 8000
4 | VV2V204002 | Transformer Oil ( Old & Used) | Ltrs | 25 | 7100 | 177500 | [8 empty] | 177500
5 | JJ5J503006 | 33 KV Circuit Breaker VCB Along with support structure | No | 294970.5 | 1 | 294970.5 | [8 empty] | 294970.5
6 | VV3V305008 | 33 KV CT along with Connector & Junction Box | No | 56640 | 5 | 283200 | [8 empty] | 283200
7 | VV2V204007 | Empty Drum of Transformer Oil ( Old & Used) | No | 150 | 27 | 4050 | [8 empty] | 4050
8 | VV2V204002 | Transformer Oil ( Old & Used) | Ltrs | 25 | 4200 | 105000 | [8 empty] | 105000
9 |  | 66 Kv BUS POST INSULATOR | Nos | 24603 | 6 | 147618 | [8 empty] | 147618
10 | II034LI001008 | 33 Kv BUS POST INSULATOR | Nos | 8401.6 | 10 | 84016 | [8 empty] | 84016
11 | CC0C001018 | Control Cable Copper (PVC) 4 C* 2.5 sq.mm | km | 239492.8 | 0.98 | 234702.944 | [8 empty] | 234702.944
|  | Total |  |  |  | 1356119.744 | [8 empty] | 1356119.744
Name of Division:132 KV O&M Division Simli.
Name of Sub Station : 66 KV Karanprayag.
Month & Year : APRIL 2026.
Sl.No. | Item code | Name of Item | Unit | Unit rate in Rs. | Useable |  | Unserviceble |  | Non moving |  | Obsolete |  | Scrap |  | Total Inventory Amt
[5 empty] | Qty | Total Amount in Rs. | Qty | Total Amount in Rs. | Qty | Total Amount in Rs. | Qty | Total Amount in Rs. | Qty | Total Amount in Rs.
1 |  | PG CLAMP (DOG TO DOG) | Nos | 831.4286 | 35 | 29100 | [8 empty] | 29100
2 | II3I302008 | Repair Sleeve for Earth Wire | Nos | 601.8 | 3 | 1805.4 | [8 empty] | 1805.4
|  |  |  | Total Amt of Useable |  | 30905.4 |  | Total Amt of Unserviceble |  | Total Amt of Non Moving |  | Total Amt of Obsolete |  | Total Amt of Scrap | 30905.4
STORE INVENTORY OF APRIL-2026 OF 66 KV KOTHIYALSAIN S/S & LINE
Name of Zone: Garhwal Zone Roorkee
Name of Circle:400KV S/S Srinagar Garhwal
Name of Division:132 KV O&M Division Simli(G)
Name of Subdivision : 66 KV S/s Kothiyalsain & Line
Sl.No. | Item code | Name of Item | Unit | Unit rate in Rs. | Useable |  | Unserviceble |  | Non moving |  | Obsolete |  | Scrap
[5 empty] | Qty. | Total Amount in Rs. | Qty | Total Amount in Rs. | Qty | Total Amount in Rs. | Qty | Total Amount in Rs. | Qty | Total Amount in Rs. | Total Amount
1 | FF0F015002 | Damaged, bended and incomplete tower parts | MT | 4000 | 3.5 | 14000 | [8 empty] | 14000
2 | AA0A002007 | Old and used ACSR Dog conductor | Kg | 163.05 | [8 empty] | 788.4 | 128548.62 | 128548.62
3 | II0I001007 | Old and used Disc insulator | Nos. | 100 | 48 | 4800 | [8 empty] | 4800
4 | II5I501008 | Single tension fitting for ACSR Dog conductor suitable for 70 KN Disc insulator (complete fset including jumper cone) | set | 1593 | 37 | 58941 | [8 empty] | 58941
5 | II5I502008 | Double tension fitting for ACSR Dog conductor suitable for 70 KN Disc insulator( complete set including jumper cone) | Set | 3318.75 | 10 | 33187.5 | [8 empty] | 33187.5
6 | II3I303007 | Vibration damper for ACSR dog conductor | Nos. | 882.64 | 40 | 35305.6 | [8 empty] | 35305.6
7 | II3I301007 | Mid span compression joint for ACSR Dog conductor | Nos. | 611.24 | 39 | 23838.36 | [8 empty] | 23838.36
8 | FF4F403007 | Flexible copper bond | Nos. | 1018.34 | 24 | 24440.16 | [8 empty] | 24440.16
9 | II3I302002 | Repair sleeve for dog conductor | Nos. | 475.54 | 33 | 15692.82 | [8 empty] | 15692.82
10 | not available | Aluminium Pad Clamp | Nos. | 290.28 | 85 | 24673.8 | [8 empty] | 24673.8
11 | VV2V203001 | Silica gel | Kg | 578.2 | 0 | 0 | [8 empty] | 0
12 | VV2V204007 | Empty Drum of Transformer oil | Nos. | 501 | 3 | 1503 | [8 empty] | 1503
13 | SS0S004001 | Old ,used,Defective and incomplete 66 KV isolator | Nos. | 750 | [8 empty] | 3 | 2250 | 2250
14 | AA0A002007 | ACSR Dog conductor | Km. | 139830 | 0.26 | 36355.8 | [8 empty] | 36355.8
15 | II0I001007 | Disc insulator 70 KN | Nos. | 971.14 | 109 | 105854.26 | [8 empty] | 105854.26
16 | II5I501010 | Tension fitting for GS earthwire 7/3.15mm or 7/10 SWG | Set | 2500 | 12 | 30000 | [8 empty] | 30000
17 | II5I504010 | Suspension fitting for GS earthwire 7/3.15mm or 7/10 SWG | Set | 2500 | 12 | 30000 | [8 empty] | 30000
18 | II3I301009 | Mid span compression joint for 7/3.15mm GS Earthwire or 7/10 SWG | Nos. | 2500 | 12 | 30000 | [8 empty] | 30000
19 | II3I302009 | Repair sleeve for GS Earthwire | Nos. | 750 | 12 | 9000 | [8 empty] | 9000
20 | FF4F403007 | Flexible copper bond for 7/3.15mm7/3.15mm GS Earthwire or 7/10 SWG | Nos. | 900 | 12 | 10800 | [8 empty] | 10800
21 |  | PG clamp suitable for 7/3.15 mm GS Earthwire or 7/10 SWG | Nos. | 800 | 10 | 8000 | [8 empty] | 8000
22 | JJ7J707001 | SF6 Gas Cylinder | Kg | 2301 | 20 | 46020 | [8 empty] | 46020
23 |  | Old,Defective and Obsolete MOCB Circuit Breaker | Nos. | 2000 | [8 empty] | 1 | 2000 | 2000
24 | JJ0J005010 | Defected 33 KV VCB Circuit Breaker | Nos. | 50000 | 1 | 50000 | [8 empty] | 50000
25 | VV6V504002 | Old ansd used 66 KV PTs | Nos. | 700 | [6 empty] | 3 | 2100 |  |  | 2100
26 | VV3V304001 | Old and used 66 KV CTs in leakage condition | Nos. | 700 | [6 empty] | 3 | 2100 |  |  | 2100
27 | JJ5J503006 | Trip coil suitable for CGL 33 KV VCB 110 volt 40 ohms | Nos. | 2590 | 1 | 2590 | [8 empty] | 2590
28 | JJ5J503008 | Closing coil suitable for CGL 33 KV VCB 110 volt 40 ohms | Nos. | 2590 | 1 | 2590 | [8 empty] | 2590
29 | JJ4J401002 | Trip coil for SF-6 ABB 66 KV EXIN400834 110 volt DC Circuit Breaker | Nos. | 5180.2 | 1 | 5180.2 | [8 empty] | 5180.2
30 | JJ4J401004 | Closing coil for SF-6 ABB 66 KV EXIN400834 110 volt DC Circuit Breaker | Nos. | 5180.2 | 1 | 5180.2 | [8 empty] | 5180.2
31 | JJ4J401002 | Trip coil For seimens 66 KV SF-6 Circuit Breaker 110 volt DC | Nos. | 4377.8 | 1 | 4377.8 | [8 empty] | 4377.8
32 | JJ4J401004 | Closing coil For seimens 66 KV SF-6 Circuit Breaker 110 volt DC | Nos. | 4377.8 | 1 | 4377.8 | [8 empty] | 4377.8
33 | NA | 33 KV polymer pin insulator | Nos. | 328.04 | 0 | 0 | [8 empty] | 0
34 | NA | 33 KV polymer Disc insulator | Nos. | 318.6 | 6 | 1911.6 | [8 empty] | 1911.6
35 | NA | Gun fitting 70 KN | Nos. | 1652 | 0 | 0 | [8 empty] | 0
36 | NA | Old and used CGL 14 C Over Current Earthfault relay | Nos. | 1000 | 2 | 2000 | [8 empty] | 2000
37 |  | O/C, E/F protection relay(REX 521) | Nos. | 5000 | 1 | 5000 | [8 empty] | 5000
Grand Total | [5 empty] | 625619.9 | 0 |  | 0 |  |  | 4200 | Total | 132798.62 | 762618.52
STORE INVENTORY FOR THE MONTH OF APRIL-2026 OF SUB STATION.
Name of Zone: Garhwal Zone Roorkee
Name of Circle:400KV S/S Srinagar Garhwal
Name of Division:132KV O&M Division Simli
Name of Sub Station : 66 KV S/s JOSHIMATH
Sl.No. | Item code | Name of Item | Unit | Unit rate in Rs.(with GST) | Useable |  | Unserviceble |  | Non moving |  | Obsolete
[5 empty] | Qty | Total Amount in Rs. | Qty | Total Amount in Rs. | Qty | Total Amount in Rs. | Qty | Total Amount in Rs. |  | Total Amount in Rs.
1 | VV2V202005 | Silica gel Breather | Nos | 14744 | 1 | 14744
2 | JJ7J707001 | SF6 gas | Kg | 2301 | 20 | 46020
3 | VV5V407030 | 66kv CT clamp made of aluminium alloy with GI nut bolt and washer suitable for dog conductor | Nos | 1593 | 2 | 3186
4 | II0I006003 | Aluminium alloy 3 bolted PG clamp made out of LM6 alloy with hot dip galvanized bolt and nut suitable for Panther to Dog ACSR conductor | Nos | 890.9 | 6 | 5345.4
5 | SS5S501026 | 66kv Isolator clamp made of aluminium alloy with GI nut bolt and washer suitable for dog conductor | Nos | 826 | 4 | 3304
6 | JJ4J401002 | Closing/Tripping coil for 66Kv circuit breaker | Nos | 6608 | 2 | 13216
7 | JJ5J503008 | Closing/Tripping coil for 33Kv circuit breaker | Nos | 6608 | 6 | 39648
8 | JJ7J701008 | Limit switch for 66Kv circuit breaker | Nos | 2714 | 4 | 10856
9 | Not available | Metal Pad clamp with fastners | Nos | 323.32 | 40 | 12932.8
10 | Not available | Single phase panel heater | Nos | 706.82 | 6 | 4240.92
11 | Not available | Old used and defective C&R panel of transformer | Nos | 1000 |  |  | 1 | 1000
12 | Not available | 66KV old, used and defective CT(In leakage condition) | Nos | 700 |  |  | 3 | 2100
13 | Not available | 33KV old, used and defective CT(In leakage condition) | Nos | 500 |  |  | 3 | 1500
14 | Not available | 66KV PG clamp suitable for ACSR Panther to Panther conductor | Nos | 1224.84 | 12 | 24496.8
15 | VV2V203001 | Silica gel | Kg | 391.76 | 25 | 9794
16 | SSS501025 | 33kv Isolator clamp made of aluminium alloy with GI nut bolt and washer suitable for Dog conductor | Nos | 814.2 | 10 | 8142
17 | SS5S501017 | 66kv Isolator clamp made of aluminium alloy with GI nut bolt and washer suitable for panther conductor | Nos | 831.9 | 13 | 10814.7
18 | YY1Y106022 | 110V battery charger | Set | 235528 | 1 | 235528
|  | Grand Total |  |  |  | 442268.62 |  | 4600
STORE INVENTORY FOR THE MONTH OF APRIL-2026 OF LINE.
Name of Zone: Garhwal Zone Roorkee
Name of Circle:400KV S/S Srinagar Garhwal
Name of Division:132KV O&M Division Simli(G).
Name of Sub Station : 66 KV JOSHIMATH
Sl.No. | Item code | Name of Item | Unit | Unit rate in Rs. | Useable |  | Unserviceble |  | Non moving |  | Obsolete |  | Scrap
[5 empty] | Qty | Total Amount in Rs. | Qty | Total Amount in Rs. | Qty | Total Amount in Rs. | Qty | Total Amount in Rs. | Qty | Total Amount in Rs.
1 | Not Avilable | Composite Polymer 66kv ,90KN Long Rod Insulator (Ball and Socket type) | Nos | 1420 | 12 | 17040
2 | PP3P301004 | Safety Belt | Nos | 2944 | 2 | 5888
3 | PP0P021011 | Single Sheave Pulley Open type(5Ton Capacity) | Nos | 4484 | 3 | 13452
4 | PP0P021011 | Single Sheave Pulley Close type(5Ton Capacity) | Nos | 4484 | 3 | 13452
5 | PP0P018005 | D-Shackle 4.5 MTCapacity 2'' | Nos | 590 | 3 | 1770
6 | FF0F014002 | Old & Use Galvanized tower Parts. (MS Steel) | MT | 50000 | 9.151 | 457550
7 | AA0A002007 | Old & Use ACSR conductor (IN Diff. Bits) | km | 300 | 2.2 | 660
8 | AA1A101002 | Old & Use earth wire (IN Diff. Bits) | km | 150 | 0.92 | 138
9 | II0I001007 | Old & Use Disc Insulator 70KN | Nos | 100 | 197 | 19700
10 | Not Avilable | 33KV , 10KN Polymer pin insulator ith pin for dog conductor | Nos | 339 | 53 | 17967
11 | Not Avilable | Composite Polymer 66kv ,70KN Long Rod Insulator (Ball and Socket type) | Nos | 1545 | 40 | 61800
12 | Not Avilable | 4-U Bolt strain gun fitting for dog conductor | Nos | 432 | 45 | 19440
13 | Not Avilable | MS Channel 125x65mm | Kg | 72 | 560 | 40320
14 | Not Avilable | MS Channel 100x50mm | Kg | 65 | 342 | 22230
15 | Not Avilable | MS angle 50x50x5mm | Kg | 65 | 158 | 10270
16 | Not Avilable | MS angle 65x65x5mm | Kg | 70 | 198 | 13860
17 | Not Avilable | MS angle 75x75x5mm | Kg | 70 | 186 | 13020
[5 empty] | Sub total | 728557
Name of Circle/Zone: Garhwal
Name of Division: 132kV O&M Division, Srinagar(G)
Name of Substation: 132kV Substation, Srinagar (G)
Month : May, 2026
S.N0 | Item Code | Name of Item | Unit | Unit rate in Rs. | Useable |  | Unserviceable |  | Non Moving |  | Obsolete |  | Scrap |  | Total Inventory Amount
[5 empty] | Qty. | Total Amount in Rs. | Qty. | Total Amount in Rs. | Qty. | Total Amount in Rs. | Qty. | Total Amount in Rs. | Qty. | Total Amount in Rs.
(A) | JE (SUBSTATION) ASHA PANWAR
1 | KK2K102009 | 66 KV LA Base Insulator | No. | 100 | 2 | 200 | [8 empty] | 200
2 | KK0K004001 | 66 KV LA 10KA | No. | 400 | 1 | 400 | [8 empty] | 400
3 | II0I001008 | 22 KV Post Insulator | No. | 400 | 1 | 400 | [8 empty] | 400
4 | VV1V103032 | LV Line Bushing of 5 MVA T/F | No. | 1500 | 1 | 1500 | [8 empty] | 1500
5 | VV4V306001 | 11 KV CT 200-100/5 for protection & metering | No. | 1000 | [6 empty] | 3 | 3000 |  |  | 3000
6 | VV2V210009 | Valve wef 1½" for 5MVA T/F | No. | 500 | 1 | 500 | [8 empty] | 500
7 | VV2V204007 | Empty Transfomer Oil Drum | No. | 200 | 137 | 27400 | 0 | 0 |  |  |  |  | 0 | 0 | 27400
8 | FF1F108003 | U-Bolt | No. | 30 | 4 | 120 | [8 empty] | 120
9 | FF1F108003 | Nut for U-Bolt | No. | 20 | 32 | 640 | [8 empty] | 640
10 | FF0F045001 | Cleat for column "CAA" | No. | 50 | 3 | 150 | [8 empty] | 150
11 | FF3F303002 | Stay Rod 17.5 mm² with nut | No. | 120 | 20 | 2400 | [8 empty] | 2400
12 | FF4F402001 | Al Strip 25mm*3mm thick | Kg. | 50 | 16.5 | 825 | [8 empty] | 825
13 | FF4F401002 | RS Joist 116x100mm | Kg. | 14 | 880.52 | 12327.28 | [8 empty] | 12327.28
14 | FF4F401001 | RS Joist 150x150 mm 10 Mtr Long. | No. | 1000 | 2 | 2000 | [8 empty] | 2000
15 | FF2F206005 | MS Plate | Kg. | 14 | 270 | 3780 | [8 empty] | 3780
16 | QQ1Q106001 | GC Sheet | Kg. | 10 | 108 | 1080 | [8 empty] | 1080
17 |  | GI step nut & bolt | No. | 40 | 100 | 4000 | [8 empty] | 4000
18 |  | GI spring washer 5/8" | No. | 0.5 | 2552 | 1276 | [8 empty] | 1276
19 |  | GI washer 50x50x6 mm | Kg. | 20 | 20 | 400 | [8 empty] | 400
20 | FF1F101023 | GI bolt & nut 50mm´5/8" | Kg. | 20 | 144 | 2880 | [8 empty] | 2880
21 | FF1F101026 | GI bolt & nut 1½"´5/8" | Kg. | 20 | 27 | 540 | [8 empty] | 540
22 | FF1F101068 | GI bolt & nut ofs. | Kg. | 15 | 48 | 720 | [8 empty] | 720
23 | FF1F101047 | GI bolt & nut 27´12mm | Kg. | 20 | 19 | 380 | [8 empty] | 380
24 | FF1F101046 | GI bolt & nut 30´12mm | Kg. | 20 | 9 | 180 | [8 empty] | 180
25 |  | GI bolt & nut with washer 25´6mm | No. | 4 | 57 | 228 | [8 empty] | 228
26 | FF3F301006 | Round pole 8.5 mtr. | No. | 800 | 1 | 800 | [8 empty] | 800
27 | FF4F404004 | GI pipe 3" dia, 6.3 mtr. | No. | 500 | 1 | 500 | [8 empty] | 500
28 |  | DC Contactor | No. | 50 | 6 | 300 | [8 empty] | 300
29 | VV1V101035 | 36 KV LV bushing for 40 MVA T/F | No. | 38000 | 1 | 38000 | [8 empty] | 38000
30 | II5I501003 | ACSR Deer conductor | Mtr. | 100 | 40 | 4000 | [8 empty] | 4000
31 | VV4V306003 | Double core/double ratio type "R", 50 VA, CT for 11 KV | No. | 4000 | [6 empty] | 3 | 12000 |  |  | 12000
32 | VV4V307001 | 11 KV CT 400-200/1A | No. | 6050 | [6 empty] | 2 | 12100 |  |  | 12100
33 | KK0K004001 | 72.5 KV LA with accessories, spec.-10 KA, class 3, 60 KV | No. | 10000 | 1 | 10000 | [8 empty] | 10000
34 | II0I001007 | Disc Insulator 7000 Kg. capacity | No. | 250 | 8 | 2000 | [8 empty] | 2000
35 | II5I501005 | Single tension fitting Bolted Type for panther conductor (complete) | No. | 2832.96 | 2 | 5665.92 | [8 empty] | 5665.92
36 | SS6S617006 | Fuse for silicon & germanium rectifier (75 amp) suitable for Battery Charger. | No. | 844.44 | 1 | 844.44 | [8 empty] | 844.44
37 |  | Kick fuse for micro switch suitable for Battery Charger. | No. | 561.82 | 1 | 561.82 | [8 empty] | 561.82
38 | NN5N506005 | Poly Corbonate Seal | No. | 16.83 | 50 | 841.5 | [8 empty] | 841.5
39 | NN5N506006 | Paper Seal | No. | 15.81 | 50 | 790.5 | [8 empty] | 790.5
40 | VV3V305008 | 36 KV CT,CTR-400/200/1,Accuracy 0.2 | No. | 48900 | 1 | 48900 | [8 empty] | 48900
41 | MM3M304016 | 3 Phase 440V Energy Meter | No. | 4900 | 1 | 4900 | [8 empty] | 4900
42 | MM3M303010 | 3 Phase 4 Wire Digital Amp Meter | No. | 2400 | 1 | 2400 | [8 empty] | 2400
43 | MM3M302005 | 3 Phase 4 Wire Digital Volt Meter | No. | 2400 | 1 | 2400 | [8 empty] | 2400
44 | JJ0J005010 | 33 KV SF-6 CB (Old & used & Damage) | No. | 1500 |  |  | 1 | 1500 | [6 empty] | 1500
45 | II0I003001 | PG clamp For M to M conductor | No. | 250 | [6 empty] | 1 | 250 |  |  | 250
46 | VV3V304002 | 72.5 KV CT,CTR-200/100/01(Old Used) | No. | 15000 | [6 empty] | 2 | 30000 |  |  | 30000
47 | KK0K005001 | 33 KV LA(Old&Used) dismantled. | No. | 464 |  |  | 7 | 3248 | [6 empty] | 3248
48 | SS0S003001 | 132 KV Isolator (Old Used & dismantled) | No. | 1000 |  |  | 5 | 5000 | [6 empty] | 5000
49 | SS0S005001 | 33 KV Isolator (Old Used & dismantled) | No. | 250 |  |  | 5 | 1250 | [6 empty] | 1250
50 | VV6V505001 | 33 KV 3ph PT(Old Used & Obsolete)dismantled. | No. | 500 | [6 empty] | 1 | 500 |  |  | 500
51 | VV6V504002 | 132 KV PT (Old & used) Damage | No. | 1000 | [6 empty] | 3 | 3000 |  |  | 3000
52 | JJ0J003008 | 132 KV MOCB (old & used) (Obsolete) | No. | 5000 | [6 empty] | 1 | 5000 |  |  | 5000
53 | SS6S610018 | HRC Fuse Fitting 20-32A,415V AC, Kit-Kat type complete. | No. | 165 | 15 | 2475 | [8 empty] | 2475
54 | JJ5J503006 | 33KV vacuum Circuit Breaker (old,used) | No. | 10000 | 1 | 10000 | [8 empty] | 10000
55 | VV7V701010 | 132 KV PT Clamp (As per Sample) | No. | 1228 | 5 | 6140 | [8 empty] | 6140
56 | KK0K003001 | 132 KV LA (old & used) (Obsolete) | No. | 500 | [6 empty] | 1 | 500 |  |  | 500
57 | MM4M401007 | Electronic Trivector Meter ER300P. | No. | 5000 | 9 | 45000 | [8 empty] | 45000
58 | MM4M401007 | Secure 3 Phase 4 Wire E-3MO21 Meter. | No. | 2000 | 1 | 2000 | [8 empty] | 2000
59 | MM4M401007 | Secure 3 Phase 3 Wire energy meter. | No. | 10 | [6 empty] | 3 | 30 |  |  | 30
60 | SS4S402001 | 33 KV Isolator Jaw | No. | 4965 | 1 | 4965 | [8 empty] | 4965
61 | VV4V305013 | 33 KV CT Ratio 200/100/01A (OLD & Used) | No. | 500 | 2 | 1000 | [8 empty] | 1000
62 | NN1N102003 | RTCC /PLTC Pannel 132/33 KV 40 MVA T/F (Old, used) | No. | 5000 |  |  | 1 | 5000 | [6 empty] | 5000
63 | NN1N102003 | RTCC /PLTC Pannel 132/33 KV 20 MVA T/F (Old, used) | No. | 1000 |  |  | 1 | 1000 | [6 empty] | 1000
64 | VV2V204000 | Transformer OIL (old, used) | Ltr | 5 | 4800 | 24000 | [8 empty] | 24000
65 | PP2P206002 | Distilled water plant's heating element | No. | 578.2 | 7 | 4047.4 | [8 empty] | 4047.4
66 | NN0N001004 | DCDB panel 110V (old, used, obsolete) | No. | 1000 | [6 empty] | 1 | 1000 |  |  | 1000
67 | SS6S601001 | ACDB panel 440V 400A 3phase (old, used, damaged) | No. | 1500 |  |  | 1 | 1500 | [6 empty] | 1500
68 | VV4V305013 | 33KV CT (200/100/1A) (Damaged) | No. | 1000 |  |  | 1 | 1000 | [6 empty] | 1000
69 | VV3V303007 | 145KV CT (200/100/1A) (Old, Damaged) | No. | 500 | [8 empty] | 1 | 500 | 500
70 | MM0M007003 | Buchholz Relay (Old, used & defective) | No. | 100 | [6 empty] | 4 | 400 |  |  | 400
71 | VV2V206001 | Oil Temperature Indicator (old & Defective) | No. | 20 | [6 empty] | 4 | 80 |  |  | 80
72 | VV2V207001 | Winding Temperature Indicator (old & Defective) | No. | 20 | [6 empty] | 4 | 80 |  |  | 80
73 | VV2V211001 | Marshalling box (old & obsolete) | No. | 200 | [6 empty] | 4 | 800 |  |  | 800
74 | VV3V304002 | 72.5 KV CT,CTR-200/100/01(Old Used) | No. | 500 | [6 empty] | 1 | 500 |  |  | 500
75 | VV6V507006 | 33kv PT (33kv/110v) | No. | 41300 | 2 | 82600 | [8 empty] | 82600
76 | VV3V305006 | 33kv CT (800-400/1A) | No. | 56640 | 3 | 169920 | [8 empty] | 169920
77 | VV3V305008 | 33kv CT (400-200/1A) | No. | 56640 | 1 | 56640 | [8 empty] | 56640
78 | VV0V006002 | Station Transformre 11/0.4KV | No. | 25000 | 1 | 25000 | [8 empty] | 25000
79 | AA0A002003 | ACSR Zebra Conductor | KM | 264500 | 1.3 | 343850 | [8 empty] | 343850
80 | AA0A002004 | ACSR mix Conductor (Old, used) | Mtr. | 100 | [8 empty] | 200 | 20000 | 20000
81 | II0I004005 | Deer to Panther Clamps (Old, used) | No. | 40 | [6 empty] | 12 | 480 |  |  | 480
82 | SS5S501017 | 33KV isolator clamps (old, used) | No. | 30 | [6 empty] | 10 | 300 |  |  | 300
83 | VV3V303007 | 132KV CT(200-100/1A) with Junction box | No. | 178180 | 2 | 356360 | [8 empty] | 356360
84 | SS5S501017 | 132KV Isolator Clamp | No. | 1357 | 2 | 2714 | [8 empty] | 2714
85 | SS5S501015 | Isolator Clamp for Zebra conductor | No. | 944 | 5 | 4720 | [8 empty] | 4720
86 | SS4S402001 | 33KV Isolator Jaw | No. | 5310 | 1 | 5310 | [8 empty] | 5310
87 | VV2V207001 | WTI | No. | 27435 | 1 | 27435 | [8 empty] | 27435
88 | VV2V206001 | OTI | No. | 27435 | 1 | 27435 | [8 empty] | 27435
89 | VV2V209001 | PRV (75mm valve) | No. | 15045 | 2 | 30090 | [8 empty] | 30090
90 | VV2V209001 | PRV (150mm valve) | No. | 15753 | 2 | 31506 | [8 empty] | 31506
91 | VV3V303007 | 132KV CT (200/100/1A) (Damaged) | No. | 1000 | [8 empty] | 1 | 1000 | 1000
92 | KK0K003001 | 132KV LA (damaged) | No. | 200 | [8 empty] | 1 | 200 | 200
93 | II0I001006 | Disc Insulator 90KN | No. | 250 | 48 | 12000 | [8 empty] | 12000
94 | VV6V504002 | 66KV PT (old & dismantelled) | No. | 5000 | [6 empty] | 3 | 15000 |  |  | 15000
95 | II0I004005 | Al Alloy PG clamp for Panther to Deer conductor | No. | 1121 | 4 | 4484 | [8 empty] | 4484
96 | II0I004003 | Al Alloy PG clamp for Deer to Deer conductor | No. | 1062 | 3 | 3186 | [8 empty] | 3186
97 | SS5S501017 | Isolator and CB clamps (old, used) | No. | 400 | 6 | 2400 | [8 empty] | 2400
98 | KK3K201007 | 33kv LA clamps(old, used) | No. | 200 | 3 | 600 | [8 empty] | 600
99 | VV2V215012 | 33kV side Bushing clamps for 40MVA T/R (old, used) | No. | 500 | 3 | 1500 | [8 empty] | 1500
100 | SS0S005001 | 33kv Isolator (damaged) | No. | 100 | [8 empty] | 1 | 100 | 100
101 | VV5V407033 | 33kV CT clamp suitable for ACSR Panther conductor. | No. | 1239 | 7 | 8673 | [8 empty] | 8673
102 | VV7V701010 | 33KV PT Clamp | No. | 1239 | 5 | 6195 | [8 empty] | 6195
103 | VV5V407033 | 33KV CT Clamp | No. | 1239 | 5 | 6195 | [8 empty] | 6195
104 |  | Silica Gel (Blue Crystal) size: 8-12 mm | KG | 613.6 | 24 | 14726.4 | [8 empty] | 14726.4
105 |  | Copper bond flexible (9mm x 500mm) | No. | 1109.2 | 8 | 8873.6 | [8 empty] | 8873.6
Total | [5 empty] | 1519270.86 |  | 19498 |  | 0 |  | 85020 |  | 21800 | 1645588.86
Sub-Total (A) | [5 empty] | 1645588.86 | [8 empty] | 1645588.86
(B) | JE (Line) Mahipal Singh
1 | II3I306004 | Aluminum Jumper Cone Suitable For Panther Conductor. | No. | 930.67 | 2 | 1861.34 | [8 empty] | 1861.34
2 | II5I501005 | Al Single Tension Fitting compressed type (incomplete) | No. | 300 | [8 empty] | 2 | 600 | 600
3 | AA1A102001 | GI Stay Wire 7/8 SWG | Kg. | 12 | 528 | 6336 | [8 empty] | 6336
4 | II3I301008 | Mid span joint for E/W 7/9 | No. | 454 |  |  | 2 | 908 | [6 empty] | 908
5 | AA1A101002 | 7/10 SWG Earth wire and Hardwear | Km | 500 | [8 empty] | 70.7 | 35350 | 35350
6 | II3I305004 | Armor rod set for Panther Conducor | Set | 250 | 3 | 750 | [8 empty] | 750
7 | PP0P002004 | Aluminum Aerial Roller 450 mm Spacing | No. | 11149 | 10 | 111490 | [8 empty] | 111490
8 | FF0F015002 | Single circuit B type tower (old, used & damage) without Stub and Nuts & Bolts | Mt. | 5000 | [8 empty] | 1.2 | 6000 | 6000
9 | II0I001003 | 120 KN disc insulator (old & used) | No. | 200 | 44 | 8800 | [8 empty] | 8800
10 | II3I303004 | Vibration damper for ACSR panther conductor (old & used) | No. | 500 | 2 | 1000 | [8 empty] | 1000
11 | II3I303009 | Vibration damper for GS Earth wire 7/10 SWG | No. | 1457.82 | 2 | 2915.64 | [8 empty] | 2915.64
12 | II0I001003 | Disc Insulator 120 KN | No. | 1187.86 | 30 | 35635.8 | [8 empty] | 35635.8
13 | FF0F043012 | C type S/C tower template (C+0 tower) | MT | 111920.36 | 0.7376 | 82552.4575 | [8 empty] | 82552.4575
14 | II31301004 | MS Joint | No. | 499.8 | 3 | 1499.4 | [8 empty] | 1499.4
15 | AA0A002004 | ACSR Panther Conductor (Old &Used Damaged) in bits | Mtr | 100 | 650 | 65000 | [8 empty] | 65000
16 | FF0F015002 | Single circuit C type tower (old & used) without Stub and Nut& Bolts | Mt. | 5000 | [6 empty] | 5 | 25000 |  |  | 25000
17 | II1I105001 | "C" Type Boltless Wedge Clamp for Panther to Panther Conductor | No. | 1964.73 | 7 | 13753.11 | [8 empty] | 13753.11
18 | II51501005 | Single tension fitting for ACSR panther conductor suitable for 120 KN Disc insulator | Nos. | 2694.14 | 8 | 21553.12 | [8 empty] | 21553.12
19 | II0I001003 | Disc insulator 120 KN | Nos. | 1147.75 | 65 | 74603.75 | [8 empty] | 74603.75
20 | II3I307006 | Danger plate | Nos. | 285.97 | 0 | 0 | [8 empty] | 0
21 | II3I307001 | Number Plate | Nos. | 143.46 | 0 | 0 | [8 empty] | 0
22 | II3I307003 | Phase Plate (Set of Three). | Sets. | 222.43 | 0 | 0 | [8 empty] | 0
23 | FF0F015002 | Tower parts of 220KV and 132KV different type of tower (old used and dismantled) | MT. | 15000 | 4.4 | 66000 | [8 empty] | 66000
24 | AA0A002004 | ACSR Panther Conductor | KM | 211833.6 | 0.22 | 46603.392 | [8 empty] | 46603.392
25 |  | OPGW (24 Fiber) Old & Used | Mtr. | 50 | 150 | 7500 | [8 empty] | 7500
26 |  | GI Nut, Bolt & Washer off Size | Kg. | 10 | 115 | 1150 | [8 empty] | 1150
27 | II1I110001 | T type clamp made of aluminium alloy suitable to panther to panther conductor | Nos. | 2100.43 | 14 | 29406.02 | [8 empty] | 29406.02
28 |  | Earthwire Bracket/Downlead clamp suitable for GS earthwire 7/9 or 7/10 SWG | Nos. | 118 | 82 | 9676 | [8 empty] | 9676
29 |  | Clamp suitable for 7/3.15 or 7/9 or 7/10 SWG Earth wire | Nos. | 826 | 16 | 13216 | [8 empty] | 13216
Total | [5 empty] | 601302.0295 |  | 908 |  | 0 |  | 25000 |  | 41950 | 669160.0295
Sub-Total (B) | [5 empty] | 669160.0295 | [8 empty] | 669160.0295
TOTAL (A+B) (In Rs.) | [5 empty] | 2120572.8895 |  | 20406 |  | 0 |  | 110020 |  | 63750 | 2314748.8895
Name of Zone: Garhwal
Name of Circle: O&M 400 KV Srinagar (G)
Name of Division: 132 KV O&M Division Srinagar (G)
Name of Substation: 132 KV Substation Kotdwar
Month: April - 2026 (Upto 22.04.2026)
S. No. | Item Code | Name of Item | Unit | Unit Rate in Rs. | Useble |  | Unservicable |  | Non Moving |  | Obsolate |  | Scrap |  | Remark
[5 empty] | Qty. | Total Amount in Rs. | Qty. | Total Amount in Rs. | Qty. | Total Amount in Rs. | Qty. | Total Amount in Rs. | Qty. | Total Amount in Rs.
1 | NN0N002003 | Distance protection panel | No. | 380000 | 1 | 380000 | - | - | - | - | - | - | - | - | -
2 | FF1F105002 | 16 mm Dia galv. HRH Bolt & nut 60mm | No. | 15.21 | 1548 | 23545.08 | - | - | - | - | - | - | - | - | -
3 | FF1F105001 | 16 mm Dia galv. HRH Bolt & nut 65mm | No. | 16.58 | 3045 | 50486.1 | - | - | - | - | - | - | - | - | -
4 | FF1F101068 | Nut & bolt (off size ) | Mt. | 65000 | 0.15 | 9750 | - | - | - | - | - | - | - | - | -
5 |  | Foundation anchor bolt | No. | 532.4 | 314 | 167173.6 | - | - | - | - | - | - | - | - | -
6 |  | 40X16 mm Anti Thept Nut & Bolt | Kg. | 195 | 74 | 14430 | - | - | - | - | - | - | - | - | -
7 |  | Anti oxidant forging terminal stud size 10X50 mm | No. | 111.8 | 5 | 559 | - | - | - | - | - | - | - | - | -
8 |  | Anti oxidant forging terminal stud size 10X50 mm | No. | 112.36 | 50 | 5618 | - | - | - | - | - | - | - | - | -
9 | FF0F050004 | ABR Structure for gantary | Mt. | 65000 | 1.707 | 110955 | - | - | - | - | - | - | - | - | -
10 | FF0F050025 | Steel structure PTV (PN) | Mt. | 30000 | 0.6559 | 19677 | - | - | - | - | - | - | - | - | -
11 | FF0F043001 | SS Template for A type D/C Tower | Mt. | 47572 | 0.514 | 24452.008 | - | - | - | - | - | - | - | - | -
12 | II3I301008 | Mid span joint for steel Portion 7/9 SWG panther conductor | No. | 677.6 | 11 | 7453.6 | - | - | - | - | - | - | - | - | -
13 | II3I301009 | Mid span joint for 7/3.15 GS earth wire | No. | 110 | 18 | 1980 | - | - | - | - | - | - | - | - | -
14 | II3I301004 | Mid span joint for Aluminium Portion ACSR panther conductor | No. | 794.5 | 24 | 19068 | - | - | - | - | - | - | - | - | -
15 | II5I504005 | Suspension fitting for ACSR Panther conductor | No. | 891 | 1 | 891 | - | - | - | - | - | - | - | - | -
16 | II5I501005 | Single tension fitting for ACSR Panther conductor | No. | 908 | 1 | 908 | - | - | - | - | - | - | - | - | -
17 |  | Dead end fitting for ACSR Panther conductor | No. | 1804.65 | 1 | 1804.65 | - | - | - | - | - | - | - | - | -
18 | II5I501009 | Tension fitting for earth wire | No. | 908 | 7 | 6356 | - | - | - | - | - | - | - | - | -
19 | II3I302004 | Repair sleeve for ACSR Panther conductor | No. | 149 | 6 | 894 | - | - | - | - | - | - | - | - | -
20 | II3I301009 | Mid span joint for 7/10 SWG Earth wire | No. | 675.33 | 1 | 675.33 | - | - | - | - | - | - | - | - | -
21 | PP0P001002 | Come along clamp deer | No. | 250 | 2 | 500 | - | - | - | - | - | - | - | - | -
22 | II5I504005 | 33 KV Disc fitting for ACSR panther | No. | 825 | 4 | 3300 | - | - | - | - | - | - | - | - | -
23 | II0I001007 | Disc Insulator 70 KN (B&S) | No. | 280.51 | 5 | 1402.55 | - | - | - | - | - | - | - | - | -
24 |  | Control cable 2 X 2.5 mm² | Km. | 65000 | 0.55 | 35750 | - | - | - | - | - | - | - | - | -
25 | FF0F050022 | Galvanized structure CCR colum & beam | Kg. | 71.4 | 1445.88 | 103235.832 | - | - | - | - | - | - | - | - | -
26 | VV5V406005 | CT/PT Junction box | No. | 4307.33 | 3 | 12921.99 | - | - | - | - | - | - | - | - | -
27 |  | JRC- 124, 1-1 A Aux-75 +0150 V (Neutral unbalanced current relay) | No. | 6876 | 1 | 6876 | - | - | - | - | - | - | - | - | -
28 | MM0M008004 | JRV-022, Aux-75 +0150 V (Difine time under voltage relay) | No. | 5845 | 1 | 5845 | - | - | - | - | - | - | - | - | -
29 | MM0M008001 | JRV-042, Aux-75 +0150 V (Difine time over voltage relay) | No. | 5845 | 1 | 5845 | - | - | - | - | - | - | - | - | -
30 | NN4N412003 | 132 KV/33 KV TNC Switch for control panel 20Amp | No. | 9068.65 | 2 | 18137.3 | - | - | - | - | - | - | - | - | -
31 | JJ7J701014 | 33 KV Auxiliary Switch 13NO+ 13NC | No. | 4914.55 | 1 | 4914.55 | - | - | - | - | - | - | - | - | -
32 | JJ7J701016 | Closed trip camp switch 8NO+ 8NC | No. | 6804 | 1 | 6804 | - | - | - | - | - | - | - | - | -
33 | JJ5J503010 | Spring charge motor for 33 KV BHEL make | No. | 39044 | 1 | 39044 | - | - | - | - | - | - | - | - | -
34 | MM0M019009 | Glass relay MKL3P-I 250 V AC 28 V DC 7 Amp. 11 pin | No. | 1129.32 | 3 | 3387.96 | - | - | - | - | - | - | - | - | -
35 | MM0M019010 | Glass relay MKL3P-N 250 V AC 28 V DC 7 Amp. 11 pin | No. | 1129.32 | 2 | 2258.64 | - | - | - | - | - | - | - | - | -
36 | MM3M304009 | Watt meter suitable for CTR 400/1 A | No. | 14770.5 | 2 | 29541 | - | - | - | - | - | - | - | - | -
37 | II1I105001 | C-Type boltless clamp with stoper suitable for panther to panther conductor | No. | 1722.8 | 3 | 5168.4 | - | - | - | - | - | - | - | - | -
38 | II1I102001 | C-Type boltless clamp with stoper suitable for moose to moose conductor | No. | 3728.8 | 8 | 29830.4 | - | - | - | - | - | - | - | - | -
39 | II1I102004 | C-Type boltless clamp with stoper suitable for moose to panther conductor | No. | 3280.4 | 4 | 13121.6 | - | - | - | - | - | - | - | - | -
40 | VV6V507004 | 145 KV CVT accuracy class 0.2 Mehru make | No. | 179910.79 | 1 | 179910.79 | - | - | - | - | - | - | - | - | -
41 | VV3V303004 | 132 KV CT 400/200/1 A, 0.2 accuracy (Repaired) | No. | 2500 | 1 | 2500 | - | - | - | - | - | - | - | - | -
42 |  | ACSR Panther conductor in pieces (Old) | Km. | 50000 | 2.925 | 146250 | - | - | - | - | - | - | - | - | -
43 | II0I001003 | 120 KN Disc Insulator (Old) | No. | 250 | 88 | 22000 | - | - | - | - | - | - | - | - | -
44 |  | Pilot Fitting for ACSR Panther Conductor suitable for 70 KN Disc Insulator | Set | 3610.8 | 8 | 28886.4
45 | FF0F050028 | B Type DC Galvanized steel lattice tower with Bolts, Nuts, flat washers, pack washers & stub including 3 mtr., 6 mtr., & 9 mtr body extension (Stub) HT | Mt. | 105916.8 | 0.6519 | 69047.1619
46 |  | B Type DC Galvanized steel lattice tower with Bolts, Nuts, flat washers, pack washers & stub including 3 mtr., 6 mtr., & 9 mtr body extension (Stub) MS | Mt. | 93880.8 | 0.0241 | 2262.5273
47 |  | ACSR Panther Conductor (in bits) | Km. | 198594 | 0.355 | 70500.87
48 |  | GS Earth wire 7/10 SWG (in bits) | Km. | 66198 | 0.214 | 14166.372
49 | II5I501010 | Tension Fitting for GS Earth wire 7/10 SWG | Set | 962.88 | 1 | 962.88
50 | II3I302004 | Repair Sleave for Panther Conductor | No. | 962.88 | 1 | 962.88
51 |  | Deep Suspension fitting for ACSR Panther Conductor | Set | 0 | 1 | 0
52 | II0I006001 | PG Clamp for ACSR Panther Conductor | No. | 0 | 4 | 0
53 |  | C Type Galvanized steel lattice tower with Bolts, Nuts, flat washers, pack washers & stub including 3 mtr., 6 mtr., & 9 mtr body extension (X-Arm) MS | Mt. | 93880.8 | 0.79959 | 75066.1489
54 | AA0A002001 | ACSR Moose Conductor | Km. | 483800 | 0.07 | 33866
55 | II1I102001 | C-Typa boltless wedge clamp with stoper for Moose to Moose conductor | No. | 2891 | 30 | 86730
56 | II1I105001 | C-Typa boltless wedge clamp with stoper for Panther to Panther conductor | No. | 2631.4 | 35 | 92099
57 | II1I102004 | C-Typa boltless wedge clamp with stoper for Moose to Panther | No. | 2891 | 25 | 72275
58 | VV3V305006 | 36 KV outdoor CT ratio 800/400/1 Amp. 3 Core, class 0.2 with junction box | No. | 46020 | 2 | 92040
59 | II0I001007 | 70 KN Disc Insulators (O&U) | No. | 150 | 108 | 16200
60 |  | Pad Type Circuit Breaker Clamp for Panther Conductor | No. | 1416 | 2 | 2832
61 |  | Pad Type Isolator Clamp for Panther Conductor | No. | 1416 | 2 | 2832
62 |  | CT Clamp for Panther Conductor | No. | 1475 | 1 | 1475
63 |  | Pad Type Circuit Breaker Clamp for Moose Conductor | No. | 2330.5 | 6 | 13983
64 |  | Pad Type Isolator Clamp for Moose Conductor | No. | 2360 | 6 | 14160
65 |  | CT Clamp for Twin Moose Conductor | No. | 2360 | 3 | 7080
66 |  | Isolator Clamp Bi-Directional Type for Panther Conductor | No. | 2124 | 5 | 10620
67 |  | 33 KV SF6 CGL make circuit breaker (old &used &dismantaled), Damaged | No. | 3000 | - | - | 1 | 3000 | - | - | - | - | - | - | PSDF
68 |  | 33 KV SF6 ABB make circuit breaker (old&used & dismantaled), Damaged | No. | 3000 | - | - | 1 | 3000 | - | - | - | - | - | - | PSDF
69 |  | 132 KV CT 400/200/1 A (old & used), Damaged | No. | 2500 | - | - | 3 | 7500 | - | - | - | - | - | - | PSDF
70 |  | 33 KV PT (old & used), Damaged | No. | 1500 | - | - | 3 | 4500 | - | - | - | - | - | - | PSDF
71 |  | 33 KV VCB BHEL make (old, used & dismentled), Damaged | No. | 2500 | - | - | 1 | 2500 | - | - | - | - | - | - | PSDF
72 |  | 33 KV CT 800/400/1 A damaged | No. | 1500 | - | - | 2 | 3000 | - | - | - | - | - | - | -
73 |  | 33 KV CT 400/200/1 A damaged | No. | 1000 | - | - | 3 | 3000 | - | - | - | - | - | - | -
74 |  | 33 KV Circuit breaker ABB make (O&U) damaged | No. | 1000 |  |  | 1 | 1000 | - | - | - | - | - | - | -
75 |  | 33 KV CT 800/400/1 A damaged | No. | 1500 | - | - | 1 | 1500 | - | - | - | - | - | - | PSDF
76 |  | 33 KV PT 3-Ph. (old & used)/ Repairable | No. | 1500 | - | - | - | - | - | - | 1 | 1500 | - | - | PSDF
77 |  | Numerical Relay REX-521 make ABB (old & used)/Repairable | No. | 2500 | - | - | - | - | - | - | 2 | 5000 | - | - | PSDF
78 |  | ACDB (Old & Defective)/Repairable | No. | 5000 | - | - | - | - | - | - | 1 | 5000 | - | - | PSDF
79 |  | DCDB (Old & Defective)/Repairable | No. | 1000 | - | - | - | - | - | - | 1 | 1000 | - | - | PSDF
80 |  | 132 KV LA (old & used) | No. | 500 | - | - | - | - | - | - | 10 | 5000 | - | - | PSDF
81 |  | 33 KV CT 400/200/1 A (old & used) | No. | 1500 | - | - | - | - | - | - | 9 | 13500 | - | - | PSDF
82 |  | 33 KV LA (old & used) | No. | 100 | - | - | - | - | - | - | 12 | 1200 | - | - | PSDF
83 |  | 33 KV Isolator without earth switch (old & used)/Repairable | No. | 1500 | - | - | - | - | - | - | 2 | 3000 | - | - | PSDF
84 |  | 33 Bus post insulator (old & used) | No. | 100 | - | - | - | - | - | - | 12 | 1200 | - | - | PSDF
85 |  | Numerical relay MICOM P111 (old & used) | No. | 1500 | - | - | - | - | - | - | 2 | 3000 | - | - | PSDF
86 |  | 132 KV CVT (old & used) | No. | 2500 | - | - | - | - | - | - | 8 | 20000 | - | - | PSDF
87 |  | 132 KV CVT (old & used) | No. | 2500 | - | - | - | - | - | - | 3 | 7500 | - | -
88 |  | 132 KV CT 200/100/1 A (old & used) | No. | 2500 | - | - | - | - | - | - | 6 | 15000 | - | - | PSDF
89 |  | 33 KV tripple feeder C&R Panel without relay | No. | 3000 | - | - | - | - | - | - | 2 | 6000 | - | - | PSDF
90 |  | Jeep M&M Model 5400 PP 2189 soft | No. | 24701.9 | - | - | - | - | - | - | - | - | 1 | 24701.9 | -
91 |  | Mechanical relay (O&U) | No. | 300 | - | - | - | - | - | - | - | - | 4 | 1200 | PSDF
92 |  | Iron scrap | Kg. | 10 | - | - | - | - | - | - | - | - | 40 | 400 | -
93 |  | 2 V Battery cell, 200 AH (O&U Unusable ) | No. | 5 | - | - | - | - | - | - | - | - | 55 | 275 | -
94 |  | 132 KV Pneumatic type circuit breaker CGL make (old, used, defective & dismentaled), Damaged | No. | 5000 | - | - | - | - | - | - | - | - | 1 | 5000 | PSDF
95 |  | 132 KV Pneumatic type circuit breaker ABB make (old, used, defective & dismentaled), Damaged | No. | 5000 | - | - | - | - | - | - | - | - | 1 | 5000 | PSDF
96 |  | 132 KV LA (old, used & damaged) | No. | 100 | - | - | - | - | - | - | - | - | 2 | 200 | PSDF
97 |  | 132 KV LA (old & used & damaged) | No. | 500 | - | - | - | - | - | - | - | - | 3 | 1500 | PSDF
98 |  | RTCC Panel (defective) | No. | 500 | - | - | - | - | - | - | - | - | 1 | 500 | PSDF
99 |  | Tower parts (scrap) | Mt. | 15000 | - | - | - | - | - | - | - | - | 4 | 60000 | -
100 |  | T/F Cooling fan size 450 mm (Damage) | No. | 100 | - | - | - | - | - | - | - | - | 4 | 400 | -
101 |  | Battery charger make Expo-fyn (Old & Defective) | No. | 2000 | - | - | - | - | - | - | - | - | 1 | 2000 | -
102 |  | ACSR Panther conductor Scrap | Kg. | 15 | - | - | - | - | - | - | - | - | 40 | 600 | -
103 |  | 132 KV C-type Tower parts scrap | MT. | 15000 | - | - | - | - | - | - | - | - | 0.8 | 12000 | -
104 |  | Differential Relay (defective) | No. | 200 | - | - | - | - | - | - | - | - | 1 | 200 | -
105 |  | ACSR Panther Conductor bits (Scrap) | Km. | 50000 | - | - | - | - | - | - | - | - | 0.7 | 35000 | -
106 |  | Earth Wire bits (Scrap) | Km. | 15000 | - | - | - | - | - | - | - | - | 0.2 | 3000 | -
107 |  | 33 KV VCB CGL make circuit breaker (old & used & dismantaled) / Not Repairable | No. | 3000 | - | - | - | - | - | - | - | - | 1 | 3000 | PSDF
108 |  | 33 KV CT 800/400/1 A (old & used)/Not Repairable | No. | 1500 | - | - | - | - | - | - | - | - | 2 | 3000 | PSDF
109 |  | 132 KV LA (old & used & damaged) | No. | 500 | - | - | - | - | - | - | - | - | 1 | 500 | -
110 |  | 33 KV PT (old & used), Damaged | No. | 1500 | - | - | - | - | - | - | - | - | 1 | 1500 | -
111 |  | 2V Battery Cell 300AH (Old & unusable) | No. | 50 | - | - | [6 empty] | 55 | 2750
112 |  | Battery Charger make Caldyne (Old & Defective) | No. | 2000 | - | - | [6 empty] | 1 | 2000
| Total (in Rs.) |  |  |  |  | 2233268.6201 | - | 29000 | - | - | - | 87900 | - | 164726.9 | -
| Grand Total (in Rs.) |  |  |  |  | 2514895.5201
132 KV satpuli STORE INVENTORY FOR APRIL 2026 OF SUB STATION CUM LINES
S. No. | Item code | Name of Items | Unit | Unit Rate (in Rs) | Useable |  | Unserviceable |  | Non Moving |  | Obsolete |  | Scrap |  | Total inventory Amount
[5 empty] | Qty | Total amount in Rs. | Qty | Total amount in Rs. | Qty | Total amount in Rs. | Qty | Total amount in Rs. | Qty | Total amount in Rs.
1 | FF2F201004 | M.S. Round 36mm | MT | 35313.2 | 1.488 | 52546.0416 | [8 empty] | 52546.0416
2 | FF2F202005 | MS Flat 32x6mm | MT | 35313 | 0.325 | 11476.725 | [8 empty] | 11476.725
3 | CC2C201001 | H.F.Cable | KM | 81492 | [8 empty] | 0.551 | 44902.092 | 44902.092
4 | AA1A101002 | Earth wire | KM | 38038 | 0.319 | 12134.122 | [8 empty] | 12134.122
5 | PP2P223007 | NOKIA 130DS, Rm-1035 | Nos | 2390 | 1 | 2390 | [8 empty] | 2390
6 | VV3V302004 | 245KV CT 800/300/1 Amp | Nos | 170000 | 2 | 340000 | [8 empty] | 340000
7 |  | I-Tel Power Pro (smartphone)P41 | Nos | 5300 | 1 | 5300 | [8 empty] | 5300
8 |  | Biometric Attendance System Bio 27 | Nos | 13900 | [8 empty] | 1 | 13900 | 13900
9 | KK0K005001 | 33KV Lighting arrester | Nos | 15000 | 1 | 15000 | [8 empty] | 15000
10 | MM0M002007 | Differential relay ABB make RADSB(Old and used) | Nos | 70000 |  |  | 1 | 70000 | [6 empty] | 70000
11 |  | Annunciator (24 window) | Nos | 18360 | [8 empty] | 1 | 18360 | 18360
12 |  | Used and dirty Oil filled drums | Nos | 6000 |  |  | 3 | 18000 | [5 empty] | 0 | 18000
13 | VV2V210003 | Gate Valve (used and damaged) | Nos | 1000 | [8 empty] | 1 | 1000 | 1000
14 | VV3V303002 | CT 145KV 800/400/1 (Used and damaged) | Nos | 5000 | [8 empty] | 3 | 15000 | 15000
15 | KK0K003001 | 145KV LA (Damaged and Burned) | Nos | 50 | [8 empty] | 3 | 150 | 150
16 | VV2V204007 | Empty oil drums | Nos | 200 | 47 | 9400 | [6 empty] | 72 | 14400 | 23800
17 | VV3V305009 | CT 33KV 400/200/1A (Damaged and bursted) | Nos | 500 | [8 empty] | 3 | 1500 | 1500
18 | II0I001007 | 70KN Disc Insulator | Nos | 551.79 | 402 | 221819.58 | [8 empty] | 221819.58
19 | II5I504005 | Pilot fitting for ACSR Panther | Set | 1349.84 | 59 | 79640.56 | [8 empty] | 79640.56
20 | II3I301004 | Mid span compression joint for ACSR panther | Nos | 804.61 | 4 | 3218.44 | [8 empty] | 3218.44
21 | II3I302004 | Repair sleeve for ACSR Panther | Nos | 487 | 53 | 25811 | [8 empty] | 25811
22 | KK0K005001 | 33KV LA damaged and bursted | Nos | 500 | [8 empty] | 1 | 500 | 500
23 | JJ0J005010 | 33KV VCB ABB make (Old & Used) Defective. | NOS | 2000 | [8 empty] | 2 | 4000 | 4000
24 | VV3V303006 | 132KV CT 200/100/1(Old Used, defective and broken) | NOS | 50 | [8 empty] | 2 | 100 | 100
25 | JJ0J005010 | 33KV VCB (old, used & damaged) | Nos | 1500 | [8 empty] | 2 | 3000 | 3000
26 | VV3V303003 | 145KV (5 Core) Current Transformer 400/200/1 | NOS | 165200 | 1 | 165200 | [8 empty] | 165200
27 | VV3V305004 | 36KV (5 Core) Current Transformer (1 Phase) (800/400/1 Amp) | NOS | 55460 | 4 | 221840 | [8 empty] | 221840
28 | VV2V204000 | Transformer oil (old and used) | LTR | 25 | 7064 | 176600 | [8 empty] | 176600
29 | CC0C002006 | 2.5sqmm 14 core control cable | KM | 531000 | 0.354 | 187974 | [8 empty] | 187974
30 |  | Flange 3" size with nut and bolts. | NOS | 1357 | 2 | 2714 | [8 empty] | 2714
31 | VV6V505002 | 36KV Potential Transformer (1 Phase) | Nos | 41300 | 2 | 82600 | [8 empty] | 82600
32 | AA0A002004 | ACSR Panther conductor in Pieces | Mtr. | 30 | 1290 | 38700 | [8 empty] | 38700
33 | FF0F015002 | Tower Part (Incomplete and Damaged) | MT | 25000 | 3.85 | 96250 | [8 empty] | 96250
34 | VV3V303005 | 145KV (5 Core) Current Transformer (Ratio 200/100/1A) with junction box | Nos | 178180 | 1 | 178180 | [8 empty] | 178180
35 | PP2P223001 | Samsung A04e Smartphone. | Nos | 14500 | 1 | 14500 | [8 empty] | 14500
36 | II3I301008 | Mid span joint for steel portion 7/9 SWG Panther Conductor | Nos | 677.6 | 3 | 2032.8 | [8 empty] | 2032.8
37 | II3I301004 | Mid span joint for aluminum portion ACSR Panther conductor. | Nos | 794.5 | 3 | 2383.5 | [8 empty] | 2383.5
38 | II3I302004 | Repair sleeve for ACSR Panther conductor. | Nos | 149 | 2 | 298 | [8 empty] | 298
39 | CC0C004018 | 2 core, 2.5 Sq mm control cable | Mtr. | 118 | 100 | 11800 | [8 empty] | 11800
40 | CC1C103014 | 4 core, 16 Sq mm power cable | Mtr. | 206.5 | 200 | 41300 | [8 empty] | 41300
41 | VV3V303002 | 132KV CT with clamp (Old and Dismentled) | Nos | 60000 | 1 | 60000 | [8 empty] | 60000
42 | FF0F015002 | 132KV C-type Tower parts scrap. | MT | 15000 | [8 empty] | 0.8 | 12000 | 12000
43 | II2I205002 | Aluminium Pad Clamps for E/W. | NOS | 292.64 | 100 | 29264 | [8 empty] | 29264
44 | JJ7J707001 | Electronegative SF6 Gas | KG | 6549 | 7 | 45843 | [8 empty] | 45843
45 | II0I001003 | 120KN Disc insulator | NOS | 500 | 200 | 100000 | [8 empty] | 100000
46 |  | 110V DCDB | NOS | 413000 | 1 | 413000 | [8 empty] | 413000
Total in Rs. | [5 empty] | 2649215.7686 |  | 88000 |  | 0 |  | 0 |  | 128812.092 | 2866027.8606
INVENTORY (Stock)
Name of Zone - Garhwal Zone
Name of Circle - O& M Circle Rishikesh
Name of Division- O&M Division 220 KV Sub Station Chamba Tehri Garhwal.
Name of Sub Station- 220 KV Sub Station Chamba T.G. Line
Month- |  | 2026-04-01
S.No. | Item Code | Name of item | Unit | Unit Rate in RS. | Useable |  | Unserviceable |  | Non-Moving |  | Obsolete |  | Scrap
[5 empty] | Qty. | Total Amount in Rs. | Qty. | Total Amount in Rs. | Qty. | Total Amount in Rs. | Qty. | Total Amount in Rs. | Qty. | Total Amount in Rs.
1 | II2I202001 | S/T clamp Suitable for 7/9 SWG E/W | No. | 35 | 10 | 350 | [8 empty] | 10
2 | PP0P018009 | D Shackle | No. | 20 | 5 | 100 | [8 empty] | 5
3 |  | Extension Link | No. | 50 | 8 | 400 | [8 empty] | 8
4 | FF0F042012 | Template 'C' Type (1 set) W/O Nut & Bolt | Mt. | 43115 | 1.087 | 46866.005 | [8 empty] | 1.087
5 | II3I301008 | Mid Span compression joint for earth wire size 7/3.66mm | No. | 96.98 | 18 | 1745.64 | [8 empty] | 18
6 | II3I301003 | Mid span compression joint suitable for ACSR Zebra conductor | No. | 1773.8 | 18 | 31928.4 | [8 empty] | 18
7 | II3I303004 | Vibration damper suitable for ACSR Zebra conductor | No. | 1436 | 94 | 134984 | [8 empty] | 94
8 | II3I302003 | Repair Sleeve suitable for ACSR Zebra conductor | No. | 369.31 | 66 | 24374.46 | [8 empty] | 66
9 | II0I005001 | PG clamp Zebra to Zebra | No. | 875.79 | 0 | 0 | [8 empty] | 0
10 | II0I001007 | Disc insulator 70 KN | No. | 340 | 0 | 0 | [8 empty] | 0
11 |  | ACSR Zebra conductor Damaged in bits | Mt. | 20000 | 8.085 | 161700 | [8 empty] | 8.085
12 | FF0F042005 | Template 220 KV DC 'C' type tower W/O Nut & Bolt( Incomplete) | Mt. | 106500 | 1.242 | 132273 | [8 empty] | 1.242
13 | FF0F042013 | Template +6 mtr extension 'C' type tower W/O Nut & Bolt ( Incomplete) | Mt. | 43115 | 1.211 | 52212.265 | [8 empty] | 1.211
14 | FF0F042011 | Template +6 Mtr. Extension 'B' type tower W/O Nut & Bolt (incomeplete) | Mt. | 43115 | 1.145 | 49366.675 | [8 empty] | 1.145
15 |  | ACSR zebra conductor (Old used and dismantled) | Km. | 100000 | 17.648 | 1764800 | [8 empty] | 17.648
16 |  | 7/9 SWG E/W (Old used and dismantled) | Km. | 20000 | 0.869 | 17380 | [8 empty] | 0.869
17 |  | Disc insulator 160 KN ( Old used and dismantled) | No. | 100 | 346 | 34600 | [8 empty] | 346
18 |  | Vibration damper for Zebra (Old used and dismantled) | No. | 50 | 154 | 7700 | [8 empty] | 154
19 |  | Vibration damper for 7/9 SWG E/W ( Old used and dismantled) | No. | 25 | 22 | 550 | [8 empty] | 22
20 |  | PG clamp Zebra to Zebra (Old used and dismantled) | No. | 50 | 16 | 800 | [8 empty] | 16
21 |  | G.I Nut Bolt& Washer (Old used and dismantled) | Kg. | 15 | 1106.17 | 16592.55 | [8 empty] | 1106.17
22 |  | G.I Tower part (Old used and dismantled) | Mt. | 15000 | 32.409 | 486135 | [8 empty] | 32.409
23 | II5I502004 | Double Tension fitting for ACSR Zebra conductor | Set. | 17277.91 | 2 | 34555.82 | [8 empty] | 2
24 | II5I504004 | Single suspension fitting for ACSR Zebra conductor suitable for 70 KN disc insulator | Set. | 2753.67 | 5 | 13768.35 | [8 empty] | 5
25 | II5I501009 | Tension fitting for GS Earth wire 7/9 SWG | No. | 2645.68 | 6 | 15874.08 | [8 empty] | 6
26 | II5I504009 | Suspension fitting for GS Earth wire 7/9 SWG | No. | 2645.68 | 2 | 5291.36 | [8 empty] | 2
27 | II0I001007 | Disc insulator 70 KN | No. | 777.23 | 3 | 2331.69 | [8 empty] | 3
28 | II3I304003 | Hanger rod suitable for 220 KV D/C A type tower | No. | 701.91 | 22 | 15442.02 | [8 empty] | 22
29 | FF0F021008 | B+6 type S/C tower, stub (galvanized) ( including nut bolt and washer) | Mt. | 106590.82 | 0.489 | 52122.911 | [8 empty] | 0.489
30 |  | MS Joint for Zebra cond. (Steel) | No. | 100 | 0 | 0 | [8 empty] | 0
31 |  | Scrap for G.I. tower parts, fitting | Kg. | 15 | 0 | 0 | [6 empty] | 0 | 0 | 0
32 |  | ACSR Deer conductor damaged in bits | Km. | 25000 | 0 | 0 | [6 empty] | 0 | 2250 | 0
33 |  | G.I tower parts 220 KV C Type S/c Tower( Old used and dismantled) | Mt. | 15000 | 7.5 | 112500 | [8 empty] | 7.5
34 | AA0A002003 | ACSR Zebra Conductor. | Km. | 264500 | 9.481 | 2507724.5 | [8 empty] | 9.481
35 | AA1A101001 | G.I Earth wire 7/9 SWG(6.64x1)x1.02 | Km. | 49200 | 4.454 | 219136.8 | [8 empty] | 4.454
36 | II3I303004 | Vibration damper for Zebra Conductor | No. | 650 | 8 | 5200 | [8 empty] | 8
37 | II3I303008 | Vibration damper for GS Earth Wire 7/9 SWG | No. | 450 | 7 | 3150 | [8 empty] | 7
38 |  | +6 Mtr. Extension of C type tower (Fabricated) | Kg. | 52 | 2415.74 | 125618.48 | [8 empty] | 2415.74
39 | FF1F109005 | G.I washer 16x10 mm | kg. | 95 | 48.88 | 4643.6 | [8 empty] | 48.88
40 | FF0F002213 | Super structure tower type'C' with stub & Cleat (Only stub and cleat) | Mt. | 159300 | 0.826 | 131581.8 | [8 empty] | 0.826
41 | II5I501009 | Single Tension fitting for GS Earth wire 7/3.66 mm | No. | 2124 | 1 | 2124 | [8 empty] | 1
42 | II3I302003 | Repair Sleeves for ACSR Zebra Conductor | No. | 177 | 3 | 531 | [8 empty] | 3
43 | PP0P016006 | Steel wire rope 8 mm Thick | Mtr. | 233.64 | 115 | 26868.6 | [8 empty] | 115
44 | II1I103001 | C wedge clamp Deer to Deer | No. | 4525.3 | 12 | 54303.6 | [8 empty] | 12
45 | II1I103002 | C wedge clamp Deer to Zebra | No. | 4484 | 14 | 62776 | [8 empty] | 14
46 | FF1F101016 | G.I Nut and Bolt size 16x65 mm | No. | 16.58 | 628 | 10412.24 | [8 empty] | 628
47 | FF1F1101008 | Step Bolt 5/8"x175mm | No. | 20 | 63 | 1260 | [8 empty] | 63
48 | II5I501004 | Tension Fitting for Single ACSR Zebra Conductor | Set. | 1997 | 2 | 3994 | [8 empty] | 2
49 |  | PG Clamp Zebra to Zebra | No. | 882 | 0 | 0 | [8 empty] | 0
50 |  | PG Clamp (Old used and dismantled) | No. | 100 | 8 | 800 | [8 empty] | 8
51 |  | Flexible copper bond for 7/3.66mm GS Earth wire or 7/9 SWG | No. | 472 | 20 | 9440 | [8 empty] | 20
52 |  | PG clamp suitable for 7/9 SWG Earth Wire | No. | 365.8 | 30 | 10974 | [8 empty] | 30
53 |  | Tension Fitting for GS Earth wire 7/3.66 SWG | No. | 601.8 | 10 | 6018 | [8 empty] | 10
54 |  | Earthing Lug Suitable for Earth wire 7/9 SWG | No. | 106.2 | 32 | 3398.4 | [8 empty] | 32
55 |  | Bull dofg grip clamp suitable for Earth wire 7/9 SWG | No. | 141.6 | 100 | 14160 | [8 empty] | 100
56 |  | Turn Buckle 2 ton capacity | No. | 3186 | 20 | 63720 | [8 empty] | 20
57 |  | Nuts and Bolts M 16x35mm | Kg. | 154.58 | 62 | 9583.96 | [8 empty] | 62
58 |  | Nuts and Bolts M 16x50mm | Kg. | 154.58 | 35.9 | 5549.422 | [8 empty] | 35.9
59 |  | Nuts and Bolts M 16x55mm | Kg. | 154.58 | 133.08 | 20571.5064 | [8 empty] | 133.08
60 |  | Nuts and Bolts M 16x60mm | Kg. | 154.58 | 135.8 | 20991.964 | [8 empty] | 135.8
61 |  | Nuts and Bolts M 16x65mm | Kg. | 154.58 | 110.45 | 17073.361 | [8 empty] | 110.45
62 |  | Nuts and Bolts M 16x70mm | Kg. | 154.58 | 75 | 11593.5 | [8 empty] | 75
63 |  | Nuts and Bolts M 16x75mm | Kg. | 154.58 | 100 | 15458 | [8 empty] | 100
64 |  | Tower part of 220 KV S/C B type tower | Mt. | 15000 | 5.161 | 77415 | [8 empty] | 5.161
65 |  | Single Tension fitting (160 KN) Single Zebra Conductor along with all accessories | Set. | 13540.5 | 31 | 419755.5 | [8 empty] | 31
66 |  | Single Tension fitting (160 KN) Single Deer along with all accessories | Set. | 13540.5 | 10 | 135405 | [8 empty] | 10
67 |  | Double Tension fitting (160 KN) for single Zebra (suitable for 1x2 insulator string) along with all accessories | Set. | 23600 | 13 | 306800 | [8 empty] | 13
68 |  | Double Tension fitting (160 KN) for single Deer (suitable for 1x2 insulator string) along with all accessories | Set. | 23688.5 | 6 | 142131 | [8 empty] | 6
69 |  | Repair sleeve for ACSR Deer along with all accessories | Nos. | 1504.5 | 5 | 7522.5 | [8 empty] | 5
70 |  | Supply of Mid span compression joint for ACSR Zebra along with all accessories | Nos. | 1852.6 | 21 | 38904.6 | [8 empty] | 21
71 |  | Mid span compression joint for ACSR Deer along with all accessories | Nos. | 1834.9 | 5 | 9174.5 | [8 empty] | 5
72 |  | Preformed Armour Rod Suitable ACSR Zebra Conductor | Nos. | 7139 | 1 | 7139 | [8 empty] | 1
73 |  | Disc Insulator 7000kg. Capacity | Nos. | 280 | 70 | 19600 | [8 empty] | 70
74 |  | Single supsension fitting for Zebra Conductor (90KN) | Set. | 10030 | 7 | 70210 | [8 empty] | 7
75 |  | Pilot fitting for zebra Conductor (90KN) | Nos. | 8850 | 3 | 26550 | [8 empty] | 3
76 |  | Flexible Cu Bond For Earthwire | Nos. | 8850 | 1 | 8850 | [8 empty] | 1
77 |  | Zebra to Zebra PG Clamp | Nos. | 2124 | 542 | 1151208 | [8 empty] | 542
[5 empty] | 0 | 9006066.0594 |  | 0 |  | 0 |  | 0 |  | 2250
Name of Store Incharge- Sangeeta Negi (JE)
Name of the Zone : Garhwal Zone | [6 empty] | For the Month of : M/o April2026(01/04/26 to 22/04/26)
Name of Circle- 400kV O&M Circle Rishikesh
Name of the Division : 220kV O&M Division Chamba T.G.
Name of the Substation: 220kV Substation Chamba T.G.
Sl. No. | Item Code | Description of Items | Unit | Rate | Useable |  | Unserviceable |  | Non-Moving |  | Obsolete |  | Scrap
[5 empty] | Qty | Total Amount in Rs. | Qty | Total Amount in Rs. | Qty | Total Amount in Rs. | Qty | Total Amount in Rs. | Qty | Total Amount in Rs.
1 | VV1V101022 | HT Bushing for 25 MVA T/F-I (220/33 KV) | No | 100000 | 0 | 0 |  |  |  |  | 1 | 100000
2 | VV1V101022 | HT Bushing for 25 MVA T/F-II (220/33 KV) | No | 150000 | 1 | 150000
3 | ZZ2Z005004 | 250 KVA T/F Bushing rod | No | 1250 | 3 | 3750
4 | VV3V305009 | 36 KV CT 400/200/1 Amp | No | 8428.6 | 3 | 25285.8
5 | ZZ2Z005004 | 33 KV CT 500/1Amp | No | 18500 | 3 | 55500
6 | ZZ2Z005004 | ADD ON block | No | 250 | 5 | 1250
7 | ZZ2Z005004 | Contactor TC Make 110 Volt | No | 800 | 3 | 2400
8 | NN4N407001 | Time Delay Block | No | 250 | 1 | 250
9 | ZZ1Z001001 | Empty nytrogen cylinder | No | 3500 | 1 | 3500
10 | FF2F206002 | Fabricated fish plate 125x125x12 mm | No | 170 | 8 | 1360
11 | ZZ2Z005004 | 245 KV Post insulator (solid core) | No | 15768 | 3 | 47304
12 | ZZ1Z002001 | Sleeper cut piece wooden | No | 20 | 11 | 220
13 | ZZ2Z005004 | ST Pole | No | 700 | 1 | 700
14 | YY1Y108035 | Contactor TC Make 24 Volt DC | No | 850 | 6 | 5100
15 | ZZ2Z005004 | RS Joist | No | 500 | 1 | 500
16 | VV1V101023 | 33 KV porcelene Bushing LV Side 25 MVA T/F-II (220/33 KV) | No | 50000 | 1 | 50000
17 | VV2V206001 | Oil Temp. Indicator | No | 10000 | 1 | 10000
18 | VV2V207001 | Winding Temp. Indicator | No | 10000 | 1 | 10000
19 | F107 | Anchor bolt | No | 10 | 2 | 20
20 | VV6V601004 | 33 KV PT junction box | No | 2500 | 1 | 2500
21 | FF2F202003 | MS flate 50x6 mm | MT | 36400 | 0.035 | 1274
22 | II5I501009 | Bolted type tension fitting for 7/9 swg E/W | No | 200 | 5 | 1000
23 | PP2P224002 | Telephone set | No | 300 | 1 | 300
24 | PP2P224002 | Hand telephone set | No | 200 | 2 | 400
25 | ZZ2Z005004 | Evax type mdx-50 with 16-subscriber | No | 253344 | 1 | 253344
26 | FF2F207001 | MS welded mesh 14 SWG 1/4" | Mtr | 75 | 24 | 1800
27 | ZZ2Z005003 | E/W clamp SP-55 | No | 25 | 60 | 1500
28 | JJ7J701015 | Auxilary switch 10 NO & 10NC 6NBB contact | No | 170 | 6 | 1020
29 | MM0M009005 | Trip ckt supervision relay | No | 550 | 4 | 2200
30 | JJ7J707004 | SF-6 Gas cylinder (empty) 9Kg capacity | No | 300 | 1 | 300
31 | PP1P126016 | Energy meter L&T make (old & used) | No | 3000 | 8 | 24000
32 | TT1T101034 | Quarterly maintenance register of Transformer | No | 104.01 | 4 | 416.04
33 | TT1T101036 | Quarterly maintenance register of 220KV Bays | No | 104.01 | 3 | 312.03
34 | TT1T101037 | Annual maintenance register of 220KV Bays | No | 225.68 | 1 | 225.68
35 | TT1T101038 | Quarterly maintenance register of 33KV Bays | No | 225.68 | 2 | 451.36
36 | TT1T101041 | Plant history register | No | 225.68 | 1 | 225.68
37 | TT1T101040 | Message register | No | 225.68 | 1 | 225.68
38 | TT1T101026 | Instruction register | No | 225.68 | 1 | 225.68
39 | TT1T101017 | Authorization register | No | 225.68 | 1 | 225.68
40 | TT1T101027 | Inspection register | No | 225.68 | 1 | 225.68
41 | TT1T101023 | Defect register | No | 225.68 | 2 | 451.36
42 | TT1T101046 | Testing register | No | 225.68 | 1 | 225.68
43 | TT1T101028 | LA Surge counter reading register | No | 104.01 | 2 | 208.02
44 | TT1T101049 | Trunk call register | No | 104 | 1 | 104
45 | TT1T101021 | Compressor reading register | No | 166.4 | 2 | 332.8
46 | ZZ1Z002001 | Tyre truck (old & used) damaged | No | 5 | 0 | 0 | [6 empty] | 5 | 25
47 | ZZ1Z001001 | Aluminium scrap | Kg | 54.8 | 0 | 0 | [6 empty] | 40 | 2192
48 | VV4V307001 | Ring type double core CT 400/200/5Amp. | No | 2700 | 0 | 0 |  |  | 2 | 5400
49 | VV4V306004 | 11 KV CT 600/300/1 Amp | No | 5000 | 0 | 0 |  |  | 2 | 10000
50 | VV4V306001 | 11 KV CT 200/1 Amp | No | 1900 | 0 | 0 |  |  | 3 | 5700
51 | VV4V305013 | 33 KV CT 200/100/1Amp | No | 5000 | 2 | 10000
52 | VV4V305013 | 33 KV CT 200/1Amp | No | 5000 | 1 | 5000
53 | YY1Y102002 | Battery charger 110 V/300 Ah (old & used) | No | 35000 | 1 | 35000
54 | SS0S002001 | 220 KV Bus-Isolator (Old & Used) | No | 50000 | 1 | 50000
55 | ZZ2Z005004 | Structure for 220 KV isolator (old & used) | No | 20000 | 1 | 20000
56 | FF0F050025 | PN Structure (old & used) | No | 3000 | 6 | 18000
57 | PP1P126016 | TVM 3-Phase 4-wire 63.5x3(-/110V) | No | 11357 | 7 | 79499
58 | MM0M001007 | Distance protection relay Type YTG (old & used). | No | 2000 | 2 | 4000
59 | MM0M007013 | Neutral Imped. Replica Type YTG-31 (old & used). | No | 500 | 1 | 500
60 | MM0M019004 | Power swing blocking relay Type-YTG (old & used). | No | 500 | 1 | 500
61 | MM0M005006 | Instant earth fault relay Type-CAG (old & used). | No | 500 | 1 | 500
62 | MM0M010001 | Auxiliary relay Type-VAA (old & used). | No | 500 | 1 | 500
63 | MM0M016001 | Definite time relay Type - VTT (old & used). | No | 500 | 1 | 500
64 | ZZ2Z005004 | 36 KV CT having ratio 600-300/1 Amp. | No | 21438 | 3 | 64314
65 | CC2C201003 | H.F.Cable | Mtr | 250 | 370 | 92500
66 | TT1T102006 | Work Permit Book | No | 207.9 | 1 | 207.9
67 | ZZ2Z005001 | ACSR Deer Conductor (old & used) in bits | Mtr | 95 | 16 | 1520
68 | PP1P126016 | TVM 3-Phase 4-wire 63.5x3(-/110V) (old & used) | No | 4500 | 1 | 4500
69 | PP1P126016 | Energy meter Secure make (old & used) | No | 4900 | 12 | 58800
70 | CC0C001020 | 1.1KV 2x2.5sqmm. FRLS control cable. | Mtr | 69.866 | 35 | 2445.31
71 | II0I001007 | 70 KN Disk Insulator. | No | 421.71 | 10 | 4217.1
72 | ZZ2Z005001 | Overhead Shield wire | Mtr | 51.05 | 34 | 1735.7
73 | FF1F101068 | GI Nuts & Bolts. | Kg | 90.42 | 17.75 | 1604.955
74 | JJ2J201003 | Closing Coil 220VDC,Old | No | 1900 | 0 | 0 |  |  | 3 | 5700
75 | JJ2J201001 | Tripping Coil 220VDC,Old | No | 2000 | 0 | 0 |  |  | 3 | 6000
76 | JJ7J701027 | Contactor 220VDC, 25A,Old | No | 2000 | 0 | 0 |  |  | 3 | 6000
77 | JJ7J701028 | Contactor 220VDC, 10A,Old | No | 1600 | 0 | 0 |  |  | 7 | 11200
78 | ZZ2Z005004 | PD timer 220V DC old & used. | No | 2000 | 0 | 0 |  |  | 1 | 2000
79 | MM3M303006 | Digital Ampere meter CTR 500/1,Accuracy class 0.5 | No | 3606.75 | 4 | 14427
80 | MM3M303007 | Digital Ampere meter CTR 400/1,Accuracy class 0.5 | No | 3606.75 | 4 | 14427
81 | MM3M303009 | Digital Ampere meter CTR 200/1,Accuracy class 0.5 | No | 3377.75 | 4 | 13511
82 | MM3M303010 | Digital Ampere meter CTR 100/1,Accuracy class 0.5 | No | 3377.75 | 3 | 10133.25
83 | JJ7J707001 | Sf-6 gas | Kg | 1825.13 | 10.5 | 19163.865
84 | MM0M010001 | Auxillary relay type VAA (old &used) | No | 200 | 3 | 600
85 | VV3V305003 | 33kV CT of ratio 1000/1 Amp | No | 49490 | 1 | 49490
86 | VV2V204001 | Transformer oil (fresh) drum each 209 Ltr. | Ltr | 54.089 | 830.5 | 44920.9145
87 | ZZ1Z001001 | Numerical relay Alstom make old & used | No | 500 | 1 | 500
88 | VV6V505002 | 36kV Potential transformer | No | 38044 | 2 | 76088
89 | VV6V505002 | 33kV PT(old & used) | No | 500 | 3 | 1500
90 | KK0K002001 | 220kV LA (old & used) | No | 1000 | 1 | 1000
91 | AA0A002003 | ACSR Zebra Conductor (old used & Damaged) in bits | Mtr | 25 | 239.5 | 5987.5
92 | SS0S002001 | 220 KV S&S make channel type Isolator w/o jaw & blade incomplete (old & used) | No | 5000 | 1 | 5000
93 | SS0S002001 | 220kV S&S make pipe type Isolator w/o jaw & blade (burnt) | No | 1000 | 1 | 1000
94 | II1I104002 | C-Wedgw Connector ACSR ZEBRA-PANTHER | No | 3920 | 1 | 3920
95 | KK0K005001 | 33kV Lighting Arrester | No | 16400 | 5 | 82000
96 | ZZ2Z005003 | GI Nut bolts | No | 12 | 139 | 1668
97 | II5I502004 | Bolted type tension fitting for twin zebra conductor | No | 3050 | 2 | 6100
98 | ZZ2Z005004 | Nitrogen Cylinder | No | 0 | 1 | 0
99 | ZZ2Z005004 | Hose Pipe for Nitrogen | Set | 0 | 1 | 0
100 | ZZ2Z005004 | Head Detectors | No | 0 | 3 | 0
101 | ZZ2Z005004 | Regulator Assembly | No | 0 | 1 | 0
102 | VV2V204001 | EHV Grade Transformer Oil | Ltr | 73.4786 | 338 | 24835.771
103 | SS6S604001 | 110V DC operated contactor schneider cad-32 | No | 10608.2 | 2 | 21216.4
104 | SS4S402020 | 33kV Bus Post Insulator | No | 3233.2 | 19 | 61430.8
105 | MM3M303004 | Digital Ampere Meter 800/1A | No | 7670 | 1 | 7670
106 | MM3M303003 | Digital Ampere Meter 0.5 to 5000/5A | No | 7493 | 1 | 7493
107 | SS6S606004 | Siemens Contactor 3TF30 10-0A | No | 8496 | 1 | 8496
108 | MM0M019028 | Siemens Thermal Overload Relay 3UA50 | No | 8496 | 1 | 8496
109 | JJ0J002002 | 220kV Circuit Breaker old & used Incomplete | No | 25000 | 1 | 25000
110 | CC1C103007 | Aluminium LT cable 3.5C | Mtr | 1058.46 | 110 | 116430.6
111 | KK0K002001 | 245kV Lightning arrester | No | 80000 | 1 | 80000
112 | JJ5J501011 | 33kV Damaged SF-6 CB Pole | No | 1000 | 0 | 0 | [6 empty] | 3 | 3000
113 | JJ0J005007 | 33kV Circuit Breaker (Old & Used) | No | 100000 | 1 | 100000
114 | VV4V305013 | Old & used (damaged) 33 KV CT. | No | 100 | 0 | 0 | [6 empty] | 1 | 100
115 | JJ0J005007 | 33kV Circuit Breaker (Old & Used) Incomplete | No | 10000 | 2 | 20000
116 | SS0S005001 | 33kV (old & used) damaged Isolator | No | 1000 | 4 | 4000
117 | JJ0J005007 | 33kV Circuit Breaker (Old & Used) Incomplete w/o poles | No. | 8000 | 1 | 8000
118 | VV3V305007 | 36kV CT of ratio 400/200/1 along with all accessories | No. | 61360 | 3 | 184080
119 | VV4V305013 | 36kV CT of ratio 200/100/1 along with all accessories | No. | 55460 | 1 | 55460
120 | VV3V302004 | 245kV CT of ratio 800/400/1A along with all accessories | No. | 303260 | 1 | 303260
121 | YY0Y003005 | 110V, 300AH Lead acid Battery VRLA type with all accessories | No. | 15104 | 1 | 15104
122 | ZZ2Z005003 | Surge Counter for 198KV LA with all accessories | No. | 14160 | 5 | 70800
123 | ZZ2Z005004 | 245KV Circuit Breaker (Old & used) with structure | No. | 50000 | 1 | 50000
124 | ZZ2Z005004 | 245KV Current Transformer (Old & used) Accuracy class 1.0 | No. | 5000 | 2 | 10000
125 | ZZ2Z005004 | 245KV Current Transformer (Old & used) Accuracy class 0.2 | No. | 15000 | 1 | 15000
126 | GG0G001001 | Patroleum jelly white | Kg. | 330.4 | 5.675 | 1875.02
127 | II5I501004 | Bolted type fitting for single zebra conductor as per sample | No | 3540 | 4 | 14160
128 | ZZ1Z001001 | Change Over Switch Old & used, damaged | No. | 1000 | 0 | 0 | [6 empty] | 1 | 1000
129 | YY0Y003005 | 48V Battery set (each Battery 2V) old & used, Defective | No. | 50 | 0 | 0 | [6 empty] | 24 | 1200
130 | ZZ1Z001001 | Surge Counter old & used, Defective | No. | 10 | 0 | 0 | [6 empty] | 3 | 30
131 | ZZ2Z005004 | 33kV C.T. old &used | No. | 5000 | 6 | 30000
132 | VV4V305013 | 33kV C.T. damaged &incomplete | No. | 50 | 0 | 0 | [6 empty] | 1 | 50
133 | 134 | Silica Gel | Kg. | 442.5 | 5.5 | 2433.75
134 | SS0S005001 | 33kV (old & used) damaged Isolator | No. | 500 | 1 | 500
135 | ZZ2Z005003 | 5 Pin, 15 Amp. Socket | No. | 147.5 | 4 | 590
136 | SS7S704006 | Double pole 06Amp, 240V AC, MCB | No. | 796.5 | 3 | 2389.5
137 | SS7S702004 | Double pole 06Amp, 110V DC, MCB | No. | 1150.5 | 2 | 2301
138 | ZZ2Z005004 | 245kV post insulator broken | No. | 50 | 1 | 50
139 | ZZ2Z005004 | 33kV CT 500/1A old &used(leakage problem) | No. | 1000 | 3 | 3000
140 | II0I006001 | 33kV PG Clamp Panther to Panther | No. | 767 | 7 | 5369
141 | II0I005002 | 33kV PG Clamp Zebra to Panther | No. | 885 | 9 | 7965
142 | ZZ2Z005003 | 33kV Brass CT Sleeve | No. | 1003 | 6 | 6018
143 | ZZ1Z001001 | DCDB old & used, Non repairable (Obsolete) | No. | 10000 | 1 | 10000
144 | YY1Y102002 | 110V, 300AH Battery Charger old & used (Defective) | No. | 10000 | 1 | 10000
145 | SS6S611008 | Fuse NS Type 4 Amp. | No. | 166.38 | 10 | 1663.8
146 | SS6S611006 | Fuse NS Type 6 Amp. | No. | 224.2 | 4 | 896.8
147 | SS6S611003 | Fuse NS Type 10 Amp. | No. | 250.16 | 10 | 2501.6
148 | SS6S611001 | Fuse NS Type 16 Amp. | No. | 279.66 | 7 | 1957.62
149 | NN4N409002 | Voltmeter Selector Switch | No. | 1410.1 | 7 | 9870.7
150 | NN4N409006 | Ammeter Selector Switch | No. | 1097.4 | 7 | 7681.8
151 | JJ0J005010 | 33KV Circuit Breaker Damaged | No. | 2500 | 1 | 2500
152 | JJ0J005010 | 33kV VCB old & used with defective pole | No. | 5000 | 2 | 10000
153 | JJ0J005010 | 33kV VCB old & used | No. | 5000 | 2 | 10000
154 | ZZ1Z001001 | 33KV CT damaged (old & used) | No. | 5000 | 1 | 5000
155 | CC3C315023 | Cable Lug | No. | 118 | 72 | 8496
156 | KK0K002001 | 220KV LA (old & used) | No. | 1000 | 5 | 5000
157 | KK0K002001 | 220KV LA damaged (old & used) | No. | 100 | 1 | 100
158 | ZZ2Z005004 | Surge Counter (old & used) | No. | 100 | 6 | 600
159 | KK0K002001 | 220KV LA (old & used) | No. | 1000 | 3 | 3000
160 | ZZ2Z005004 | Surge Counter (old & used) | No. | 100 | 3 | 300
161 | YY1Y103001 | 48V battery Charger Old & Defective | No. | 1000 | 1 | 1000
162 | JJ2J201014 | Spring Charging Motor suitable for 220KV CGL Make SF6 CB | No. | 36934 | 1 | 36934
163 | JJ2J201003 | Tripping coil/clossing coil suitable for 220KV CGL Make SF6 CB | No. | 9086 | 2 | 18172
164 | ZZ2Z005003 | Limit Switch for 220 KV SF6 Circuit Breaker | No. | 2950 | 3 | 8850
165 | JJ5J503008 | Closing coil/Tripping coil 110V DC For 36 KV VCB | No. | 6962 | 4 | 27848
166 | ZZ2Z005004 | 33KV Isolator old & damaged | No. | 700 | 1 | 700
167 | SS0S005001 | 33KV Isolator old & used | No. | 1000 | 2 | 2000
168 | CC0C001020 | Control cable 2Cx2.5 Sqmm in cut piece(Old & used) | Mtr. | 10 | 97 | 970
169 | CC0C001018 | Control cable 4Cx2.5 Sqmm in cut piece(Old & used) | Mtr. | 12 | 50 | 600
170 | CC0C001013 | Control cable 6Cx2.5 Sqmm in cut piece(Old & used) | Mtr. | 13 | 65 | 845
171 | CC0C001009 | Control cable 10Cx2.5 Sqmm in cut piece(Old & used) | Mtr. | 15 | 118 | 1770
172 | AA0A002003 | ACSR Zebra Conductor in cut piece (old & used) | Mtr. | 25 | 78 | 1950
173 | AA0A002004 | ACSR Panther Conductor in cut piece (old & used) | Mtr. | 20 | 156 | 3120
174 | ZZ1Z001001 | Clamp (Mix) Incomplete (old & used) | Kg. | 25 | 33 | 825
175 | VV3V302004 | 245KV CT defective, old & used | No. | 5000 | 1 | 5000
176 | VV3V302004 | 245KV CT damaged(Incomplete), old & used | No. | 1500 | 1 | 1500
177 | VV6V505002 | 33KV Potential Transformer 1-Ph. | No. | 91450 | 3 | 274350
178 | VV6V601004 | 33kV PT Junction box | No. | 36344 | 2 | 72688
179 | VV3V305003 | 33KV CT 1000/1Amp. Old & used (leakage problem) | No. | 5000 | 3 | 15000
180 | VV3V305009 | 33KV CT 400/200/1Amp. Old & used (leakage problem) | No. | 5000 | 6 | 30000
181 | VV6V505002 | 33KV PT old & used (leakage problem) | No. | 1500 | 3 | 4500
182 | VV6V505002 | 33KV PT old & used. | No. | 2500 | 3 | 7500
183 | ZZ2Z005001 | Junction Box of CT/PT O/U Dismantaled | Kg. | 32 | 3.5 | 112
184 | LL0L005007 | Capacitor 33mfd | No. | 590 | 5 | 2950
185 | LL0L004004 | Electronic Ignitor | No. | 472 | 5 | 2360
186 | LL0L003004 | HPSV Lamp | No. | 1168.2 | 2 | 2336.4
187 | LL0L002004 | Copper Choke | No. | 2596 | 3 | 7788
188 |  | Spacer cum dropper clamp For twin Zebra bus | No. | 5900 | 6 | 35400
189 |  | 33KV CT Clamp For twin zebra conductor | No. | 3540 | 7 | 24780
190 |  | 33KV VCB Clamp | No. | 2950 | 5 | 14750
191 |  | 33KV Isolator Clamp suitable for twin zebra conductor | No. | 3540 | 4 | 14160
192 |  | 33KV CT Clamp | No. | 2360 | 11 | 25960
193 |  | Bolted type tension fitting suitable for twin zebra Conductor | No. | 5841 | 5 | 29205
194 |  | 110V, 300AH Battery Charger old & used | No. | 25000 | 1 | 25000
195 |  | Control cable 6Cx2.5 Sqmm in cut piece(Old & used) | Mtr | 13 | 150 | 1950
0
[5 empty] | Sub Total | 3533779.2255 |  | 0 |  | 52000 |  | 100000 |  | 7597
INVENTORY (STOCK)
Name of Circle/Zone: Garhwal
Name of Division: 400kV O&M Division, Srinagar (G)
Name of Substation: 400/220/132 kV Substation, Srinagar (G)
MONTH : April, 2026
Sr. No. | Item Code | Name of Item | Unit | Unit rate in Rs. | Useable |  | Unserviceable |  | Non Moving |  | Obsolete |  | Scrap |  | Total Inventory Amount
[5 empty] | Qty. | Total Amount in Rs. | Qty. | Total Amount in Rs. | Qty. | Total Amount in Rs. | Qty. | Total Amount in Rs. | Qty. | Total Amount in Rs.
(A) | JE (MAINTENANCE) Naval Kishore
1 | AA0A002002 | ACSR MOOSE CONDUCTOR DRUM & 70 Mtr. In Length pieces | Mtr. | 286.7386 | 650 | 186380.0965 | [8 empty] | 186380.0965
2 | II0I001001 | 160 KN INSULATOR | Nos | 996.44 | 67 | 66761.48 | [8 empty] | 66761.48
3 | FF4F403008 | FLEXIBLE COOPER BOUND | Nos | 461.05 | 0 | 0 | [8 empty] | 0
4 | II4I404003 | RIGID SPACER | Nos | 517.14 | 18 | 9308.52 | [8 empty] | 9308.52
5 | I303 | CONDUCTOR VD (2 Nos. without breaket) | Nos | 959.82 | 16 | 15357.12 | [8 empty] | 15357.12
6 | II4I404003 | BUNDLE SPACER | Nos | 863.85 | 1792 | 1548019.2 | [8 empty] | 1548019.2
7 | FF2F201004 | EARTHING MATERIAL MS ROUND 36 MM DIA | Mtr. | 56589 | 0.00912 | 516.0917 | [8 empty] | 516.0917
8 | G201 | HF CABLE | KM. | 266298 | 0.1 | 26629.8 | [8 empty] | 26629.8
9 | JJ3J301003 | CLOSING COIL FOR 132 KV CB | Nos. | 11318 | 3 | 33954 | [8 empty] | 33954
10 | JJ3J301001 | TRIPPING COIL 132 KV CB | Nos. | 11318 | 3 | 33954 | [8 empty] | 33954
11 | SS3S301004 | COPPER CONTECT FINGER ISOLATOR 132 KV | Nos. | 19972 | 1 | 19972 | [8 empty] | 19972
12 | SS3S301011 | ROTORY BEARING ISOLATOR 132 KV | Nos. | 11983 | 1 | 11983 | [8 empty] | 11983
13 | MM0M012004 | Set of Trip relay for 132 kv control panel 1nos. Each type | set | 33287 | 1 | 33287 | [8 empty] | 33287
14 | MM0M010002 | Set of Aux. relay for 132 kv control panel 1nos. Each type | set | 33287 | 1 | 33287 | [8 empty] | 33287
15 | PP0P016004 | STEEL WIRE ROPE WITH FIBER COR STAND 12 MM DIA | Mtr. | 310.295 | 400 | 124118 | [8 empty] | 124118
16 | N/A | STEEL WIRE ROPE SINGLE SLING | Nos. | 1385.45 | 4 | 5541.8 | [8 empty] | 5541.8
17 | N/A | STEEL WIRE ROPE DOUBLE SLING | Nos. | 1385.45 | 4 | 5541.8 | [8 empty] | 5541.8
18 | N/A | STEEL WIRE ROPE TRIPLE SLING | Nos. | 1385.45 | 4 | 5541.8 | [8 empty] | 5541.8
19 | N/A | STEEL WIRE ROPE QUAD SLING | Nos. | 1385.45 | 4 | 5541.8 | [8 empty] | 5541.8
20 | K302 | 22 KN BUS POST ISULTOR | SET | 3091.5 | 25 | 77287.5 | [8 empty] | 77287.5
21 | SS4S402003 | 33 KV ISOLATOR JOW (1200AMP) | Nos. | 6183 | 18 | 111294 | [8 empty] | 111294
22 | PP3P301008 | GUM BOOT | Pair | 1470.28 | 4 | 5881.12 | [8 empty] | 5881.12
23 | N/A | Silicon sealant | Nos. | 249.6 | 13 | 3244.8 | [8 empty] | 3244.8
24 | C3 | Cat 6 SFTP,PVC 4 pair cable | Mtr. | 207 | 285 | 58995 | [8 empty] | 58995
25 | SS3S301005 | Male Contact assembly with Arm for 145 KV single break horizontal type isolator | Nos. | 23364 | 5 | 116820 | [8 empty] | 116820
26 | SS3S301006 | Female Contact assembly with Arm for 145 KV single break horizontal type isolator | Nos. | 23364 | 5 | 116820 | [8 empty] | 116820
27 | II0I004001 | Bimetallic Aluminum alloy PG Clamp Dear/zebra to tarantulla conductor | Nos. | 1982.4 | 30 | 59472 | [8 empty] | 59472
28 | II0I005002 | Bimetallic Aluminum alloy Isolator PG Clamp zebra to panther conductor | Nos. | 1866.76 | 22 | 41068.72 | [8 empty] | 41068.72
29 | II0I002004 | Bimetallic Aluminum alloy Isola Clamp zebra to tarantulla conductor | Nos. | 1866.76 | 18 | 33601.68 | [8 empty] | 33601.68
30 |  | Bimetallic Aluminum Alloy CT- Clamp suitable for Zebra conductor | Nos. | 1746.4 | 12 | 20956.8 | [8 empty] | 20956.8
31 | VV7V701006 | Bimetallic Aluminum Alloy PT- Clamp suitable for Zebra conductor | Nos. | 1746.4 | 22 | 38420.8 | [8 empty] | 38420.8
32 | K | Quic 'C' Wedge Connector Taruntulla to Zebra connector | Nos. | 3286.3 | 30 | 98589 | [8 empty] | 98589
33 | K | Quic 'C' Wedge Connector Zebra to panther connector | Nos. | 3286.3 | 36 | 118306.8 | [8 empty] | 118306.8
34 | SS6S610026 | HRC FUSE 4 AMP | Nos. | 73.6 | 11 | 809.6 | [8 empty] | 809.6
35 | N/A | HRC FUSE 8 AMP | Nos. | 85.3248 | 6 | 511.9488 | [8 empty] | 511.9488
36 | SS6S610020 | HRC FUSE 10AMP | Nos. | 92.4416 | 4 | 369.7664 | [8 empty] | 369.7664
37 | N/A | (3-1/2)X70MM POWER CBLE | KM. | 183745 | 0.012 | 2204.94 | [8 empty] | 2204.94
38 | AA0A001001 | AAAC TARANTULLA CONDUCTOR | Mtr. | 598 | 69 | 41262 | [8 empty] | 41262
39 | II0I001001 | DISC INSULATOR | NOS. | 281 | 60 | 16860 | [8 empty] | 16860
40 | N/A | TWO WAY TERMINAL BLOCK | NOS. | 29.26 | 95 | 2779.7 | [8 empty] | 2779.7
41 | N/A | DISCONECTOR TYPE TB 32 | NOS. | 62.08 | 10 | 620.8 | [8 empty] | 620.8
42 | N/A | DISCONECTOR TYPE TB 16 | NOS. | 44.84 | 10 | 448.4 | [8 empty] | 448.4
43 | N/A | G TYPE STRIP FOR FIXING TB | MTR. | 112.12 | 2 | 224.24 | [8 empty] | 224.24
44 | N/A | Thermal over load relay | Nos | 2351.74 | 4 | 9406.96 | [8 empty] | 9406.96
45 | N/A | set of illumination lamp | set | 11983 | 1 | 11983 | [8 empty] | 11983
46 | N/A | set of contol switch 1 nos. each type | set | 11983 | 1 | 11983 | [8 empty] | 11983
47 | V5 | 220KV CVT-220/110V (FAIL,NONFUNCTIONAL) | Nos | 4000 |  | 0 | 4 | 16000 | [6 empty] | 16000
48 | V3 | 132KV CT 800/400/1A (Redhotted, leakage CT) | Nos | 40000 |  | 0 | 1 | 40000 | [6 empty] | 40000
49 | N/A | Aluminium & Aluminium alloy scrap brunt conductor, connector ,clamp&conductor | kg | 25 |  | 0 |  | 0 |  |  |  |  | 5 | 125 | 125
50 | V5 | 400KV CVT ,400KV/110V CVT(FAIL,NONFUNCTIONAL) | Nos | 5000 |  | 0 | 5 | 25000 | [6 empty] | 25000
51 | Y | 12V Exide make 180Ah battery old & used | nos. | 500 |  | 0 | 8 | 4000 | [6 empty] | 4000
52 | N/A | Supply of Hydraulic oil for centrifusing machine (As per sample) | Ltr's | 387.04 | 10 | 3870.4 |  | 0 | [6 empty] | 3870.4
53 | S603 | Contactor TPI-D09 10AC3-9A |  | 5870.5 | 2 | 11741 | [8 empty] | 11741
54 | LL0L003004 | HPSV LAMPS 250W | No. | 823.64 | 20 | 16472.8 | [8 empty] | 16472.8
55 | LL0L003005 | HPSV LAMPS 150W | No. | 649 | 15 | 9735 | [8 empty] | 9735
|  | 420KV SF6 CIRCUIT Breaker | [12 empty] | 0
56 | JJ1J101006 | 01 complete pole of CB with pole volumn and interrupter but without PIR and with MB & operating machenism and without support structure | No. | 952300 | 1 | 952300 | [8 empty] | 952300
57 | J703 | Rubber gaskets, Drins seals for sf6 gas (complete replacement for one breaker | set's | 65000 | 1 | 65000 | [8 empty] | 65000
58 | JJ1J101001 | Trip coil with resistor | No. | 30000 | 4 | 120000 | [8 empty] | 120000
59 | JJ1J101003 | Closing coil with resistor | No. | 30000 | 4 | 120000 | [8 empty] | 120000
60 | JJ7J710031 | Molecular filter for SF6 circuit for 1 pole of CB | set's | 2800 | 3 | 8400 | [8 empty] | 8400
62 | J6 | Fixed, Moving and Arching contacts including insulating nozzels for one pole of cb | set's | 78000 | 1 | 78000 | [8 empty] | 78000
63 | JJ1J101004 | closing coils assembly/valve | No. | 38000 | 1 | 38000 | [8 empty] | 38000
64 | JJ1J101002 | Trip coil with resistor assembly / valve | No. | 37000 | 1 | 37000 | [8 empty] | 37000
65 | N/A | Pressure Guage and coupling device of each type | set's | 34000 | 1 | 34000 | [8 empty] | 34000
66 | JJ7J710028 | Operation counter | no. | 28500 | 1 | 28500 | [8 empty] | 28500
67 | N/A | All type of coupling for SF6 Gas | set's | 26000 | 1 | 26000 | [8 empty] | 26000
68 | N/A | Terminal pads and connectors | no. | 7000 | 1 | 7000 | [8 empty] | 7000
69 | N/A | Corona Rings | no. | 12000 | 1 | 12000 | [8 empty] | 12000
70 | N/A | Relay's,power contractor's, switch - fuse unit's , limit switches , push buttons, timer's ans MCB'S ETC. | set's | 72000 | 1 | 72000 | [8 empty] | 72000
|  | Spring Operating Mechanism (If applicable) | [12 empty] | 0
71 | JJ1J101016 | Complete spring operating mechanism | no. | 360000 | 1 | 360000 | [8 empty] | 360000
72 | JJ7J710005 | Closing dashpot | set's | 37000 | 1 | 37000 | [8 empty] | 37000
73 | JJ7J710006 | Opening dahspot | set's | 38000 | 1 | 38000 | [8 empty] | 38000
74 | JJ7J710007 | Opening catch gear | set's | 27800 | 1 | 27800 | [8 empty] | 27800
75 | JJ7J710008 | Closing catchgear | set's | 27800 | 1 | 27800 | [8 empty] | 27800
| SS0S001001 | 420 KV Isolator | [12 empty] | 0
76 | N/A | One complete pole of Isolator including support insulator with 1 E/S with operating mechanism for main isolator and earth switch (excluding structure) | No. | 253000 | 1 | 253000 | [8 empty] | 253000
77 | N/A | Copper contact fingers for female & male contracts | set's | 36000 | 2 | 72000 | [8 empty] | 72000
78 | N/A | Relay's,power contractor's,MCB'S, switch - fuse unit's , push buttons and resistor's for electrical control circuit as per approved sechematic |  | 24000 | 1 | 24000 | [8 empty] | 24000
79 | N/A | Terminal connector's | No. | 7000 | 3 | 21000 | [8 empty] | 21000
80 | N/A | Terminal pads and connectors | No. | 6000 | 3 | 18000 | [8 empty] | 18000
81 | N/A | Limit switch and auxilliary contact contact (complete for one MOM box of Isolator) | set's | 10900 | 2 | 21800 | [8 empty] | 21800
82 | N/A | Rotor housing bearing assembly | No. | 8000 | 1 | 8000 | [8 empty] | 8000
83 | N/A | Corona shielding rign of each type | set's | 2100 | 2 | 4200 | [8 empty] | 4200
84 | N/A | Bearings | set's | 3000 | 1 | 3000 | [8 empty] | 3000
85 | N/A | Interlocking coils with resistor | No. | 1500 | 5 | 7500 | [8 empty] | 7500
86 | SS1S101013 | Support Insulator | No. | 11000 | 1 | 11000 | [8 empty] | 11000
87 | VV3V301001 | 420 KV Current Transformers 420KV, 120% extended 5core CT complete in all respects including termianl connectors and support stool for erecting on standard support structure (2000A rated) | No. | 1785075 | 2 | 3570150 | [8 empty] | 3570150
88 | KK0K001001 | 390 KV Surge Arrestor 390 kv Surge Arrestor complete with insulating base and terminal connectors | No. | 431000 | 3 | 1293000 | [8 empty] | 1293000
89 | N/A | Surge Monitor/Moniter | No. | 47000 | 3 | 141000 | [8 empty] | 141000
| JJ0J002002 | 245KV SF6Circuit Breaker | [12 empty] | 0
90 | N/A | One Complete pole of 1600 a CB withpole column and Interruptor but without PIR and with MB & operating mechanism and without support structure | No. | 575500 | 1 | 575500 | [8 empty] | 575500
92 | JJ1J101006 | Rubber gaskets , O rings seals for SF6 gas (complete replacement for one breaker | sets | 30000 | 1 | 30000 | [8 empty] | 30000
93 | J707 | Trip coils with resistor | No. | 12550 | 3 | 37650 | [8 empty] | 37650
94 | J703 | closing coils with resistor | No. | 12550 | 4 | 50200 | [8 empty] | 50200
95 | JJ1J101001 | Molecular filter for SF6 circuit for 1 pole of CB | sets | 2667 | 3 | 8001 | [8 empty] | 8001
96 | JJ1J101003 | Density /Pressure Monitor for SF6 circuit for one pole of CB | No. | 45000 | 1 | 45000 | [8 empty] | 45000
97 | JJ7J710031 | Fixed, Moving and Arching contacts including insulating nozzels for 1 pole of CB | sets | 85000 | 1 | 85000 | [8 empty] | 85000
98 | JJ7J701010 | closing coils assembly/valve | No. | 14550 | 1 | 14550 | [8 empty] | 14550
99 | J6 | Trip coil assembly/valve | No. | 14550 | 1 | 14550 | [8 empty] | 14550
100 | JJ1J101004 | Pressure Guage and coupling device of each type | sets | 22000 | 1 | 22000 | [8 empty] | 22000
101 | JJ1J101002 | Operation counter | No. | 29000 | 1 | 29000 | [8 empty] | 29000
102 | N/A | All type of coupling for SF6 Gas | Set | 22000 | 1 | 22000 | [8 empty] | 22000
103 | JJ7J710028 | Terminal pads and connectors | No. | 6000 | 2 | 12000 | [8 empty] | 12000
104 | N/A | Corona Rings | No. | 8000 | 1 | 8000 | [8 empty] | 8000
105 | N/A | Relays, power contractors, switch fuse units, limit switches,push buttons , timers and MCBs etc. | sets | 30000 | 1 | 30000 | [8 empty] | 30000
106 | N/A | Control Valves | sets | 14000 | 1 | 14000 | [8 empty] | 14000
107 | N/A | Pressure switches | sets | 24000 | 1 | 24000 | [8 empty] | 24000
|  | Spring Operating Mechanism (If applicable) | [12 empty] | 0
108 | JJ1J101016 | Complete spring operating mechanism | no. | 249999 | 1 | 249999 | [8 empty] | 249999
109 | JJ7J710005 | Closing dashpot | sets | 24000 | 1 | 24000 | [8 empty] | 24000
110 | JJ7J710006 | Opening dahspot | sets | 24000 | 1 | 24000 | [8 empty] | 24000
111 | JJ7J710007 | Opening catch gear | sets | 18000 | 1 | 18000 | [8 empty] | 18000
112 | JJ7J710008 | Closing catchgear | sets | 18000 | 1 | 18000 | [8 empty] | 18000
| SS0S002001 | 245KV Isolator | [12 empty] | 0
113 | N/A | One complete pole of Isolator including support insulator with 1 E/S with operating mechanism for main isolator and earth switch (excluding structure) | No. | 278000 | 1 | 278000 | [8 empty] | 278000
114 | N/A | Copper contact fingers for female & male contracts | sets | 42000 | 2 | 84000 | [8 empty] | 84000
115 | N/A | Relays, power contractors, MCBs ,switch fuse units, push buttons and resistors for electrical control circuit as per approved schematic | Set | 36000 | 1 | 36000 | [8 empty] | 36000
116 | N/A | Terminal connector's | No. | 3600 | 3 | 10800 | [8 empty] | 10800
117 | N/A | Terminal pads | No. | 4500 | 3 | 13500 | [8 empty] | 13500
118 | N/A | Limit switch and auxilliary contract contract (complete for one MOM box of Isolator) | sets | 5800 | 2 | 11600 | [8 empty] | 11600
119 | N/A | Rotor housing bearing assembly | No. | 4600 | 1 | 4600 | [8 empty] | 4600
120 | N/A | Corona shielding rign of each type | sets | 3200 | 2 | 6400 | [8 empty] | 6400
121 | N/A | Bearings | sets | 7000 | 1 | 7000 | [8 empty] | 7000
122 | N/A | Interlocking coils with resistor | No. | 2600 | 5 | 13000 | [8 empty] | 13000
123 | N/A | Support Insulator | No. | 4000 | 1 | 4000 | [8 empty] | 4000
124 | KK0K002001 | 216KV Surge arrester 216 KV Surge arrester complete with insulating base and surge monitor and terminal connectors | No. | 102000 | 2 | 204000 | [8 empty] | 204000
CONTROL AND RELAY PANEL
Control Panel Equipment Spares
125 | N/A | Ammeter with transducer | No. | 7500 | 2 | 15000 | [8 empty] | 15000
126 | N/A | Wattmeter with transducer | No. | 6100 | 1 | 6100 | [8 empty] | 6100
127 | N/A | var meter with transducer | No. | 8200 | 1 | 8200 | [8 empty] | 8200
128 | N/A | Voltmeter with transducer | No. | 8800 | 1 | 8800 | [8 empty] | 8800
129 | N/A | Voltmeter selector switch | No. | 8400 | 1 | 8400 | [8 empty] | 8400
130 | N/A | Control switch for breaker | No. | 9500 | 2 | 19000 | [8 empty] | 19000
131 | N/A | Control switch for Isolator | No. | 7800 | 2 | 15600 | [8 empty] | 15600
132 | N/A | Semaphore indicator for Earthswitch | No. | 45000 | 2 | 90000 | [8 empty] | 90000
133 | N/A | Red/Green/White indicating lamp with complete assembly (3 no's for each colour) | set | 8500 | 1 | 8500 | [8 empty] | 8500
134 | N/A | Annunciation windows with necessary annunciation relay | No. | 27000 | 1 | 27000 | [8 empty] | 27000
135 | N/A | Push Button | No. | 3250 | 1 | 3250 | [8 empty] | 3250
136 | N/A | sybchronising socket | No. | 7600 | 1 | 7600 | [8 empty] | 7600
137 | N/A | Synchronising selector switch (If applicable) | No. | 8600 | 1 | 8600 | [8 empty] | 8600
|  | Breaker Relay Panel spares | [12 empty] | 0
138 | N/A | Breaker failure relay | No. | 37000 | 1 | 37000 | [8 empty] | 37000
139 | N/A | Trip circuit supervision relay | No. | 38000 | 1 | 38000 | [8 empty] | 38000
140 | N/A | Auto reclose relay with check synchronising relay and dead line charging relay (If stand alone) | No. | 22000 | 1 | 22000 | [8 empty] | 22000
141 | N/A | Self reset trip relay (one relay of each type), if applicable | No. | 47000 | 1 | 47000 | [8 empty] | 47000
142 | N/A | Hand reset trip relay (one relay of each type), if applicable | No. | 450000 | 1 | 450000 | [8 empty] | 450000
143 | N/A | Timer relay (one relay of each type), If applicable | No. | 21000 | 1 | 21000 | [8 empty] | 21000
144 | N/A | DC supervision relays (if applicable) | No. | 34000 | 1 | 34000 | [8 empty] | 34000
145 | N/A | Flag relay (one relay of each type), if applicable | No. | 41500 | 1 | 41500 | [8 empty] | 41500
146 | N/A | Auxiliary relay (one relay of each type) | No. | 37000 | 1 | 37000 | [8 empty] | 37000
|  | Line Protection Panel Equipment Spares | [12 empty] | 0
147 | N/A | Main-1 Neumerical distance relay(excluding external trip relays)with software and cable for front panel communication to pc 1set | sets | 1938000 | 1 | 1938000 | [8 empty] | 1938000
|  | Transformers Protection Panel Spares | [12 empty] | 0
148 | N/A | Over fluxing relay (If stand only) | sets | 100000 | 1 | 100000 | [8 empty] | 100000
149 | N/A | Overload relay with timer | sets | 65000 | 1 | 65000 | [8 empty] | 65000
|  | Reactor Protection Panel Spares | [12 empty] | 0
150 | N/A | Back up forimpedence relay | sets | 72000 | 1 | 72000 | [8 empty] | 72000
|  | Common Spares | [12 empty] | 0
151 | N/A | Inter-posing CT & PT each | sets | 38000 | 1 | 38000 | [8 empty] | 38000
152 | N/A | Metrosil (non - linear resistor) each type if applicable | No. | 47000 | 1 | 47000 | [8 empty] | 47000
153 | N/A | Power supply module of bus-bar protection | No. | 12000 | 1 | 12000 | [8 empty] | 12000
154 | N/A | Restricted earth fault Protection relay with non -linear resistor | No. | 58000 | 1 | 58000 | [8 empty] | 58000
155 | N/A | Back up Impedence relay | sets | 35000 | 1 | 35000 | [8 empty] | 35000
|  | SAS System | [12 empty] | 0
156 | N/A | Longest optical cable with end equipment | sets | 34000 | 1 | 34000 | [8 empty] | 34000
| N5 | PLCC Equipments | [12 empty] | 0
157 | N/A | Each type of card of carrier | Set | 270000 | 1 | 270000 | [8 empty] | 270000
158 | N/A | Set of Prints for EPAX (24/8) | Set | 900 | 1 | 900 | [8 empty] | 900
159 | N/A | Coupling device without base plate | Set | 74000 | 2 | 148000 | [8 empty] | 148000
160 | N/A | Telephone 4 wire with necessary connecting cable | Set | 38000 | 2 | 76000 | [8 empty] | 76000
161 | N/A | Co-axial connector | Set | 8100 | 2 | 16200 | [8 empty] | 16200
162 | N/A | Straight through joint | Set | 8700 | 1 | 8700 | [8 empty] | 8700
163 | N/A | Set of prints for Protection coupler | Set | 12000 | 1 | 12000 | [8 empty] | 12000
|  | Lighting | [12 empty] | 0
|  | Fluorescent Lights | [12 empty] | 0
164 | N/A | Botton strips | sets | 55 | 20 | 1100 | [8 empty] | 1100
165 | L301 | Complete fittings | No. | 4200 | 10 | 42000 | [8 empty] | 42000
|  | Sodium Vapour/ Mercury Vapour Lamps | [12 empty] | 0
166 | L006 & L007 | Covers and Reflectors | sets | 400 | 20 | 8000 | [8 empty] | 8000
167 | N/A | Complete fittings | No. | 4000 | 10 | 40000 | [8 empty] | 40000
|  | CFL (Compressed fluorsecent lamps) | [12 empty] | 0
168 | L402 | CFL | Sets | 120 | 13 | 1560 | [8 empty] | 1560
169 | L404 | Holders | sets | 12 | 15 | 180 | [8 empty] | 180
170 | N/A | Complete fittings of all types | No. | 7000 | 10 | 70000 | [8 empty] | 70000
171 | L603 | Junction boxes | sets | 640 | 5 | 3200 | [8 empty] | 3200
| Q201 | Fire Protection System |  |  |  | 0 | [8 empty] | 0
|  | HVW spray pumps |  |  |  | 0 | [8 empty] | 0
172 | N/A | Shaft sleeves | sets | 7000 | 1 | 7000 | [8 empty] | 7000
|  | Diesel Engine drive |  |  |  | 0 | [8 empty] | 0
173 | N/A | Self Starter | No. | 43247 | 1 | 43247 | [8 empty] | 43247
|  | Hydrant pumps & Jockey pumbs | [12 empty] | 0
174 | N/A | Shaft sleeves | sets | 4000 | 1 | 4000 | [8 empty] | 4000
|  | General |  |  |  | 0 | [8 empty] | 0
175 | N/A | Quarzold bulb detectors | No. | 3137 | 5 | 15685 | [8 empty] | 15685
176 | N/A | Projector(Merxies) | No. | 3200 | 2 | 6400 | [8 empty] | 6400
177 | N/A | Smoke Detectors | No. | 800 | 2 | 1600 | [8 empty] | 1600
178 | N/A | Heat Detectors | No. | 800 | 3 | 2400 | [8 empty] | 2400
179 | N/A | Deluge Valve | sets | 69711 | 1 | 69711 | [8 empty] | 69711
180 | N/A | Isolation Valves (each size each type) | sets | 7000 | 1 | 7000 | [8 empty] | 7000
181 | N/A | Electricals control panel Annuciation printed circuit bosrds (for solid state annunciation) in the control panel | sets | 6000 | 1 | 6000 | [8 empty] | 6000
182 | N/A | Strainer | No. | 13942 | 1 | 13942 | [8 empty] | 13942
183 | N/A | Level Switch | No. | 8500 | 1 | 8500 | [8 empty] | 8500
184 | N/A | Safety valve for hydro pneumatic system | No. | 6000 | 1 | 6000 | [8 empty] | 6000
185 | N/A | Pressure Switch | No. | 3782 | 1 | 3782 | [8 empty] | 3782
186 | N/A | Hydrant Valve | No. | 7000 | 0 | 0 | [8 empty] | 0
187 | N/A | Pressure Guage and coupling device of each type | No. | 4400 | 1 | 4400 | [8 empty] | 4400
|  | DG Set | [12 empty] | 0
188 | N/A | Set of filters(Lub oil/fuel/air ckt.) |  | 2693 | 1 | 2693 | [8 empty] | 2693
189 | N/A | Self starter assembly | No. | 80000 | 1 | 80000 | [8 empty] | 80000
190 | N/A | Solenoid coil assembly | No. | 22000 | 1 | 22000 | [8 empty] | 22000
191 | N/A | Switches | sets | 750 | 1 | 750 | [8 empty] | 750
192 | N/A | Timer | sets | 2400 | 1 | 2400 | [8 empty] | 2400
193 | N/A | D.C. Starter assembly with clutch engaging and dis angaging arrangements complete with motor | No. | 28000 | 1 | 28000 | [8 empty] | 28000
194 | N/A | Lube oil pressure safety control | No. | 1200 | 1 | 1200 | [8 empty] | 1200
195 | N/A | High water temperature safety control | No. | 1600 | 1 | 1600 | [8 empty] | 1600
196 | N/A | AVR cord of each type | No. | 5800 | 1 | 5800 | [8 empty] | 5800
|  | Batteries & Battery chargers | [12 empty] | 0
| Y0 | Battary 220 V |  |  |  | 0 | [8 empty] | 0
197 | N/A | Spare Battary cells | No. | 9500 | 5 | 47500 | [8 empty] | 47500
198 | N/A | Inter cell connectors with bolts and nuts | No. | 250 | 15 | 3750 | [8 empty] | 3750
| Y0 | Battery 48 V |  |  |  | 0 | [8 empty] | 0
199 | N/A | Spare battery cells | N0. | 7600 | 5 | 38000 | [8 empty] | 38000
200 | N/A | Inter cells connectors with bolts and nuts | N0. | 250 | 15 | 3750 | [8 empty] | 3750
| Y1 | Battery chargers (220V) |  |  |  | 0 | [8 empty] | 0
201 | N/A | Set of control cards (All PCB cards) | Set | 35000 | 1 | 35000 | [8 empty] | 35000
202 | N/A | Set of relays | Set | 40000 | 1 | 40000 | [8 empty] | 40000
203 | N/A | Set of contactor | Set | 750 | 1 | 750 | [8 empty] | 750
204 | N/A | Filter capacitor |  | 300 | 1 | 300 | [8 empty] | 300
205 | N/A | Thyristor/diode | Set | 450 | 1 | 450 | [8 empty] | 450
206 | N/A | Set of wound resistor(IF applicable) | Set | 500 | 1 | 500 | [8 empty] | 500
207 | N/A | Set of switches | Set | 750 | 1 | 750 | [8 empty] | 750
208 | N/A | Potentiometer | Nos. | 498 | 1 | 498 | [8 empty] | 498
209 | N/A | Fuses of thyristor with indicator | Nos. | 605 | 6 | 3630 | [8 empty] | 3630
| Y1 | Spares of Battery Charger (48 V) | [12 empty] | 0
210 | N/A | Set of relays | Set | 36000 | 1 | 36000 | [8 empty] | 36000
211 | N/A | Set of contactor | Set | 750 | 1 | 750 | [8 empty] | 750
212 | N/A | Filter capacitor | No. | 300 | 1 | 300 | [8 empty] | 300
213 | N/A | Thyristor /diode | Set | 450 | 1 | 450 | [8 empty] | 450
214 | N/A | Set of wound resistor (if applicable ) | Set. | 500 | 1 | 500 | [8 empty] | 500
215 | N/A | Set of switches | Set. | 750 | 1 | 750 | [8 empty] | 750
216 | N/A | Potentiometer | No. | 498 | 1 | 498 | [8 empty] | 498
217 | N/A | Fuses of thyristor with indicator | Nos. | 630 | 6 | 3780 | [8 empty] | 3780
|  | LT Switchgear |  |  |  | 0 | [8 empty] | 0
218 | N/A | Relays of each type | Set. | 71000 | 1 | 71000 | [8 empty] | 71000
219 | N/A | CT,PT(each type ) | Set. | 46000 | 1 | 46000 | [8 empty] | 46000
220 | N/A | Switch ,Push buttons ,Meters | Set. | 40000 | 1 | 40000 | [8 empty] | 40000
|  | A/C and Ventilation |  |  |  | 0 | [8 empty] | 0
221 | N/A | A/C System(1unit) as per specification | Set | 98800 | 1 | 98800 | [8 empty] | 98800
|  | CONDUCTORS / AL. TUBE |  |  |  | 0 | [8 empty] | 0
222 | N/A | 7 | Nos. | 9933 | 13 | 129129 | [8 empty] | 129129
223 | N/A | 5.5 | Nos. | 7805 | 5 | 39025 | [8 empty] | 39025
224 | N/A | 4 | Nos. | 5676 | 4 | 22704 | [8 empty] | 22704
225 | AA3A302004 | Welding Sleeves with PIN | Nos. | 1150 | 13 | 14950 | [8 empty] | 14950
| N/A | BUS SUPPORT INSULATORS |  |  |  | 0 | [8 empty] | 0
226 | N/A | Bus support insulators Voltage Rating | Nos | 46100 | 5 | 230500 | [8 empty] | 230500
| II0I001003 | INSULATOR STRINGS (DISC INSULATOR) |  |  |  | 0 | [8 empty] | 0
227 | II0I001003 | Double Tension Insulator String (without hardware) suitable for twin ACSR Moose conductor Quantity of Disc Insulator | Nos. | 890 | 180 | 160200 | [8 empty] | 160200
228 | II0I001003 | Double Tension Insulator String (without hardware) suitable for quad ACSR Moose conductor Quantity of Disc Insulator | Nos. | 890 | 240 | 213600 | [8 empty] | 213600
229 | II0I001003 | Single suspension Insulator String (without hardware) for twin ACSR Moose conductor Quantity of Disc Insulator | Nos. | 890 | 30 | 26700 | [8 empty] | 26700
230 | II0I001003 | Single suspension Insulator String (without hardware) for quad ACSR Moose conductor Quantity of Disc Insulator | Nos. | 890 | 19 | 16910 | [8 empty] | 16910
|  | INSULATOR HARDWARE |  |  |  | 0 | [8 empty] | 0
231 | II0I001003 | Double Tension-Double String-Twin Moose without Turn Buckle per conductor, 450 mmsub conductor spacing | Nos. | 14700 | 2 | 29400 | [8 empty] | 29400
232 | II0I001003 | Double Tension-Double String-Twin Moosewith Turn Buckle per conductor, 450 mm sub conductor spacing | Nos. | 18600 | 2 | 37200 | [8 empty] | 37200
233 | II0I001003 | Double Tension-Double String-Quad Moose without Turn Buckle per conductor, 450 mm sub conductor spacing | Nos. | 24000 | 3 | 72000 | [8 empty] | 72000
234 | II0I001003 | Double Tension-Double String-Quad Moosewith Turn Buckle per conductor, 450 mmsub conductor spacing | Nos. | 25500 | 3 | 76500 | [8 empty] | 76500
|  | Single Tension Insulator Hardware with Single anchoring point with all hardware accessories for Moose conductor |  |  |  | 0 | [8 empty] | 0
237 | II0I001003 | Single Suspension-Single String-Quad Moose - Through'450 mm sub conductor spacing | Nos. | 7900 | 1 | 7900 | [8 empty] | 7900
238 | II0I001003 | Single Suspension-Single String-Quad Moose - Drop'450 mm sub conductor spacing | Nos. | 8410 | 1 | 8410 | [8 empty] | 8410
| V | CLAMPS AND CONNECTORS |  |  |  | 0 | [8 empty] | 0
239 | N/A | Al. Tube Flexible type | Nos. | 3195 | 4 | 12780 | [8 empty] | 12780
240 | N/A | Breaker - Quad Moose - Horizontal | Nos. | 3058 | 1 | 3058 | [8 empty] | 3058
241 | N/A | Universal take off | Nos. | 2300 | 1 | 2300 | [8 empty] | 2300
242 | N/A | Al. Tube Rigid type | Nos. | 2700 | 1 | 2700 | [8 empty] | 2700
243 | N/A | Al. Tube Flexible type | Nos. | 4750 | 3 | 14250 | [8 empty] | 14250
|  | Terminal connector for Isolator to receive |  |  |  | 0 | [8 empty] | 0
244 | N/A | Isolator-4"IPS-Tandem | Nos. | 2205 | 3 | 6615 | [8 empty] | 6615
245 | N/A | Al. Tube Rigid type | Nos. | 2170 | 2 | 4340 | [8 empty] | 4340
246 | N/A | Al. Tube Flexible type | Nos. | 4805 | 3 | 14415 | [8 empty] | 14415
|  | ACSR Twin Moose Conductor |  |  |  | 0 | [8 empty] | 0
247 | N/A | (i) Universal take off | Nos. | 2205 | 4 | 8820 | [8 empty] | 8820
248 | N/A | (ii) Isolator-TM-Horizontal | Nos. | 2230 | 2 | 4460 | [8 empty] | 4460
249 | N/A | Isolator-QM-Tandem-Vertical | Nos. | 3996 | 1 | 3996 | [8 empty] | 3996
250 | N/A | Isolator-Quad-Horizontal | Nos. | 3528 | 1 | 3528 | [8 empty] | 3528
251 | N/A | Terminal connector for CVT to receive ACSR Twin Moose Conductor (i) Universal take off | Nos. | 2430 | 1 | 2430 | [8 empty] | 2430
252 | N/A | Terminal connector for LA to receive ACSR Twin Moose Conductor (i) Universal take off | Nos. | 2470 | 2 | 4940 | [8 empty] | 4940
253 | N/A | Terminal Connector for Auto Trafo. to receive On HT side ACSR Twin Moose Conductor |  |  |  | 0 | [8 empty] | 0
254 | N/A | (i) Horizontal take off | Nos. | 1803 | 1 | 1803 | [8 empty] | 1803
255 | N/A | (ii) Transformer - Pad - Neutral | Nos. | 980 | 1 | 980 | [8 empty] | 980
| N/A | Terminal connector for WT to receive ACSR Twin MooseConductor |  |  |  | 0 | [8 empty] | 0
256 | N/A | (i) Universal take off | Nos. | 2200 | 1 | 2200 | [8 empty] | 2200
257 | N/A | (ii) Al. Tube Rigid / Sliding type | Nos. | 2200 | 1 | 2200 | [8 empty] | 2200
| N/A | Terminal connector for BPI to receive |  |  |  | 0 | [8 empty] | 0
258 | N/A | Al. Tube Rigid / Sliding type | Nos. | 2350 | 2 | 4700 | [8 empty] | 4700
| N/A | ACSR Twin MooseConductor |  |  |  | 0 | [8 empty] | 0
259 | N/A | (i) Through -Type | Nos. | 3600 | 1 | 3600 | [8 empty] | 3600
260 | N/A | BPI-4"IPS- Flexible |  | 4900 | 3 | 14700 | [8 empty] | 14700
261 | N/A | BPI-Quad Moose- Through | Nos. | 3350 | 1 | 3350 | [8 empty] | 3350
263 | II4I404003 | Spacers for ACSR Quad Moose Conductor (450mm spacer for ACSR Quad Moose - Rigid type) | Nos. | 1890 | 23 | 43470 | [8 empty] | 43470
| N/A | Terminal Connector for Reactor & accessories to receive ACSR Twin Moose Conductor |  |  |  | 0 | [8 empty] | 0
264 | N/A | (i) On Reactor Primary side - Horizontal take off | Nos. | 3700 | 1 | 3700 | [8 empty] | 3700
265 | N/A | (ii) Reactor-N - Twin Moose - Hor | Nos. | 3200 | 1 | 3200 | [8 empty] | 3200
267 | N/A | Twin-single Inter connector | Nos. | 3700 | 10 | 37000 | [8 empty] | 37000
| N/A | Shield wire clamps and accessories | [12 empty] | 0
269 | N/A | Shield wire tension clamps. | Nos. | 578 | 4 | 2312 | [8 empty] | 2312
270 | N/A | Pad type clamp for Shield Wire | Nos. | 680 | 3 | 2040 | [8 empty] | 2040
271 | N/A | Cleat type clamp for Shield Wire | Nos. | 270 | 31 | 8370 | [8 empty] | 8370
272 | N/A | PG Clamp for Shield wire | Nos. | 475 | 6 | 2850 | [8 empty] | 2850
273 | I205 | Cleat for earth strip | Nos. | 95 | 115 | 10925 | [8 empty] | 10925
274 | I205 | Cleat for earth strip | Nos. | 95 | 5 | 475 | [8 empty] | 475
|  | 132kV System |  |  |  | 0 | [8 empty] | 0
275 | N/A | Transformer to Twin Moose -Vertical Type | Nos. | 2340 | 1 | 2340 | [8 empty] | 2340
276 | N/A | Transformer-Neutral to Pad Type -Horizontal Type | Nos. | 2700 | 1 | 2700 | [8 empty] | 2700
|  | 33kV System |  |  |  | 0 | [8 empty] | 0
277 | N/A | Aux Trafo to Single Moose-Through type | Nos. | 2600 | 1 | 2600 | [8 empty] | 2600
278 | N/A | VCB to Single Moose-Horizontal type | Nos. | 1670 | 1 | 1670 | [8 empty] | 1670
279 | N/A | CT to Single Moose-Horizontal type | Nos. | 1680 | 1 | 1680 | [8 empty] | 1680
280 | N/A | PT to Single Moose-Through Type | Nos. | 1670 | 1 | 1670 | [8 empty] | 1670
281 | N/A | Isolator to Single Moose-Horizontal type | Nos. | 2300 | 1 | 2300 | [8 empty] | 2300
282 | N/A | BPI to Single Moose - Through Type- Rigid connection | Nos. | 2650 | 2 | 5300 | [8 empty] | 5300
| AA3A301004 | CONDUCTORS / AL. TUBE |  |  |  | 0 | [8 empty] | 0
|  | Cut lengths (mts) |  |  |  | 0 | [8 empty] | 0
283 |  | 7 | Nos. | 9933 | 8 | 79464 | [8 empty] | 79464
284 |  | 5.5 | Nos. | 7804 | 4 | 31216 | [8 empty] | 31216
285 |  | 4 | Nos. | 5676 | 2 | 11352 | [8 empty] | 11352
286 | A302 | Welding Sleeves with PIN | Nos. | 1150 | 6 | 6900 | [8 empty] | 6900
| N/A | BUS SUPPORT INSULATORS |  |  |  | 0 | [8 empty] | 0
287 | N/A | Bus Support Insulators Voltage Rating | Nos | 32500 | 5 | 162500 | [8 empty] | 162500
|  | INSULATOR STRINGS / HARDWARE |  |  |  | 0 | [8 empty] | 0
288 | II0I001003 | Double Tension Insulator String (without hardware) suitable for twin ACSR Moose conductor Disc Insulator | Nos. | 890 | 90 | 80100 | [8 empty] | 80100
289 | II0I001003 | Double Tension Insulator String (without hardware) suitable for quad ACSR Moose conductor Quantity of Disc Insulator | Nos. | 890 | 117 | 104130 | [8 empty] | 104130
290 | II0I001003 | Single suspension Insulator String (without hardware) for twin ACSR Moose conductor Quantity of Disc Insulator | Nos. | 890 | 15 | 13350 | [8 empty] | 13350
291 | II0I001003 | Single suspension Insulator String (without hardware) for Quad ACSR Moose conductor Quantity of Disc Insulator | Nos. | 890 | 3 | 2670 | [8 empty] | 2670
|  | INSULATOR HARDWARE |  |  |  | 0 | [8 empty] | 0
292 | II0I001003 | Double Tension-Double String-Twin Moose without turnbuckel per conductor), 250 mm sub conductor spacing | Nos. | 11800 | 2 | 23600 | [8 empty] | 23600
293 | II0I001003 | Double Tension-Double String-Twin Moose with turnbuckel per conductor), 250 mm sub conductor spacing | Nos. | 10790 | 2 | 21580 | [8 empty] | 21580
294 | II0I001003 | Double Tension-Double String-Quad Moose without turnbuckel per conductor), 250 mm sub conductor spacing | Nos. | 12700 | 2 | 25400 | [8 empty] | 25400
295 | II0I001003 | Double Tension-Double String-Quad Moose with turnbuckel per conductor), 250 mm sub conductor spacing | Nos. | 17860 | 2 | 35720 | [8 empty] | 35720
|  | Single Suspension hardware with Single anchoring point with all accessories for Moose Conductor |  |  |  | 0 | [8 empty] | 0
296 | II0I001003 | Single Tension-Single String-Twin Moose - Drop 250 mm sub conductor spacing | Nos. | 5200 | 1 | 5200 | [8 empty] | 5200
297 | II0I001003 | Single Tension-Single String-Quad Moose - Drop 250 mm sub conductor spacing | Nos. | 7200 | 1 | 7200 | [8 empty] | 7200
| V | CLAMPS AND CONNECTORS |  |  |  | 0 | [8 empty] | 0
| N/A | Terminal Connector for CB to receive |  |  |  | 0 | [8 empty] | 0
298 | N/A | Al. Tube Flexible type | Nos. | 4600 | 3 | 13800 | [8 empty] | 13800
| N/A | Terminal Connector for CT to receive |  |  |  | 0 | [8 empty] | 0
299 | N/A | Al. Tube Rigid type | Nos. | 3800 | 1 | 3800 | [8 empty] | 3800
300 | N/A | Al. Tube Flexible type | Nos. | 4750 | 2 | 9500 | [8 empty] | 9500
| N/A | ACSR Twin Moose Conductor |  |  |  | 0 | [8 empty] | 0
301 | N/A | (i) Universal take off-Horizontal | Nos. | 5300 | 1 | 5300 | [8 empty] | 5300
302 | N/A | (ii) Universal take off-Vertical | Nos. | 4200 | 1 | 4200 | [8 empty] | 4200
303 | N/A | Terminal connector for Isolator to receive Al. Tube Rigid Through type for Tandem Isolator | Nos. | 1799 | 3 | 5397 | [8 empty] | 5397
304 | N/A | (i) Isolator-TM-Tandem-Vertical | Nos. | 1653 | 4 | 6612 | [8 empty] | 6612
305 | N/A | (ii) Isolator-TM-Horizontal | Nos. | 1370 | 1 | 1370 | [8 empty] | 1370
306 | N/A | Isolator-4"IPS-Horizontal-Flex | Nos. | 2058 | 4 | 8232 | [8 empty] | 8232
307 | N/A | Isolator-4"IPS-Horizontal-Rigid | Nos. | 1700 | 2 | 3400 | [8 empty] | 3400
| N/A | Terminal Connector for Auto Trafo. to receive On LT side ACSR Twin MooseConductor |  |  |  | 0 | [8 empty] | 0
310 | N/A | (i) Universal take off | Nos. | 1450 | 1 | 1450 | [8 empty] | 1450
311 | N/A | Transformer - 4"IPS - Hor-Rigid | Nos. | 1421 | 1 | 1421 | [8 empty] | 1421
312 | N/A | Transformer - Pad - Neutral | Nos. | 1450 | 1 | 1450 | [8 empty] | 1450
| N/A | Terminal connector for WT to receive |  |  |  | 0 | [8 empty] | 0
313 | N/A | ACSR Twin MooseConductor (i) Universal take off | Nos. | 1300 | 1 | 1300 | [8 empty] | 1300
| N/A | Terminal connector for BPI to receive |  |  |  | 0 | [8 empty] | 0
314 | N/A | Al. Tube Rigid / Sliding Type | Nos. | 4870 | 3 | 14610 | [8 empty] | 14610
315 | N/A | Al. Tube Flexible type | Nos. | 5032 | 3 | 15096 | [8 empty] | 15096
316 | N/A | ACSR Twin Moose Conductor (i) Universal take off |  | 5200 | 1 | 5200 | [8 empty] | 5200
317 | N/A | 250mm spacer for ACSR Twin Moose - Rigid type | Nos. | 1600 | 44 | 70400 | [8 empty] | 70400
318 | II4I404003 | 250mm spacer for ACSR Quad Moose - Rigid type | Nos. | 1950 | 26 | 50700 | [8 empty] | 50700
320 | N/A | Inter connector for 250mm spacing ACSR Twin Moose to ACSR Single Moose Conductor | Nos. | 2450 | 5 | 12250 | [8 empty] | 12250
321 | N/A | Tee Interconnector-4"IPS-TM-Tee | Nos. | 3500 | 1 | 3500 | [8 empty] | 3500
322 | N/A | Tee Interconnector-4"IPS-QM-Tee | Nos. | 3883 | 1 | 3883 | [8 empty] | 3883
323 | N/A | Tee Interconnector-4"IPS-TM-Hor | Nos. | 3800 | 1 | 3800 | [8 empty] | 3800
325 | N/A | Tee Interconnector-4"IPS-SM-Hor | Nos. | 5400 | 2 | 10800 | [8 empty] | 10800
|  | Shield wire clamps and accessories |  |  |  | 0 | [8 empty] | 0
326 | N/A | Shield wire tension clamps. | Nos. | 778 | 3 | 2334 | [8 empty] | 2334
327 | N/A | Pad type clamp for Shield Wire | Nos. | 680 | 2 | 1360 | [8 empty] | 1360
328 | N/A | Cleat type clamp for Shield Wire | Nos. | 270 | 21 | 5670 | [8 empty] | 5670
329 | N/A | PG Clamp for Shield Wire | Nos. | 196 | 4 | 784 | [8 empty] | 784
330 | N/A | Cleat for earth strip | Nos. | 95 | 77 | 7315 | [8 empty] | 7315
331 | N/A | Cleat for earth strip | Nos. | 95 | 5 | 475 | [8 empty] | 475
|  | 11kV System |  |  |  | 0 | [8 empty] | 0
332 | N/A | Aux Trafo to Single Moose-Through type | Nos | 2650 | 1 | 2650 | [8 empty] | 2650
333 | N/A | HG Fuse to Single Moose-Horizontal Type | Nos | 682 | 1 | 682 | [8 empty] | 682
334 | N/A | LA to Single Moose-Through Type | Nos | 2280 | 1 | 2280 | [8 empty] | 2280
335 | N/A | Isolator to Single Moose-Horizontal type | Nos | 2800 | 1 | 2800 | [8 empty] | 2800
336 | PP1P144007 | FIBERGLASS TELESCOPIC EARTH DISCHARGE ROD | Nos | 13275 | 3 | 39825 | [8 empty] | 39825
337 | N/A | REQUIREMENT OF 1.5 MM NON RETURN VALVE | Nos | 289.1 | 20 | 5782 | [8 empty] | 5782
338 | N/A | Overload protection relay3U5000-1F used with Contactor 3tf3101-0A(Seimens make) | Nos | 2926.5 | 4 | 11706 | [8 empty] | 11706
339 | N/A | Power contactor 3TF3101-0A (Seimens make) | Nos | 2926.5 | 4 | 11706 | [8 empty] | 11706
340 | VV2V204001 | EHV grade transformer oil IS335/1993(209 ltr. Each drum) | Drum | 15357 | 0.5 | 7678.5 | [8 empty] | 7678.5
341 |  | HDPE PIPE 1.25 inch, Pressure class PN4 or above suitable for submersible pump | Mtr. | 174.64 | 35 | 6112.4 | [8 empty] | 6112.4
342 |  | Switchyard LED Lights | No's | 21840 | 1 | 21840 | [8 empty] | 21840
343 |  | 245kV Current Transformer (damaged) (1600/800/1 Ratio) | No's | 13432 |  |  | 1 | 13432 | [6 empty] | 13432
344 |  | Copper contact fingers for female & male contracts (Burned & unusable) | Set | 4200 | [8 empty] | 1 | 4200 | 4200
345 |  | Moving Male Contact (only Rod) for 245kV Isolator (Burned & Unusable) | No's | 2500 |  |  | 1 | 2500 | [6 empty] | 2500
346 |  | 420kv CVT (Capacitive Voltage Transformers) old, used, non functional | No. | 5000 |  |  | 1 | 5000 | [6 empty] | 5000
347 |  | ABB Make REC 670 BPCU(Bay Protection controlling unit) (old &used) | No. | 20000 | 1 | 20000 | [8 empty] | 20000
348 |  | Contactor 40A,3 Pole (1NO&1NC) (Havells/L&T/ABB/Siemens) | No. | 4130 | 4 | 16520 | [8 empty] | 16520
349 |  | MCB(4Pole)(Havells/L&T/ABB) 16A | No. | 2124 | 5 | 10620 | [8 empty] | 10620
350 |  | MCB(4Pole)(Havells/L&T/ABB) 32A | No. | 2124 | 5 | 10620 | [8 empty] | 10620
351 |  | MCB(4Pole)(Havells/L&T/ABB) 63A | No. | 2360 | 6 | 14160 | [8 empty] | 14160
352 |  | MCB(2 Pole)(Havells/L&T/ABB) 10A | No. | 826 | 6 | 4956 | [8 empty] | 4956
353 |  | MCB(2 Pole)(Havells/L&T/ABB) 16A | No. | 826 | 6 | 4956 | [8 empty] | 4956
354 |  | MCB(2 Pole)(Havells/L&T/ABB) 20A | No. | 826 | 5 | 4130 | [8 empty] | 4130
355 |  | MCB(2 Pole)(Havells/L&T/ABB) 32A | No. | 826 | 4 | 3304 | [8 empty] | 3304
356 |  | MCB(1 Pole)(Havells/ABB/L&T) 4A | No. | 590 | 9 | 5310 | [8 empty] | 5310
357 |  | MCB(1 Pole)(Havells/ABB/L&T) 6A | No. | 236 | 8 | 1888 | [8 empty] | 1888
358 |  | MCB(1 Pole)(Havells/ABB/L&T) 10A | No. | 236 | 9 | 2124 | [8 empty] | 2124
359 |  | MCB(1 Pole)(Havells/ABB/L&T) 16A | No. | 236 | 9 | 2124 | [8 empty] | 2124
360 |  | MCB(1 Pole)(Havells/ABB/L&T) 20A | No. | 236 | 9 | 2124 | [8 empty] | 2124
361 |  | MCB(1 Pole)(Havells/ABB/L&T) 32A | No. | 236 | 9 | 2124 | [8 empty] | 2124
362 |  | MCCB 100A(Havells/L&T/ABB | No. | 6490 | 4 | 25960 | [8 empty] | 25960
363 |  | Control Cable Copper (PVC) 2Core X 2.5sqmm | Km. | 152000 | 0.26 | 39520 | [8 empty] | 39520
364 |  | Power Cable Aluminium (PVC) 3.5 Core X 3.5sqmm | Km. | 317000 | 0.2 | 63400 | [8 empty] | 63400
365 |  | 48V DC, 60A Float cum boost cahrger (input 3-phase AC) | No. | 684400 | 1 | 684400 | [8 empty] | 684400
366 |  | CRC 500ml (Push and spray) | No. | 944 | 7 | 6608 | [8 empty] | 6608
368 |  | ABB make REC 670 BCU(Bay controlling unit) (old &used) | No. | 50000 | 1 | 50000 | [8 empty] | 50000
369 |  | 420KV CVT(Capacitive voltage Transformer) (Old,used,Non functional) | No. | 5000 |  |  | 1 | 5000 | [6 empty] | 5000
370 |  | Station Transformer 800kVA (33/.4KV) (Make) (old, used & Damaged) | No. | 50000 |  |  | 1 | 50000 | [6 empty] | 50000
371 |  | Y Phase Current Transformer (Line Voltage-33kV) (Ratio-50/1) (Old, Used and damaged) | No. | 5000 |  |  | 1 | 5000 | [6 empty] | 5000
372 |  | 145KV Bus Isolator clamp for twin AAAC Tarantulla Conductor | No. | 1758.2 | 1 | 1758.2 | [8 empty] | 1758.2
373 |  | 145Kv Bus CVT clamp for twin AAAC Tarantulla conductor | No. | 1758.2 | 2 | 3516.4 | [8 empty] | 3516.4
374 |  | flexible Copper bond | No. | 1097.4 | 5 | 5487 | [8 empty] | 5487
375 |  | White Petrollium jelly | KG | 649 | 4 | 2596 | [8 empty] | 2596
376 |  | Electronegative SF6 Gas | KG | 6549 | 9 | 58941 | [8 empty] | 58941
377 |  | Complete Suspension type insulator string suitable for twin tarantulla conductor | No. | 5000 | 3 | 15000 | [8 empty] | 15000
378 |  | 145kv Capacitive Voltage Transformer(fail,Nonfunctional) | No. | 4000 |  |  | 1 | 4000 | [6 empty] | 4000
379 |  | Back up protection relay with 3 0/C and 1 E/F element (Old, Used & Defective) | No. | 50000 | 1 | 50000 | [8 empty] | 50000
380 |  | ABB Make REC 670 BCU(Bay controlling unit) (old &used) | No. | 50000 |  |  | 2 | 100000 | [6 empty] | 100000
381 |  | 220V DC ,120A FLOAT CUM BOOST CHARGER Statcon make (Old &Reusable) | No. | 500000 | 1 | 500000 | [8 empty] | 500000
382 |  | 420KV CVT(Capacitive voltage Transformer) (Old,used) | No. | 5000 |  |  | 2 | 10000 | [6 empty] | 10000
383 |  | Density /pressure monitor for SF6 circuit for one pole of CB | No. | 5000 |  |  | 1 | 5000 | [6 empty] | 5000
381 |  | Heavy duty, Class-C, ISI marked, 200mm dia, min. thickness-8mm MS pipe | Mtr. | 11800 | 5.5 | 64900 | [8 empty] | 64900
381 |  | 200mm ISI marked heavy duty Gate valve | Nos. | 47200 | 1 | 47200 | [8 empty] | 47200
Total (In Rs.) | [5 empty] | 21705736.7834 |  | 284932 |  | 0 |  | 0 |  | 4325 | 21994993.7834
Sub-Total (A) |  |  |  | 21994993.7834
384 | PP3P301013 | INSULATING GLOVES | Nos. |  | 5 | [9 empty] | 0
385 | II1I106003 | 145 kv wedge type connector for AAAC TARNTULLA TO ZEBRA | Nos. |  | 11 | [9 empty] | 0
386 | N/A | 145 kc wedge type connector for PANTHER LINE CONDUCTOR ON MAIN WAY SINGLE ACSR ON BRANCH WAY | Nos. |  | 6 | [9 empty] | 0
387 | II1I106001 | 145 kc wedge type connector TO SUIT TARNTULLA AAAC on main way and single tarantulla on branch way for transfer bus | Nos. |  | 23 | [9 empty] | 0
388 | N/A | 145 KV inter connector TO SUIT 4" IPS alluminium tube (EH type ) on main way & single ZEBRA ACSR on branch way | Nos. |  | 6 | [9 empty] | 0
389 | N/A | 145 KV inter connector TO SUIT 4" IPS alluminium tube (EH type ) on main way & single TARANTULLA AAAC on branch way | Nos. | Rates not available | 4 | [9 empty] | 0
390 | N/A | 145 KV BUS POST CLAMP TO SUIT 4" IPS ALUMINIUM TUBE THROUGH TYPE (EH TYPE) RIGID/ SLIDING | Nos. |  | 7 | [9 empty] | 0
391 | N/A | 145 KV TERMINAL CONNECTOR (FLEXIBLE TYPE ) SUITABLE CONNECTING OF CIRCUIT BREAKER & 4" IPS ALLUMINUM TUBE (EH TYPE) | Nos. |  | 54 | [9 empty] | 0
392 | AA3A301004 | 4" IPS ALUMINIUM TUBE (EH TYPE) TWISTED in different size in pieces | Mtr. |  | 224.1 | [9 empty] | 0
393 | N/A | 7/3.66mm GI SHIELD WIRE | Mtr. |  | 32 | [9 empty] | 0
(B) | JE (SUBSTATION) Renuka | [13 empty] | 0
1 |  | LT Stay set complete | Nos | 885 | 39 | 34515 | [8 empty] | 34515
2 |  | LT XLPE cable 3 1/2 core 240 mm sq | Mtr. | 1180 | 50 | 59000 | [8 empty] | 59000
Total (In Rs.) | [5 empty] | 93515 |  | 0 |  | 0 |  | 0 |  | 0 | 93515
Sub-Total (B) |  |  |  | 93515
(C) | JE (LINE) Naval Kishore | [13 empty] | 0
1 | II3I306001 | Jumper Cone for ACSR Moose Conductor | Nos. | 885 | 30 | 26550 | [8 empty] | 26550
2 | II3I301001 | Mid span compression joint for ACSR Moose Conductor | Nos. | 1416 | 20 | 28320 | [8 empty] | 28320
3 | II3I302001 | Repair Sleeve for ACSR Moose Conductor | Nos. | 1416 | 20 | 28320 | [8 empty] | 28320
4 | II3I301008 | Mid span compression joint for 7/9 SWG earthwire | Nos. | 2360 | 12 | 28320 | [8 empty] | 28320
5 | II3I302008 | Repair Sleeve for 7/9 SWG earthwire | Nos. | 590 | 10 | 5900 | [8 empty] | 5900
6 | II3I301003 | Mid Span Compression Joint for ASCR Zebra Conductor | Nos. | 1439.6 | 18 | 25912.8 | [8 empty] | 25912.8
7 | II3I302003 | Repair Sleeve for ACSR Zebra Conductor | Nos. | 1121 | 15 | 16815 | [8 empty] | 16815
8 | FF4F403007 | Flexible Copper Bond for 7/10 SWG Earthwire | Nos. | 1121 | 34 | 38114 | [8 empty] | 38114
9 | II3I306003 | Jumper Cone for ACSR Zebra Conductor | Nos. | 1062 | 20 | 21240 | [8 empty] | 21240
10 | AA0A002003 | ACSR Zebra Conductor | KM | 264500 | 0.883 | 233553.5 | [8 empty] | 233553.5
11 |  | Tower parts of 220KV "C" Type Tower with 0, 1.5, 3 Mtr. Leg Extension along with Nut, Bolt & Washers | MT | 66572.064 | 10.8822 | 724450.5149 | [8 empty] | 724450.5149
12 |  | Various Damaged Tower parts of 220KV & 132KV Towers (as scrap) | MT | 10000 | [8 empty] | 1 | 10000 | 10000
13 | II0I005001 | PG Clamp (with nut & bolt) made of Aluminum Alloy Suitable for Zebra Conductor | No. | 2124 | 50 | 106200 | [8 empty] | 106200
14 |  | Clamp suitable for 7/3.15 or 7/9 or 7/10 SWG Earth wire | Nos. | 826 | 5 | 4130 | [8 empty] | 4130
15 |  | Earthwire Bracket/Downlead clamp suitable for GS earthwire 7/9 or 7/10 SWG | Nos. | 118 | 100 | 11800 | [8 empty] | 11800
16 |  | ACSR Zebra Conductor (Old & Used) | KM | 26450 | 0.257 | 6797.65 | [8 empty] | 6797.65
17 |  | Aluminium scrap (various type) | KG | 30 | [8 empty] | 8 | 240 | 240
18 |  | PG Clamp (with nut & bolt) made of Aluminum Alloy suitable for ACSR Zebra Conductor | Nos | 2289.2 | 126 | 288439.2 | [8 empty] | 288439.2
Total (In Rs.) | [5 empty] | 1594862.6649 |  | 0 |  | 0 |  | 0 |  | 10240 | 1605102.6649
Sub-Total (C) |  |  |  | 1605102.6649
Total (A+B+C) (In Rs.) | [5 empty] | 23394114.4482 |  | 284932 |  | 0 |  | 0 |  | 14565 | 23693611.4482
NOTE:- Inventry of 400KV divion Rishikesh & 220KV division Rishikesh is not availiable