## Jhajhra+YC
Item Inventory
Name of Zone - Garhwal Zone
Name of Circle - (O&M) Circle Yamuna Colony Dehradun
Name of Division - 220 KV (O&M) I.D Jhajhra Dehradun
Name of Substation - 220 KV SubStation Jhajhra Dehradun (220 kV Switchyard)
Month - April 2025 (Balram Giri, JE 220 kV Switch yard )
S. No. | Item code | Name of Item | Unit | Unit rate in Rs. | Useable |  | Unserviceable |  | Non-Moving |  | Obsolete |  | Scrap
[5 empty] | Qty. | Total Amount in Rs. | Qty. | Total Amount in Rs. | Qty. | Total Amount in Rs. | Qty. | Total Amount in Rs. | Qty. | Total Amount in Rs.
1 |  | C/D Type Tower with Bolts, Nuts & Stub (Galvanized) | MT | 102024 | 0.818 | 83455.632 | … | … | … | … | … | … | … | …
2 | AA0A002003 | ACSR Zebra Conductor | KM | 231471.78 | 0.692 | 160178.4718 | … | … | … | … | … | … | … | …
3 | MM0M007001 | Buchhloz Relay Atvus GOR - III SR. No. JJ04178(Main Tank complete with contacts) | No. | 122000 | 1 | 122000 | … | … | … | … | … | … | … | …
4 | VV1V101010 | HV Bushing for 160 MVA ABB, 245 KV / 1250 Amp. Bushing OTP | No. | 1140000 | 1 | 1140000 | … | … | … | … | … | … | … | …
5 | VV1V101011 | LV Bushing for 160 MVA ABB, 145KV/ 1250Amp. Bushing OTP | No. | 90000 | 1 | 90000 | … | … | … | … | … | … | … | …
6 | VV2V214001 | PT- 100 Sensor SR. No. B1201057.5 | No. | 4500 | 1 | 4500 | … | … | … | … | … | … | … | …
7 | VV2V216007 | CCU with PSU SR. No. B1201064.2 | No. | 3500 | 1 | 3500 | … | … | … | … | … | … | … | …
8 | VV2V216001 | R.T. Indicator (M-2245T2) SR.No. B1201088.1 | No. | 4300 | 1 | 4300 | … | … | … | … | … | … | … | …
9 | VV2V214001 | PT- 100 Sensor SR. No. B1201057.2 | No. | 4500 | 1 | 4500 | … | … | … | … | … | … | … | …
10 | VV2V216006 | CCU with PSU SR. No. B1201087.4 | No. | 3500 | 1 | 3500 | … | … | … | … | … | … | … | …
11 | VV2V216002 | R.T. Indicator (M-2245T2) SR.No. B1201164.2 | No. | 4300 | 1 | 4300 | … | … | … | … | … | … | … | …
12 | VV2V209001 | Pressure relief device(PRV) SR. No.(M N-T-6LS-M) | No. | 34000 | 1 | 34000 | … | … | … | … | … | … | … | …
13 | VV2V208002 | Magnetic Oil Level Gauge (MOG SR.No. 86750 250 DIA) | No. | 32000 | 1 | 32000 | … | … | … | … | … | … | … | …
14 |  | Remote tap positio indicator SR.No. TPC 2001/12050 | No. | 45600 | 1 | 45600 | … | … | … | … | … | … | … | …
15 |  | Oil flow indicator SR.No. 36310 (Oil Flow Indicator with Flow Switch) | Set | 6197 | 1 | 6197 | … | … | … | … | … | … | … | …
16 |  | Cooler pump SR.No. 12050368 (Oil Cooler Pump with Motor) | No. | 162000 | 1 | 162000 | … | … | … | … | … | … | … | …
17 | MM0M007003 | Buchhloz Relay Atvus GOR - III SR. No. J05514(main tank) complete with contacts | No. | 32000 | 1 | 32000 | … | … | … | … | … | … | … | …
18 |  | Time delay relay for out of step (EAPL) | No. | 324 | 1 | 324 | … | … | … | … | … | … | … | …
19 |  | Control relay for cooler control supply (schneider) 6A, 415V, coil- 240V AC (MNO- CAD32M7) | No. | 678 | 2 | 1356 | … | … | … | … | … | … | … | …
20 | JJ2J201010 | One complete pole of 2500A CB with pole column and interrupter but without PIR with MB & operating mechanism and without support structure. | No. | 295000 | 1 | 295000 | … | … | … | … | … | … | … | …
21 | JJ7J704028 | O Ring P-260 | Nos. | 300 | 6 | 1800 | … | … | … | … | … | … | … | …
22 | JJ7J704028 | O Ring P-40 | Nos. | 215 | 3 | 645 | … | … | … | … | … | … | … | …
23 | JJ7J704028 | O Ring P-12 | Nos. | 250 | 3 | 750 | … | … | … | … | … | … | … | …
24 | JJ7J704028 | O Ring P-18 | Nos. | 90 | 12 | 1080 | … | … | … | … | … | … | … | …
25 | JJ7J704028 | O Ring P-7 | Nos. | 100 | 15 | 1500 | … | … | … | … | … | … | … | …
26 | JJ7J704028 | O Ring P-170 | Nos. | 60 | 12 | 720 | … | … | … | … | … | … | … | …
27 | JJ2J201016 | Gas pressure Switch | No. | 255 | 1 | 255 | … | … | … | … | … | … | … | …
28 |  | Gas pressure gauge (Coupling Device N/R) | No. | 500 | 1 | 500 | … | … | … | … | … | … | … | …
29 |  | Stationery Contact | No. | 2500 | 1 | 2500 | … | … | … | … | … | … | … | …
30 |  | Stationery Arc Contact | No. | 2000 | 1 | 2000 | … | … | … | … | … | … | … | …
31 | JJ2J201011 | Moving Contact | No. | 2200 | 1 | 2200 | … | … | … | … | … | … | … | …
32 |  | Moving Arc Contact | No. | 2300 | 1 | 2300 | … | … | … | … | … | … | … | …
33 | JJ7J710013 | Nozzle | No. | 2500 | 1 | 2500 | … | … | … | … | … | … | … | …
34 |  | Pressure Gauge & coupling device for each type(Gas pressure Gauge- 3 No. ) | Set | 619 | 1 | 619 | … | … | … | … | … | … | … | …
35 | JJ7J710003 | Joint M | No. | 45 | 1 | 45 | … | … | … | … | … | … | … | …
36 |  | Control valve (Dilo valve 1 No.) | Set | 280 | 1 | 280 | … | … | … | … | … | … | … | …
37 | JJ2J201020 | Spring Operating Mechanism complete | Set | 122000 | 1 | 122000 | … | … | … | … | … | … | … | …
38 | JJ7J710006 | Closing dashpot | Set | 18600 | 1 | 18600 | … | … | … | … | … | … | … | …
39 | JJ7J710005 | Opening dashpot | Set | 18600 | 1 | 18600 | … | … | … | … | … | … | … | …
40 | JJ7J710007 | Opening latch gear | Set | 18600 | 1 | 18600 | … | … | … | … | … | … | … | …
41 |  | One complete pole of Isolator including support insulator with 1 E/S with operating mechanism for main isolator and earth switch (excluding structure) | No. | 54000 | 1 | 54000 | … | … | … | … | … | … | … | …
42 |  | Corona shielding ring of each type | Set | 3500 | 2 | 7000 | … | … | … | … | … | … | … | …
43 | SS2S201006 | Support Insulator | No. | 24000 | 1 | 24000 | … | … | … | … | … | … | … | …
44 |  | 245 kV, 4400 pf, CVT complete in all respects including terminal connectors and support stool for erecting on standard support structure. | No. | 90854.8 | 1 | 90854.8 | … | … | … | … | … | … | … | …
45 | KK0K002001 | 216 kV Surge arrester complete with insulating base and surge monitor and terminal connectors | No. | 19434.525 | 2 | 38869.05 | … | … | … | … | … | … | … | …
46 | JJ7J704028 | O Ring P-40 | Nos. | 1500 | 1 | 1500 | … | … | … | … | … | … | … | …
47 | JJ7J704028 | O Ring P-12 | Nos. | 250 | 3 | 750 | … | … | … | … | … | … | … | …
48 | JJ7J704028 | O Ring P-18 | Nos. | 120 | 12 | 1440 | … | … | … | … | … | … | … | …
49 | JJ7J704028 | O Ring P-7 | Nos. | 100 | 13 | 1300 | … | … | … | … | … | … | … | …
50 | JJ7J704028 | O Ring P-170 | Nos. | 260 | 12 | 3120 | … | … | … | … | … | … | … | …
51 |  | Gas pressure gauge - 1No. (Coupling Device N/R) | No. | 500 | 1 | 500 | … | … | … | … | … | … | … | …
52 | JJ3J301011 | Moving Contact | No. | 2200 | 1 | 2200 | … | … | … | … | … | … | … | …
53 | JJ7J710013 | Nozzle | No. | 2500 | 1 | 2500 | … | … | … | … | … | … | … | …
54 |  | Pressure Gauge & coupling device for each type(Gas pressure Gauge- 2No. ) | Set | 2200 | 2 | 4400 | … | … | … | … | … | … | … | …
55 | JJ7J710003 | Joint M | No. | 45 | 1 | 45 | … | … | … | … | … | … | … | …
56 | JJ7J710011 | Copper T | No. | 75 | 1 | 75 | … | … | … | … | … | … | … | …
57 | JJ7J710004 | Joint F | No. | 90 | 1 | 90 | … | … | … | … | … | … | … | …
58 |  | Dilo Coupling -Male | No. | 95 | 1 | 95 | … | … | … | … | … | … | … | …
59 |  | Dilo Coupling -FeMale | No. | 45 | 1 | 45 | … | … | … | … | … | … | … | …
60 | JJ7J710030 | End Connector 1 No. | No. | 45 | 1 | 45 | … | … | … | … | … | … | … | …
61 |  | Control valve (Dilo valve 1 No.) | Set | 280 | 1 | 280 | … | … | … | … | … | … | … | …
62 | JJ7J710006 | Closing dashpot | Set | 8000 | 1 | 8000 | … | … | … | … | … | … | … | …
63 | JJ7J710005 | Opening dashpot | Set | 8000 | 1 | 8000 | … | … | … | … | … | … | … | …
64 | JJ7J710007 | Opening Latch gear | Set | 5038 | 1 | 5038 | … | … | … | … | … | … | … | …
65 | JJ7J710008 | Closing Latch gear | Set | 5039 | 1 | 5039 | … | … | … | … | … | … | … | …
66 |  | Interlocking coils with resistor | No. | 2400 | 4 | 9600 | … | … | … | … | … | … | … | …
67 | SS3S301016 | Support Insulator | No. | 21000 | 1 | 21000 | … | … | … | … | … | … | … | …
68 | NN4N408005 | Control switch for isolator | No. | 700 | 1 | 700 | … | … | … | … | … | … | … | …
69 |  | Nitrogen Cylinder (68 Ltrs Water capacity) | No. | 12300 | 1 | 12300 | … | … | … | … | … | … | … | …
70 |  | Fire Survival Cable sufficient for 1 System | Mtr. | 180 | 40 | 7200 | … | … | … | … | … | … | … | …
71 |  | PNRV | No. | 12000 | 1 | 12000 | … | … | … | … | … | … | … | …
72 |  | Solenoid Coil Fuel shut off Valve | No. | 2500 | 1 | 2500 | … | … | … | … | … | … | … | …
73 |  | 245 kV Bus Post Insulators (without corona ring) with creepage distance of 6125 mm. | Nos | 25 | 2 | 50 | … | … | … | … | … | … | … | …
74 |  | 245 kV Double tension string assembly of Disc insulator (120KN) with total creepage distance of 6125mm with all hardware accessories including arcing horn suitable for tension clamp set and Twin Moose ACSR with 250mm sub conductor spacing with turn Buckle . | Nos. | 10 | 1 | 10 | … | … | … | … | … | … | … | …
75 | II3I301003 | MS compression Joint for ACSR Zebra | Nos. | 1590 | 7 | 11130 | … | … | … | … | … | … | … | …
76 | II3I301002 | MS compression Joint for ACSR Deer | Nos. | 1688.16 | 3 | 5064.48 | … | … | … | … | … | … | … | …
77 |  | Bay control unit F-650 GE Make | No | 173528.44 | 1 | 173528.44 | … | … | … | … | … | … | … | …
78 | MM0M003003 | Back UP For Protection Relay With O/C and E/F Element Type- F650 | No | 57843.6 | 2 | 115687.2 | … | … | … | … | … | … | … | …
79 |  | Oil Tempecture Meter | Nos | 65195 | 1 | 65195
80 |  | Electromagnet switch old & Used | No | 1000 |  |  |  |  | 1 | 1000
81 | MM0M007004 | OSR (old & Used & Repairable) | No. | 5500 | … | … | … | … | 1 | 5500 | … | … | … | …
82 | FF0F015001 | Black Tower Parts (Old & Used) | MT | 20000 | … | … | … | … | 21.15 | 423000 | … | … | … | …
83 |  | ACSR Deer Conductor (Old & Used) | Mtr. | 50 | … | … | … | … | 2340.2 | 117010 | … | … | … | …
84 | AA1A101001 | Earthwire (Old & Used) | Mtr. | 50 | … | … | … | … | 813.4 | 40670 | … | … | … | …
85 | AA1A101001 | Earthwire (old & used) | Km. | 80916.67 | … | … | … | … | 0.378 | 30586.5013 | … | … | … | …
86 | VV6V602002 | 245KV, 4400pf, CVT Complete in all respect including terminal connectors and support stool for erecting on standard support structure (Not working due to seepage) | No. | 90854.8 | … | … | … | … | 1 | 90854.8 | … | … | … | …
87 | VV0V002001 | Transformer PT- 6934 (Faulty condition ) With conservator tank, fan, fan Pump, Radiator, Turret CT, PRV | Nos | 20000000 | … | … | … | … | 1 | 20000000 | … | … | … | …
88 | VV1V101010 | 160 MVA T/F HV Bushing (old & used) With Copper Bushing Rod | Nos | 250000 | … | … | … | … | 1 | 250000 | … | … | … | …
89 | VV1V101010 | 160 MVA T/F HV Bushing (old & used & repairable / Damage) With Copper Bushing Rod | No | 200000 | … | … | … | … | 2 | 400000 | … | … | … | …
90 | VV1V101011 | 160 MVA T/F LV Bushing (old & used) With Copper Bushing Rod | Nos | 150000 | … | … | … | … | 3 | 450000 | … | … | … | …
91 | VV1V101012 | Neutral Bushing with Metal part | No | 100000 | … | … | … | … | 1 | 100000 | … | … | … | …
92 |  | Tertiary bushing With Metal Part | No | 100000 | … | … | … | … | 3 | 300000 | … | … | … | …
93 |  | DGA Analyzer system (old & used) | No | 400000 | … | … | … | … | 1 | 400000 | … | … | … | …
94 |  | PLCC Carrier Equipment For Speech and Data Panel with LMU (Old & Used) | No | 245139 | … | … | … | … | 1 | 245139 | … | … | … | …
95 |  | PLCC Carrier Equipment For Speech and Protection Panel with LMU (Old & Used) | No | 245139 | … | … | … | … | 1 | 245139 | … | … | … | …
96 |  | PRV For OLTC (Old Used & Damge) | No | 1000 | … | … | … | … | … | … | … | … | 1 | 1000
97 |  | 220 KV damage & burn CT ring | No | 500 | [8 empty] | 4 | 2000
98 |  | PRV (Old Used & Damge) | No | 500 | [8 empty] | 1 | 500
99 |  | 245 kv.1600A. 5 core CT old & burn Iron Part | No | 30 | [8 empty] | 50 | 1500
100 |  | CT burn, Copper Scrap | No | 30 | [8 empty] | 8 | 240
101 |  | 245kV CT (1600/800/1) Accuracy class 0.2s, core 5 core (4prot, &1metering ) without oil |  | 324500 |  |  |  |  | 1
102 |  | 245 kV CT (1600/800/1) Accuracy Class 0.2s, Core -5Core | No | 578269.62 |  |  |  |  | 1 | 578269.62
|  | 245 kv CT 1600/800/1 amp old & used | No | 20000 |  |  |  |  | 1 | 20000
103 |  | 220 Kv CT junction Box | N0 | 73866.82 |  |  |  |  | 2 | 147733.64
104 |  | 220 Kv 1600 Amp. Isolator Moving blade | No | 24740 |  |  |  |  | 6 | 148680
105 |  | 220 Kv 1600 Amp. Isolator Fixed Contact assembly Without earth switch | No. | 17700 |  |  |  |  | 6 | 106200
106 |  | 220Kv 1600 amp.Isolator Fixed Contact assembly with earth switch | No | 17700 |  |  |  |  | 3 | 53100
[6 empty] | 3121356.0738 |  | 0 |  | 24152882.5613 |  | 0 |  | 5240
Item Inventory
Name of Zone - Garhwal Zone
Name of circle - (O&M) Circle Yamuna Colony Dehradun
Name of Division - 220 KV (O&M) I.D Jhajhra Dehradun
Name of Substation - 220 KV SubStation Jhajhra Dehradun
Name - Ajay Bhatt (Incharge of 132/33 KV Yards)
Month - April - 2025
S. No. | Item code | Name of Item | Unit | Unit rate in Rs. | Useable |  | Unserviceable |  | Non-Moving |  | Obsolete |  | Scrap
[5 empty] | Qty. | Total Amount in Rs. | Qty. | Total Amount in Rs. | Qty. | Total Amount in Rs. | Qty. | Total Amount in Rs. | Qty. | Total Amount in Rs.
1 | CC2C201003 | HF Cable | Km. | 202456.15 | 1.938 | 392360.0187 | … | … | … | … | … | … | … | …
2 | VV1V101035 | LV Bushing for 40MVA (36KV/2000A) Bushing, Porcelain | No. | 25000 | 1 | 25000 | … | … | … | … | … | … | … | …
3 | VV2V214001 | PT- 100 Sensor SR. No. B1201083.6 | No. | 3000 | 1 | 3000 | … | … | … | … | … | … | … | …
4 | VV2V216007 | CCU with PSU SR. No. B1201064.1 | No. | 2100 | 1 | 2100 | … | … | … | … | … | … | … | …
5 | VV2V214001 | PT- 100 Sensor SR. No. B1201065.2 | No. | 3000 | 1 | 3000 | … | … | … | … | … | … | … | …
6 | VV2V216007 | CCU with PSU SR. No. B1201087.3 | No. | 2100 | 1 | 2100 | … | … | … | … | … | … | … | …
7 | VV2V208002 | Magnetic oil Gauge (MOG SR.No. 86803) | No. | 1200 | 1 | 1200 | … | … | … | … | … | … | … | …
8 |  | Remote tap position indicator SR.No. 12049 MNO- TPC-12232) | No. | 3240 | 1 | 3240 | … | … | … | … | … | … | … | …
9 | JJ3J301010 | One complete pole of 1600A CB with pole column and interrupter without PIR & MB and operating mechanism and without support structure. | No. | 275776 | 1 | 275776 | … | … | … | … | … | … | … | …
10 | JJ7J707001 | SF6 gas | Kg. | 450 | 12 | 5400 | … | … | … | … | … | … | … | …
11 | JJ3J301018 | Spring Operating Mechanism complete | Set | 63000 | 1 | 63000 | … | … | … | … | … | … | … | …
12 |  | 145kV, 800A, 120% extended 5 core CT complete in all respects including terminal connectors and support stool for erecting on standard support structure. | No. | 73828.9 | 1 | 73828.9 | … | … | … | … | … | … | … | …
13 | JJ5J503011 | 33KV Circuit breaker pole | No. | 17255.67 | 2 | 34511.34 | … | … | … | … | … | … | … | …
14 | MM2M203002 | Ammeter with transducer | No. | 300 | 2 | 600 | … | … | … | … | … | … | … | …
15 |  | Wattmeter with transducer | No. | 280 | 1 | 280 | … | … | … | … | … | … | … | …
16 |  | Varmeter with transducer | No. | 310 | 1 | 310 | … | … | … | … | … | … | … | …
17 | MM2M202002 | Voltmeter with transducer | No. | 250 | 1 | 250 | … | … | … | … | … | … | … | …
18 |  | Voltmeter selector switch | No. | 360 | 1 | 360 | … | … | … | … | … | … | … | …
19 | SS7S710002 | Annunciations windows with necessary annunciation relay | No. | 3000 | 1 | 3000 | … | … | … | … | … | … | … | …
20 | MM0M012001 | Self reset trip relay (one relay of each type) Type- RXMS+RXME | No. | 4500 | 1 | 4500 | … | … | … | … | … | … | … | …
21 |  | Semaphore indicator for Earth switch | No. | 1000 | 2 | 2000 | … | … | … | … | … | … | … | …
22 |  | Synchronizing socket | No. | 356 | 1 | 356 | … | … | … | … | … | … | … | …
23 | MM0M012001 | Self reset trip relay (one relay of each type) Type- RXMS+RXME | No. | 4200 | 1 | 4200 | … | … | … | … | … | … | … | …
24 | MM0M018001 | Flag relays (one relay of each type) Type- RXSF1 | No. | 3700 | 1 | 3700 | … | … | … | … | … | … | … | …
25 |  | Inter-posing CT & PTs each type | Set | 500 | 1 | 500 | … | … | … | … | … | … | … | …
26 | NN5N506008 | Metrosil(No.n-linear resistor) each type | No. | 3500 | 1 | 3500 | … | … | … | … | … | … | … | …
27 | NN5N506009 | Longest optical cable (1Set = 90Mtr.) | Set | 19212 | 1 | 19212 | … | … | … | … | … | … | … | …
28 | NN5N506030 | Telephone Set | No. | 400 | 1 | 400 | … | … | … | … | … | … | … | …
29 | NN5N506032 | Telephone 4 wire with necessary connecting cable | Set. | 1050 | 1 | 1050 | … | … | … | … | … | … | … | …
30 | YY0Y003022 | Inter cell connectors with bolts and nuts | No. | 84 | 10 | 840 | … | … | … | … | … | … | … | …
31 |  | Main Control Card (CARD SPCL-441V2) | No. | 300 | 1 | 300 | … | … | … | … | … | … | … | …
32 |  | DC-DC Card (CARD SPCL-405, 48 V/12 V) | No. | 300 | 1 | 300 | … | … | … | … | … | … | … | …
33 |  | Feed back card(card SPCL-236 for 220 V) | No. | 200 | 1 | 200 | … | … | … | … | … | … | … | …
34 |  | TEMP. CONP. CARD(CARD SPCL-43V1) | No. | 350 | 1 | 350 | … | … | … | … | … | … | … | …
35 |  | LED INDICATOR CARD(CARD SPCL-442) | No. | 250 | 1 | 250 | … | … | … | … | … | … | … | …
36 |  | TRIP RELAY(Relay 12 V , 3C/O, 5A) | No. | 400 | 1 | 400 | … | … | … | … | … | … | … | …
37 |  | AUX .INPUT CONTACTOR( AC CONTACTOR 25 A,AC1 ,415 V, 1No.+1NC Aux) | No. | 450 | 1 | 450 | … | … | … | … | … | … | … | …
38 | YY1Y105002 | Filter capacitor selected Value 50000mf / 350 Volt | No. | 0 | 1 | 0 | … | … | … | … | … | … | … | …
39 | YY1Y105001 | Thyristor / diode (Blocking Diode) 150 A Lav / 1200Volt | No. | 350 | 1 | 350 | … | … | … | … | … | … | … | …
40 |  | Bleeder (W/W/R 750E/250W OR EQ) | No. | 100 | 1 | 100 | … | … | … | … | … | … | … | …
41 |  | Main Control Card (CARD SPCL-441V2) | No. | 300 | 1 | 300 | … | … | … | … | … | … | … | …
42 |  | Annunciation card ( SPCL-440V2) | No. | 500 | 1 | 500 | … | … | … | … | … | … | … | …
43 |  | DC-DC Card (CARD SPCL-405, 48 V/12 V) | No. | 300 | 1 | 300 | … | … | … | … | … | … | … | …
44 |  | TEMP. CONP. CARD(CARD SPCL-43V1) | No. | 350 | 1 | 350 | … | … | … | … | … | … | … | …
45 |  | LED INDICATOR CARD(CARD SPCL-442) | No. | 250 | 1 | 250 | … | … | … | … | … | … | … | …
46 |  | INPUT CONTACTOR( AC CONTACTOR 25 A,AC1 ,415 V, TP+1No.+2NC Aux) | No. | 550 | 1 | 550 | … | … | … | … | … | … | … | …
47 | YY1Y105002 | Filter capacitor selected Value 10000mf / 110 Volt | No. | 200 | 1 | 200 | … | … | … | … | … | … | … | …
48 |  | SCR-SCR Module (SCR-SCR Module 55A LAV/400 V | No. | 50 | 3 | 150 | … | … | … | … | … | … | … | …
49 | YY1Y109038 | Thyristor / diode (Blocking Diode) 150 A Lav / 400Volt | No. | 200 | 1 | 200 | … | … | … | … | … | … | … | …
50 |  | Bleeder (W/W/R 100E/100W OR EQ | No. | 100 | 1 | 100 | … | … | … | … | … | … | … | …
51 |  | Earth Fault Resistance(W/W/R 470 E /20W) | No. | 202.95 | 1 | 202.95 | … | … | … | … | … | … | … | …
52 |  | Potentiometer (potentionmeter 10 K/1 W) | No. | 180 | 1 | 180 | … | … | … | … | … | … | … | …
53 | SS7S707001 | HPL Make 400A FP MCCB | No. | 210 | 1 | 210 | … | … | … | … | … | … | … | …
54 | AA3A301004 | Al. Tube & welding Sleeves | mtr | 12 | 93 | 1116 | … | … | … | … | … | … | … | …
55 | AA3A302004 | Welding sleeve with 4 nos. Pin | Nos. | 5 | 4 | 20 | … | … | … | … | … | … | … | …
56 |  | 145 kV Bus Post Insulators (without corona ring) with creepage distance of 3625 mm. | Nos | 20 | 2 | 40 | … | … | … | … | … | … | … | …
57 |  | 145 kV Single tension string assembly of Disc insulator (120KN) with total creepage distance of 3625mm with all hardware accessories including arcing horn suitable for tension clamp set and Single Moose ACSR bundle without turn Buckle. | Nos. | 8 | 1 | 8 | … | … | … | … | … | … | … | …
58 | NN4N408016 | Double Pole Iron Clad Main Switch 63 Amp. Complete | Nos. | 4419.69 | 2 | 8839.38 | … | … | … | … | … | … | … | …
59 | FF2F206003 | 12mm. Chequer plate | MT | 74517.5 | 3.089 | 230184.5575 | … | … | … | … | … | … | … | …
60 | FF2F202003 | MS Flat 50 X 6 mm | MT | 63472.5 | 0.1 | 6347.25 | … | … | … | … | … | … | … | …
61 | CC2C201002 | Armoured optical fibre Cable D-Link NCB - FM500-AUHD-06-50 / 1.25µΩ OMZ | Mtr. | 105.79 | 580 | 61358.2 | … | … | … | … | … | … | … | …
62 | CC2C201004 | RS 485 Communicating Cable | Mtr. | 65.9384 | 90 | 5934.456 | … | … | … | … | … | … | … | …
63 | CC3C313014 | Cable gland O/S | Nos. | 166.24 | 30 | 4987.2 | … | … | … | … | … | … | … | …
64 | FF1F101041 | GI bolt & nut with spring & flat washer 10x50 mm, 10x75 mm,12x75 mm, 12x50 mm & 12x60 mm | Kg. | 105.79 | 32 | 3385.28 | … | … | … | … | … | … | … | …
65 | CC3C316003 | GI cable tray perforated 2.5 mtr. length 150 mm wide | Mtr. | 309.81 | 28 | 8674.68 | … | … | … | … | … | … | … | …
66 | CC3C316002 | GI cable tray perforated 2.5 mtr. length 225 mm wide | Mtr. | 385.37 | 15 | 5780.55 | … | … | … | … | … | … | … | …
67 | CC0C001020 | Armoured control cable 2C X 2.5sq.mm. | Km. | 64983.75 | 0.12 | 7798.05 | … | … | … | … | … | … | … | …
68 | CC0C001013 | Armoured control cable 6C X 2.5sq.mm. | Km. | 158681.25 | 0.143 | 22691.4187 | … | … | … | … | … | … | … | …
69 | AA3A301004 | 4" IPS Al tube EH type | Mtr. | 2200 | 100 | 220000 | … | … | … | … | … | … | … | …
70 | MM0M019017 | 48VDC, 2250Ω, 48D-5 Relay with 8 pins consisting 2NO +2NC Contact | Nos. | 1362 | 4 | 5448 | … | … | … | … | … | … | … | …
71 | JJ2J201021 | Motor Contactor For 245 KV CB, 220 VDC (CGL) | No | 800 | 14 | 11200 | … | … | … | … | … | … | … | …
72 |  | Contactor (3NO+3NC) For 245 KV CB, 220 VDC (CGL) | No | 800 | 31 | 24800 | … | … | … | … | … | … | … | …
73 | SS7S701005 | 02 Amp, 2 pole, 250 VDC MCB | NOS | 2950 | 3 | 8850 | … | … | … | … | … | … | … | …
74 | SS7S701004 | 06 Amp, 2 pole, 250 VDC MCB | NOS | 2950 | 3 | 8850 | … | … | … | … | … | … | … | …
75 | PP1P122007 | N2 Regulator Assembly | No | 19558.5 | 1 | 19558.5 | … | … | … | … | … | … | … | …
76 |  | N2 Gas Cylinder Empty | No | 20000 | 1 | 20000 | … | … | … | … | … | … | … | …
77 |  | 33 KV CT(1PH), AC 0.2, 5 Core 1600/800/1A | No | 79490.7 | 1 | 79490.7 | … | … | … | … | … | … | … | …
78 |  | 36 KV, 3 Core CT 1600/800/1 A with 0.2 Accuracy | No | 79060 | 1 | 79060 | … | … | … | … | … | … | … | …
79 |  | Cap bank cell | No | 59000 | 2 | 118000
80 |  | Auxiliary switch of rating 10 amp 220 VDC, 6 NO+6NC | Nos | 9735 | 4 | 38940
81 |  | 33 KV VCB Tripping Coil | Nos | 9735 | 4 | 38940
82 |  | 33 KV VCB Closing Coil | Nos | 9735 | 4 | 38940
83 |  | 33 KV CT Old & Used | Nos | 15000 | 6 | 90000
84 |  | Moose Conductor | KM | 300000 | 0.035 | 10500
85 |  | 1600 Amp 33KV Motor Operated Isolator sets | Set | 163902 | 5 | 819510
86 |  | Silica Gel | NO | 376.538 | 20 | 7530.76
|  | Silica Gel | NO | 462.56 | 140 | 64758.4
87 |  | Auxiliary switch 220VDC 8 NO+8NC | NO | 9711.4 | 4 | 38845.6
89 |  | Daily supply postion register | NO | 684.4 | 5 | 3422
90 |  | Gate entry regidter | NO | 684.4 | 5 | 3422
92 |  | LA Surge Counter register | NO | 684.4 | 8 | 5475.2
93 |  | Daily battery register | NO | 684.4 | 2 | 1368.8
94 |  | Tripping base register | NO | 684.4 | 8 | 5475.2
95 |  | Maximum/Minimum Register 220 KV yard | NO | 684.4 | 8 | 5475.2
96 |  | Maximum/Minimum Register 132 KV yard | NO | 684.4 | 8 | 5475.2
97 |  | Maximum/Minimum Register 33 KV yard | NO | 684.4 | 8 | 5475.2
98 |  | 75x12 mm MS Flate | MT | 94931 | 0.62 | 58857.22
99 |  | 50x6 mm MS Flate | MT | 94931 | 0.62 | 58857.22
101 |  | Circuit Breaker Upper Terminal Pad 16*75 | NO | 4720 | 4 | 18880
102 |  | Circuit Breaker Upper Terminal Pad 16*46 | NO | 6490 | 3 | 19470
103 |  | Breaker Control switch 3Position, 16 ways, 16-32 amp TNC Switch | NO | 9204 | 1 | 9204
104 |  | Tripping coil, 220-240 VDC, 73 Ω for 132 KV CGL CB | NO | 6844 | 6 | 41064
105 |  | Closing coil, 220-240 VDC, 90 Ω for 132 KV CGL CB | NO | 6844 | 4 | 27376
106 |  | Motor Contactor with addon block 220/132 KV CB | NO | 6844 | 2 | 13688
107 |  | Auxiliary contactor for 220/132 KV CB | NO | 6844 | 3 | 20532
108 |  | 40 mm MS Rod For earthing Purpose | MT | 153990 | 0.55 | 84694.5
109 |  | 40 mm MS 3 meter electrodes Rod For earthing Purpose | No | 2242 | 4 | 8968
110 |  | RXMA1 Relay | No | 23423 | 1 | 23423
111 |  | RXMVB2 Relay | No | 23423 | 1 | 23423
112 |  | 132KV 1250 Amp Isolator moving blade | No | 21240 | 6 | 127440
114 |  | 33KV outdoor PT | No | 70018.9 | 6 | 420113.4
115 |  | 33KV Singal Phase outdoor type 1600/800/1A, .2S | No | 82686.14 | 3 | 248058.42
116 |  | 33KV Singal Phase outdoor type 800/400/1A, .2S | No | 82686.14 | 5 | 413430.7
117 |  | 33KV CT Junction Box | No | 16256.86 | 1 | 16256.86
118 |  | AC Voltmeter, 500 volt AC, 3.5 Digit, CL - 1 | No | 5900 | 2 | 11800
119 |  | AC Ammeter, 500 volt AC, 3.5 Digit, CL - 1 | No | 5900 | 2 | 11800
120 |  | DC Voltmeter, 500 volt AC, 3.5 Digit, CL - 1 | No | 7080 | 2 | 14160
121 |  | C wedge Moose to Moose | No | 3357.1 | 6 | 20142.6
122 |  | C wedge Panther to Dog | NO | 1640.2 | 4 | 6560.8
124 |  | 33KV Isolator Clamp Ped Type | No | 3363 | 3 | 10089
130 |  | 16 Sqm singal core flexible copper cable | No | 365.8 | 20 | 7316
131 |  | Terminal Block CTS 70 L | No | 302.08 | 20 | 6041.6
|  | BCU's (P14DL Model) GE Make | No | 684400 | 11 | 7528400
|  | BCU's (P14DL Model) GE Make | No | 621860 | 14 | 8706040
|  | BCU's (C650 Model) GE Make | No | 938100 | 9 | 8442900
|  | 220 Volt 500AH SMF VRLA Battery Set, 02 Volt Each cell | Set | 1766400 | 1 | 1766400
132 |  | Transformer cooling Fan (Old, Used & Damaged) | No | 1000 | … | … | … | … | 12 | 12000
133 | AA1A101001 | GS Earth wire 7/9 SWG (Old and dismantaled) | KM | 24800 | … | … | … | … | 0.31 | 7688 | … | … | … | …
134 |  | 3ɸ Transformer Cooling Fan ( Old & Used & Repairable) | Nos. | 5000 | … | … | … | … | 3 | 15000 | … | … | … | …
135 |  | Annunciation card ( SPCL-440V2) ( Old & Used & Repairable) | No. | 250 | … | … | … | … | 1 | 250 | … | … | … | …
136 | VV6V602003 | 132KV CVT (Sepaged) | No. | 100000 | … | … | … | … | 1 | 100000 | … | … | … | …
137 |  | D 400 Upgrade Kit (old used& repairable) | No. | 50000 | … | … | … | … | 2 | 100000 | … | … | … | …
138 |  | 220/132/33 KV Feeder Energy meeter (old & used) | No | 2000 | … | … | … | … | 26 | 52000 | … | … | … | …
139 | VV2V204001 | Transformer oil (old & used) | Ltr | 25 | … | … | … | … | 1404 | 35100 | … | … | … | …
140 |  | 145 KV 1250 amp, Transformer Bushing with rod (O&U, Dismantle) | No | 25000 | … | … | … | … | 1 | 25000
141 |  | 33 KV Circuit Breaker (Old & Used) | No | 50000 | … | … | … | … | 4 | 200000
142 |  | Fire Panel (O&U, Damage) | No | 500 | [8 empty] | 1 | 500
143 |  | Capacitor cell (old,Used, Brunt & Damaged) | No | 1000 | [8 empty] | 2 | 2000
144 |  | LMU (O&U,Damage) | Nos | 500 | [8 empty] | 4 | 2000
145 |  | NDR Relay (Old used & defective) | Nos | 2000 |  |  |  |  | … | … |  |  | 1 | 2000
147 |  | 3 phase Window AC compressor (old, used & damaged) | Nos | 300 | … | … | … | … | … | … | … | … | 5 | 1500
151 |  | battery cells (old, used and damaged) 500 AH | No. | 2400.132 | … | … | … | … | … | … | … | … | 116 | 278415.312
152 |  | battery cells (old, used and damaged) 300 AH | No. | 2100.132 | … | … | … | … | … | … | … | … | 5 | 10500.66
153 |  | 33 KV CT (O&U, Damaged) | No | 5000 | [8 empty] | 11 | 55000
154 | VV2V204007 | Empty Drum of Transformer Oil each 209 Ltrs. Capacity | Nos | 200 | … | … | … | … | … | … | … | … | 75 | 15000
155 | VV3V301002 | 36 KV CT 1600/800/1Amp.(Old, used & Damaged) | Nos. | 20000 | … | … | … | … | … | … | … | … | 1 | 20000
156 |  | Aluminium clamp Scrap | KG | 15 | [8 empty] | 10 | 150
157 |  | CT Junction Box (O&U, Damaged) | No | 200 | [8 empty] | 13 | 2600
158 |  | 33Kv Circuit Breaker (O&U, damaged) Without Pole & Structure | No | 5000 | [8 empty] | 3 | 15000
159 |  | 4" IPS Al tube (O&U) | KG | 15 | [8 empty] | 110 | 1650
160 |  | T-60 Relay (O&U, Damaged) | No | 5000 | [8 empty] | 1 | 5000
[6 empty] | 31247129.3109 |  | 0 |  | 547038 |  | 0 |  | 411315.972
[6 empty] | 34368485.3847 |  | 0 |  | 24699920.5613 |  | 0 |  | 416555.972
Stock Inventory of 220 KV S/S, Jhajhra Line (April -2025 )
Name of Circle/ Zone : O&M Dehradun/ Garhwal Zone
Name of Division : O & M Division Jhajhra, Dehradun | [5 empty] | Name of Sub Station- 220 KV S/S Jhajhra, Dehradun
Stock Inventory for the month of : April- 2025 | [5 empty] | Name of Section Holder- Pradeep Kumar Bhatt, J.E.(Line)
Name of Substation : 220 KV Substation, Jhajhra, Dehradun
Sl. No | Item Code | Name of Item | Unit | Unit Rate | Useable |  | Unserviceable |  | Non-Moving |  | Obsolete |  | Scrap |  | Total Inventory Amt.
[5 empty] | Qty | Total Amt. in Rs | Qty | Total Amt. in Rs | Qty | Total Amt. in Rs | Qty | Total Amt. in Rs | Qty | Total Amt. in Rs
1 | NA | Galvanized Template of B type Tower | MT | 70074 | 1.326 | 92918.124 | _ | _ | _ | _ | _ | _ | _ | _ | 92918.124
2 | NA | Galvanized Template of C type Tower | MT | 70074 | 1.342 | 94039.308 | _ | _ | _ | _ | _ | _ | _ | _ | 94039.308
3 | NA | Pilot H/W fitting for ACSR Zebra conductor suitable for 90 KN disc insulator | Sets | 2601.25 | 19 | 49423.75 | _ | _ | _ | _ | _ | _ | _ | _ | 49423.75
4 | II3I303003 | Vibration damper for ACSR Zebra conductor | Nos | 1156.33 | 36 | 41627.88 | _ | _ | _ | _ | _ | _ | _ | _ | 41627.88
5 | II3I301003 | Mid span compression joint for ACSR Zebra conductor | Nos | 1517 | 24 | 36408 | _ | _ | _ | _ | _ | _ | _ | _ | 36408
6 | II3I302003 | Repair sleeve for Zebra conductor | Nos | 564.59 | 55 | 31052.45 | _ | _ | _ | _ | _ | _ | _ | _ | 31052.45
7 | II3I302003 | Repair sleeve for Zebra conductor (Old) | Nos | 542.43 | 8 | 4339.44 | _ | _ | _ | _ | _ | _ | _ | _ | 4339.44
8 | NA | Rigid Spacer for Twin ACSR Zebra conductor | Nos | 1248.6 | 128 | 159820.8 | _ | _ | _ | _ | _ | _ | _ | _ | 159820.8
9 | II0I001001 | Disc Insulator 160KN | Nos | 670.68 | 9 | 6036.12 | _ | _ | _ | _ | _ | _ | _ | _ | 6036.12
10 | II0I001006 | Disc Insulator 90KN | Nos | 945.9 | 180 | 170262 | _ | _ | _ | _ | _ | _ | _ | _ | 170262
11 | NA | Disc Insulator 90 KN ( Old & Used) | Nos. | 500 | 31 | 15500 | 11 | 5500 | _ | _ | _ | _ | _ | _ | 21000
12 | AA0A002003 | ACSR Zebra Conductor (cut in different pieces ) | Km. | 265500 | 0.51 | 135405 | _ | _ | _ | _ | _ | _ | _ | _ | 135405
13 | NA | 220 KV suspension fitting for Deer Conductor (Old & Used) | Nos. | 50 | 6 | 300 | _ | _ | _ | _ | _ | _ | _ | _ | 300
14 | II3I301002 | Mid span joint for Deer conductor | Nos | 400 | 83 | 33200 | _ | _ | _ | _ | _ | _ | _ | _ | 33200
15 | II3I302002 | Repair sleeve for ACSR Deer conductor | Nos | 946.92 | 4 | 3787.68 | _ | _ | _ | _ | _ | _ | _ | _ | 3787.68
16 | NA | Single tension fitting for Zebra conductor(Old &Used) | Nos | 500 | 6 | 3000 | _ | _ | _ | _ | _ | _ | _ | _ | 3000
17 | NA | Double tension fitting for Zebra conductor (Old & used) | Nos | 500 | 9 | 4500 | _ | _ | _ | _ | _ | _ | _ | _ | 4500
18 | NA | Single tension fitting for Zebra conductor without Dead End | Nos | 500 | 3 | 1500 | _ | _ | _ | _ | _ | _ | _ | _ | 1500
19 | NA | Hot dip galvanized templates, including Bolts, Nuts and washers for above structure as per BOM | MT | 112455 | 1.591 | 178915.905 | _ | _ | _ | _ | _ | _ | _ | _ | 178915.905
20 | II3I301008 | Mid span compression joint for Earth wire 7/9 SWG | Nos. | 670.64 | 22 | 14754.08 | _ | _ | _ | _ | _ | _ | _ | _ | 14754.08
21 | NA | Bolted type tension fitting damage scrap | Nos. | 1000 | __ | __ | 3 | 3000 | _ | _ | _ | _ | _ | _ | 3000
22 | NA | Disc Insulators (Dismentled & Old & Used) | Nos. | 200 | 22 | 4400 | 8 | 1600 | _ | _ | _ | _ | _ | _ | 6000
23 | NA | Disc Insulator (Dismantled & Old & Used) | Nos. | 200 | 567 | 113400 | 33 | 6600 | _ | _ | _ | _ | _ | _ | 120000
24 | NA | Pilot Fitting (90 KN) | Nos. | 3088.8 | 2 | 6177.6 | _ | _ | _ | _ | _ | _ | _ | _ | 6177.6
25 | NA | Single Suspension Fitting for ACSR Deer (Old & Used) | Nos. | 65 | 10 | 650 | _ | _ | _ | _ | _ | _ | _ | _ | 650
26 | II5I501004 | Single tension fitting suitable for ACSR Zebra conductor | Nos. | 4118.4 | 17 | 70012.8 | _ | _ | _ | _ | _ | _ | _ | _ | 70012.8
27 | II3I303008 | Vibration damper for earth wire 7/9 SWG | Nos. | 949.08 | 9 | 8541.72 | _ | _ | _ | _ | _ | _ | _ | _ | 8541.72
28 | NA | Vibration damper for Deer Conductor (Dismantled & Old & Used) | Nos. | 250 | 45 | 11250 | _ | _ | _ | _ | _ | _ | _ | _ | 11250
29 | NA | Hanger Suitable for Deer Conductor (Dismantled & Old & Used) | Nos. | 65 | 18 | 1170 | _ | _ | _ | _ | _ | _ | _ | _ | 1170
30 | NA | Double Suspension fitting for Deer Conductor (Dismantled & Old & Used & Incomplete) | Nos. | 350 | __ | __ | 15 | 5250 | _ | _ | _ | _ | _ | _ | 5250
31 | NA | Armor Rod for Deer Conductor (Dismantled & Old & Used) | Nos. | 50 | 9 | 450 | _ | _ | _ | _ | _ | _ | _ | _ | 450
32 | NA | Dead End for Deer Conductor (Dismantled & Old & Used) | Nos. | 50 | __ | __ | 5 | 250 | _ | _ | _ | _ | _ | _ | 250
33 | II0I001007 | Disc Insulator - 70KN (B&S) | Nos. | 499.8 | 6 | 2998.8 | _ | _ | _ | _ | _ | _ | _ | _ | 2998.8
34 | II2I203002 | Suspension clamp for 7/10 SWG Earth Wire | Nos. | 1177.64 | 4 | 4710.56 | _ | _ | _ | _ | _ | _ | _ | _ | 4710.56
35 | II2I203001 | Suspension clamp for 7/9 SWG Earth Wire | Nos. | 1177.64 | 5 | 5888.2 | _ | _ | _ | _ | _ | _ | _ | _ | 5888.2
36 | II2I202001 | Tension clamp for 7/9 SWG Earth Wire | Nos. | 1175.23 | 8 | 9401.84 | _ | _ | _ | _ | _ | _ | _ | _ | 9401.84
37 | II3I301004 | Mid Span Compression Joint | Nos. | 1180 | 4 | 4720 | _ | _ | _ | _ | _ | _ | _ | _ | 4720
38 | II3I301009 | Mid Span Compression Joint for 7/10 SWG Earth Wire | Nos. | 733.96 | 2 | 1467.92 | _ | _ | _ | _ | _ | _ | _ | _ | 1467.92
39 | II3I302008 | Repair Sleeve for 7/9 SWG Earth Wire | No. | 735.13 | 6 | 4410.78 | _ | _ | _ | _ | _ | _ | _ | _ | 4410.78
40 | II3I302009 | Repair Sleeve for 7/10 SWG Earth Wire | No. | 735.13 | 4 | 2940.52 | _ | _ | _ | _ | _ | _ | _ | _ | 2940.52
41 | II3I302004 | Repair Sleeve for ACSR Panther Conductor | No. | 1174.08 | 4 | 4696.32 | _ | _ | _ | _ | _ | _ | _ | _ | 4696.32
42 | II3I305004 | Armour Rod for ACSR Panther Conductor | No. | 1455 | 1 | 1455 | _ | _ | _ | _ | _ | _ | _ | _ | 1455
43 | PP0P001012 | Come along clamp for 7/9 SWG Earth Wire | No. | 5876 | 1 | 5876 | _ | _ | _ | _ | _ | _ | _ | _ | 5876
44 | PP0P001013 | Come along clamp for 7/10 SWG Earth Wire | No. | 5853 | 1 | 5853 | _ | _ | _ | _ | _ | _ | _ | _ | 5853
45 | II5I501005 | Single tension fitting for Panther conductor | No. | 5888 | 1 | 5888 | _ | _ | _ | _ | _ | _ | _ | _ | 5888
46 | PP0P008011 | Bull Dog Grip for Earth wire | No. | 230.12 | 3 | 690.36 | _ | _ | _ | _ | _ | _ | _ | _ | 690.36
47 | II5I505005 | Double Suspension Fitting for Panther | No. | 5887 | 1 | 5887 | _ | _ | _ | _ | _ | _ | _ | _ | 5887
48 | NA | Flexible Copper Bond for G.S. Earth wire 7/9 SWG | No. | 1944.66 | 2 | 3889.32 | _ | _ | _ | _ | _ | _ | _ | _ | 3889.32
49 | FF1F101019 | 16mm Daimeter Galvanized HRH Nut & Bolt 60 mm Long | Kg | 232.44 | 5 | 1162.2 | _ | _ | _ | _ | _ | _ | _ | _ | 1162.2
50 | FF1F101024 | G.I Nut & Bolt 16x40mm | Kg | 102 | 13 | 1326 | _ | _ | _ | _ | _ | _ | _ | _ | 1326
51 | NA | Galvanised/MS Scrap of Tower Parts | Kg | 40 | 324 | 12960 | _ | _ | _ | _ | _ | _ | _ | _ | 12960
52 | NA | Galvanized Template of A type tower excluding Bolts, Nuts & washers etc. (Incomplete) | MT | 120383 | 0.148 | 17816.684 | _ | _ | _ | _ | _ | _ | _ | _ | 17816.684
53 | NA | Galvanized Template of B type tower excluding Bolts, Nuts & washers etc. (Incomplete) | MT | 120383 | 3.791 | 456371.953 | _ | _ | _ | _ | _ | _ | _ | _ | 456371.953
|  |  | MT | 125801.1924 | 1.649 | 207446.1663 | _ | _ | _ | _ | _ | _ | _ | _ | 207446.1663
54 | NA | Galvanized Template of C type tower excluding Bolts, Nuts & washers etc. (Incomplete) | MT | 120383 | 0.676 | 81378.908 | _ | _ | _ | _ | _ | _ | _ | _ | 81378.908
|  |  | MT | 125801.1924 | 5.718 | 719331.2181 | _ | _ | _ | _ | _ | _ | _ | _ | 719331.2181
55 | NA | Double Tension Fitting for Twin ACSR Zebra Conductor Suitable for 160 KN Disc Insulator | Sets | 12525.4286 | 6 | 75152.5716 | _ | _ | _ | _ | _ | _ | _ | _ | 75152.5716
56 | II3I303003 | Vibration Damper for Zebra Conductor | Nos. | 1095.748 | 80 | 87659.84 | _ | _ | _ | _ | _ | _ | _ | _ | 87659.84
57 | II3I303009 | Vibration Damper for GS Earthwire 7/10 SWG | Nos. | 682.8542 | 5 | 3414.271 | _ | _ | _ | _ | _ | _ | _ | _ | 3414.271
58 | II3I301003 | Mid Span Compression Joint for Zebra Conductor | Nos. | 1134.924 | 293 | 332532.732 | _ | _ | _ | _ | _ | _ | _ | _ | 332532.732
59 | NA | Flexible Copper Bond | Nos. | 1054.4598 | 4 | 4217.8392 | _ | _ | _ | _ | _ | _ | _ | _ | 4217.8392
60 | II3I302003 | Repair Sleeve for Zebra Conductor | Nos. | 507.1168 | 301 | 152642.1568 | _ | _ | _ | _ | _ | _ | _ | _ | 152642.1568
61 | II0I001001 | Disc Insulator 160 KN | Nos. | 1267.5324 | 327 | 414483.0948 | _ | _ | _ | _ | _ | _ | _ | _ | 414483.0948
62 | II0I001006 | Disc Insulator 90 KN | Nos. | 830.307 | 8 | 6642.456 | _ | _ | _ | _ | _ | _ | _ | _ | 6642.456
63 | II4I404008 | Bundle Spacer for ACSR Twin Zebra Conductor | Nos. | 1448.2966 | 128 | 185381.9648 | _ | _ | _ | _ | _ | _ | _ | _ | 185381.9648
64 | AA1A101002 | GS Earth wire 7/10 SWG | Km. | 55460 | 2 | 110920 | _ | _ | _ | _ | _ | _ | _ | _ | 110920
65 | II2I203002 | Suspension Fitting for GS Earth wire 7/10 SWG | Nos. | 1652 | 4 | 6608 | _ | _ | _ | _ | _ | _ | _ | _ | 6608
66 | NA | Double Tension Fitting without Dead End for twin Zebra Conductor Suitable for 160 KN Disc Insulator (Dismantled & Incomplete) | Nos. | 2000 | 24 | 48000 | _ | _ | _ | _ | _ | _ | _ | _ | 48000
67 | NA | ACSR Zebra Conductor in pieces( Dismantled & Used) | Km | 168000 | 0.485 | 81480 | _ | _ | _ | _ | _ | _ | _ | _ | 81480
68 | NA | Pilot Fitting (90 KN) Dismantled & incomplete) | Nos. | 500 | 3 | 1500 | _ | _ | _ | _ | _ | _ | _ | _ | 1500
69 | II5I501004 | Single tension fitting for Single Zebra Conductor | Nos. | 9912 | 4 | 39648 | _ | _ | _ | _ | _ | _ | _ | _ | 39648
70 | FF1F101013 | G.I Nuts & Bolts Size M 16x80mm | Kg | 130 | 50 | 6500 | _ | _ | _ | _ | _ | _ | _ | _ | 6500
71 | NA | G.I Nuts & Bolts Size M 16 Different Size | Kg | 130 | 50 | 6500 | _ | _ | _ | _ | _ | _ | _ | _ | 6500
72 | NA | Galvanised Tower Parts of Tower | MT | 120383 | 0.4 | 48153.2 | _ | _ | _ | _ | _ | _ | _ | _ | 48153.2
73 | II0I006001 | PG Clamp for ACSR Panther to Panther Conductor | Nos. | 1469.1 | 20 | 29382 | _ | _ | _ | _ | _ | _ | _ | _ | 29382
74 | AA1A101001 | GS Earthwire 7/3.66mm or 7/9 SWG | Km | 92000 | 0.6 | 55200 | _ | _ | _ | _ | _ | _ | _ | _ | 55200
75 | NA | 90 KN Polymer Disc Insulator for Suspension fitting | No. | 9000 | 12 | 108000 | _ | _ | _ | _ | _ | _ | _ | _ | 108000
76 | NA | Double Suspension fitting (90KN) suitable for polymer disc for Single ACSR Zebra conductor | Sets | 19500 | 3 | 58500 | _ | _ | _ | _ | _ | _ | _ | _ | 58500
77 | NA | Single Suspension fitting (90KN) suitable for polymer disc for Single ACSR Zebra conductor | Sets | 8500 | 17 | 144500 | _ | _ | _ | _ | _ | _ | _ | _ | 144500
78 | II2I203001 | Suspension fitting for 7/9 Swg G.S. Earth wire | No. | 2250 | 5 | 11250 | _ | _ | _ | _ | _ | _ | _ | _ | 11250
79 | II5I504003 | Single Suspension fitting (90KN) suitable for Single ACSR Deer conductor | Sets | 2000 | 10 | 20000 | _ | _ | _ | _ | _ | _ | _ | _ | 20000
80 | II5I501003 | Single Tension fitting for ACSR Deer conductor suitable for (160KN) Disc Insulator | Sets | 4000 | 1 | 4000 | _ | _ | _ | _ | _ | _ | _ | _ | 4000
81 | II3I303003 | Vibration Damper for ACSR Zebra Conductor | Sets | 1575 | 15 | 23625 | _ | _ | _ | _ | _ | _ | _ | _ | 23625
82 | II3I303008 | Vibration Damper for 7/9 SWG Earth Wire | No. | 950 | 4 | 3800 | _ | _ | _ | _ | _ | _ | _ | _ | 3800
83 | NA | Deer Conductor in pieces( Old, used & Dismantled with Dead End Fitting ) | Kg | 180 | 3391 | 610380 | _ | _ | _ | _ | _ | _ | _ | _ | 610380
84 | II0I005001 | PG Clamp for Zebra to Zebra Conductor (Dismantled) | No. | 882 | 25 | 22050 | _ | _ | _ | _ | _ | _ | _ | _ | 22050
Total in Rs. | [5 empty] | 5563532.5326 |  | 22200 |  | 0 |  | 0 |  | 0 | 5585732.5326
Stock Inventory Report for the M/o April -2025
EE, 220 KV O&M Industrial Division , Jhajhra , Dehradun.
Name of Division |  | 132 KV Substation Purkul, Dehradun
Name of Substation |  | AE : Jasbir Tomar , JE: Ranjan Kumar Negi
Incharge/Section Holder
S.No | Item Code |  | Unit | Unit Rates | Useable |  | Unserviceable |  | Non-Moving |  | Obsolete |  | Scrap
|  | Name of Item /Description |  |  | Quantity | Total Amount in Rs. | Quantity | Total Amount in Rs. | Quantity | Total Amount in Rs. | Quantity | Total Amount in Rs. | Quantity | Total Amount in Rs.
1 |  | W pin (For 165 KN Disc Insulator) | No. | 20 | 236 | 4720 |  | 0 |  | 0 |  | 0 | 0 | 0
2 | II0I009001 | PG Clamp for Dog - Dog Conductor scrap | No. | 10 |  | 0 |  | 0 |  | 0 |  | 0 | 10 | 100
3 | II5I507008 | Gun fitting for Dog Conductor Scrap | No. | 10 |  | 0 |  | 0 |  | 0 |  | 0 | 12 | 120
4 | VV3V305010 | 33 KV CT 400/1 Defective | No. | 500 |  | 0 |  | 0 |  | 0 |  | 0 | 1 | 500
5 | VV3V305010 | 33 KV CT 400/1 Damaged | No. | 100 |  | 0 |  | 0 |  | 0 |  | 0 | 2 | 200
6 |  | 33 KV PT O&U 33KV/110V | No. | 1000 |  | 0 |  | 0 |  | 0 |  | 0 | 2 | 2000
7 |  | Voltmeter 132KV110V 0-150KV | No. | 10 |  | 0 |  | 0 |  | 0 |  | 0 | 1 | 10
8 |  | MVAR 400/1 132KV/110V -75-0-+75MVAR | No. | 10 |  | 0 |  | 0 |  | 0 |  | 0 | 2 | 20
9 |  | Voltmeter 0-500V | No. | 10 |  | 0 |  | 0 |  | 0 |  | 0 | 1 | 10
10 |  | Voltmeter 33KV/110V 0-40KV | No. | 10 |  | 0 |  | 0 |  | 0 |  | 0 | 1 | 10
11 |  | Voltmeter 132KV/110V 0-150KV | No. | 10 |  | 0 |  | 0 |  | 0 |  | 0 | 2 | 20
12 |  | Ameter 200/1 0-500A | No. | 10 |  | 0 |  | 0 |  | 0 |  | 0 | 2 | 20
13 |  | Ameter 400- 200/1 250-500A | No. | 10 |  | 0 |  | 0 |  | 0 |  | 0 | 1 | 10
14 | MM2M203016 | Ameter 100/1 0-100A | No. | 10 |  | 0 |  | 0 |  | 0 |  | 0 | 1 | 10
15 |  | Ameter 100/1 0-125A | No. | 10 |  | 0 |  | 0 |  | 0 |  | 0 | 4 | 40
16 | VV6V505001 | 33KV 3Ø Voltage T/f O&U | No. | 1000 |  | 0 |  | 0 |  | 0 |  | 0 | 1 | 1000
17 |  | 33KV CT 200-100/1 O&U | No. | 1000 |  | 0 |  | 0 |  | 0 |  | 0 | 2 | 2000
18 |  | Bushing rod | No. | 50 | 1 | 50 |  | 0 |  | 0 |  | 0 |  | 0
19 |  | 36KV PT 33KV/110V Damaged | No. | 100 |  | 0 |  | 0 |  | 0 |  | 0 | 1 | 100
20 | VV3V305010 | 33KV CT 400/200/1 Damaged | No. | 100 |  | 0 |  | 0 |  | 0 |  | 0 | 2 | 200
21 |  | 33KV CB Mechnism Damaged | No. | 100 |  | 0 |  | 0 |  | 0 |  | 0 | 1 | 100
22 |  | Auxiliary relay VAA O&U | No | 100 |  | 0 |  | 0 |  | 0 |  | 0 | 1 | 100
23 |  | Series reactor 33KV Damaged | No. | 1000 |  | 0 |  | 0 |  | 0 |  | 0 | 3 | 3000
24 | JJ0J005008 | 33KV BOCB Without oil Damaged | No. | 2000 |  | 0 |  | 0 |  | 0 |  | 0 | 2 | 4000
25 |  | 33KV MOCB without mechnism | No. | 1000 |  | 0 |  | 0 |  | 0 |  | 0 | 1 | 1000
26 |  | 33 KV CT 200/100/1A Damaged | No. | 100 |  | 0 |  | 0 |  | 0 |  | 0 | 2 | 200
27 |  | 11KV 1200A CT Demaged | No. | 100 |  | 0 |  | 0 |  | 0 |  | 0 | 6 | 600
28 |  | 11KV / 110 V 3ph PT Deffective | No. | 100 |  | 0 |  | 0 |  | 0 |  | 0 | 1 | 100
29 | VV6V507003 | 132 KV CT 100/50/1A Deffective | No. | 1000 |  | 0 |  | 0 |  | 0 |  | 0 | 2 | 2000
30 |  | 33 KV Single phase PT Scrap | No. | 100 |  | 0 |  | 0 |  | 0 |  | 0 | 1 | 100
31 |  | 33 KV Isolator jaw Damaged (Aluminium) | kg | 96.1538 |  | 0 |  | 0 |  | 0 |  | 0 | 0.52 | 50
32 |  | Finger Contact (Copper) | No. | 608.1081 |  | 0 |  | 0 |  | 0 |  | 0 | 1.48 | 900
33 |  | Finger Contact tip for BHEL BOCB (Copper) | No. | 1428.57 |  | 0 |  | 0 |  | 0 | 0.63 | 899.9991 |  | 0
34 |  | Polycone Insulator Chipped | No. | 50 |  | 0 |  | 0 |  | 0 |  | 0 | 2 | 100
35 |  | PT Bushing O&U | No. | 100 |  | 0 |  | 0 |  | 0 |  | 0 | 1 | 100
36 |  | 11KV Bus Bar spout 11KV | No. | 50 |  | 0 |  | 0 |  | 0 |  | 0 | 1 | 50
37 |  | Terminal Bushing | No. | 100 |  | 0 |  | 0 |  | 0 |  | 0 | 3 | 300
38 |  | Arc contact pot Assembly(PVC Fibre) | No. | 500 |  | 0 |  | 0 |  | 0 |  | 0 | 3 | 1500
39 |  | 33KV CT 200-100/1 O&U | No. | 5000 |  | 0 |  | 0 |  | 0 |  | 0 | 2 | 10000
40 |  | DCDB 110 V O&U | No. | 75000 |  | 0 |  | 0 |  | 0 |  | 0 | 1 | 75000
41 | VV2V204007 | Empty Drum (T/F oil 209 ltr capacity)(42 No 2020) | No. | 200 | 61 | 12200 |  | 0 |  | 0 |  | 0 | 42 | 8400
42 | II5I501003 | Tension fitting for Deer conductor with out aluminium portion | No. | 3178 | 4 | 12712 |  | 0 |  | 0 |  | 0 |  | 0
43 |  | Inverter damage | No. | 1000 |  | 0 |  | 0 |  | 0 |  | 0 | 1 | 1000
44 | II2I202001 | Bolted type Tension clamp for E/w 7/9 SWG | No. | 948 | 4 | 3792 |  | 0 |  | 0 |  | 0 |  | 0
45 | II2I203001 | Bolted type Suspension clamp for E/w 7/9 SWG | No. | 948 | 10 | 9480 |  | 0 |  | 0 |  | 0 |  | 0
46 | II3I302002 | Compression repair sleeve for Deer conductor | No. | 1237 | 1 | 1237 |  | 0 |  | 0 |  | 0 |  | 0
47 |  | Electronic TVM | No. | 6299 | 1 | 6299 |  | 0 |  | 0 |  | 0 |  | 0
48 |  | Turn Buckle | No. | 10782 | 6 | 64692 |  | 0 |  | 0 |  | 0 |  | 0
49 |  | Channel for Turn Buckle | No. | 7264 | 6 | 43584 |  | 0 |  | 0 |  | 0 |  | 0
50 |  | Earthing lugs | No. | 104 | 99 | 10296 |  | 0 |  | 0 |  | 0 |  | 0
51 |  | Steel wire rope 12 mm | No. | 169 | 400 | 67600 |  | 0 |  | 0 |  | 0 |  | 0
52 | VV3V303001 | 145KV CT 800-400/1 5 core | No. | 103650 | 2 | 207300 |  | 0 |  | 0 |  | 0 |  | 0
53 |  | HF Cable | km | 148680 | 0.3 | 44604 |  | 0 |  | 0 |  | 0 |  | 0
54 |  | Distance protection Relay O&U YTG 31 | No. | 15000 |  | 0 |  | 0 |  | 0 |  | 0 | 6 | 90000
55 |  | 132 KV CT 400-200-100/1A Damaged | No. | 5000 |  | 0 |  | 0 |  | 0 |  | 0 | 3 | 15000
56 |  | Digital MW meter PTR110V/132 KVA | No. | 9980 | 2 | 19960 |  | 0 |  | 0 |  | 0 |  | 0
57 |  | ACSR Deer Conductor O&U | km | 20000 | 0.071 | 1420 |  | 0 |  | 0 |  | 0 |  | 0
58 |  | RABSD Relay | No. | 100000 |  | 0 |  | 0 |  | 0 |  | 0 | 1 | 100000
59 |  | Come Along Clamp auto 7/9 SWG (damage) | No. | 10759 |  | 0 |  | 0 |  | 0 |  | 0 | 2 | 21518
60 |  | Come Along Clamp auto 7/10 SWG (Damage) | No. | 10759 |  | 0 |  | 0 |  | 0 |  | 0 | 2 | 21518
61 |  | 132 KV CT 200-100/1 O&U (Meru) | No. | 50000 |  | 0 |  | 0 |  | 0 |  | 0 | 1 | 50000
62 | II4I401001 | D Shackle screw Pin Bow | No. | 566 | 14 | 7924 |  | 0 |  | 0 |  | 0 |  | 0
63 |  | 1200A Double break isolator with out earth switch (Uncomplete) | No. | 52777 |  | 0 |  | 0 |  | 0 |  | 0 | 1 | 52777
64 |  | Contactor with 2NO+2NC Auxi 240VAC 45A, 440VAC 15A | No. | 1873 | 5 | 9365 |  | 0 |  | 0 |  | 0 |  | 0
65 |  | Contactor with 4NO+4NC Auxi 240VAC 45A, 440VAC 15A | No. | 3604 | 4 | 14416 |  | 0 |  | 0 |  | 0 |  | 0
66 |  | Neutral Impedence Replica O&U | No. | 100 |  | 0 |  | 0 |  | 0 |  | 0 | 2 | 200
67 | MM0M016002 | Defenite Time Relay O&U | No. | 100 |  | 0 |  | 0 |  | 0 |  | 0 | 2 | 200
68 |  | Power swing Blocking Relay O&U | No. | 100 |  | 0 |  | 0 |  | 0 |  | 0 | 2 | 200
69 |  | Vacuum Interrupter Bottle (O&U) for 33 KV VCB | No. | 15000 |  | 0 |  | 0 |  | 0 |  | 0 | 1 | 15000
70 |  | 132KV T/f Contorl & Relay panel (O&U) | No. | 50000 |  | 0 |  | 0 |  | 0 |  | 0 | 1 | 50000
71 |  | GI Bolt & Nut | kg | 77 | 199.8 | 15384.6 |  | 0 |  | 0 |  | 0 |  | 0
72 |  | 33KV VCB (Damaged) with 2 No. Pole | No. | 7500 |  | 0 |  | 0 |  | 0 |  | 0 | 1 | 7500
73 | JJ0J003008 | 132 KV MOCB BHEL (Obsolete) | No. | 10000 |  | 0 |  | 0 |  | 0 |  | 0 | 6 | 60000
74 |  | Coupling Capacitor unit (Obsolete damaged) | No. | 5000 |  | 0 |  | 0 |  | 0 |  | 0 | 2 | 10000
75 |  | 132 KV CVT Damaged | No. | 2000 |  | 0 |  | 0 |  | 0 |  | 0 | 2 | 4000
76 |  | 132 KV LA Damaged/Defective | No. | 1000 |  | 0 |  | 0 |  | 0 |  | 0 | 7 | 7000
77 | (VV5V406005) | C.T Junction Box | No. | 5561.5 | 1 | 5561.5 |  | 0 |  | 0 |  | 0 |  | 0
78 | (VV6V601004) | P.T Junction Box | No. | 5561.5 | 1 | 5561.5 |  | 0 |  | 0 |  | 0 |  | 0
79 |  | Shaft for Revolving Blade of 132 KV WIGMAN Isolator | No. | 705.97 |  | 0 |  | 0 |  | 0 |  | 0 | 2 | 1411.94
80 |  | Earth Wire Mid Span Joint for 7/9 SWG E/W | No. | 800.18 | 5 | 4000.9 |  | 0 |  | 0 |  | 0 |  | 0
81 |  | Earth Wire Mid Span Joint for 7/10 SWG E/W | No. | 805.85 | 7 | 5640.95 |  | 0 |  | 0 |  | 0 |  | 0
82 |  | Capcitor cell unit damaged or defective (1No 2019) | No. | 1000 |  | 0 |  | 0 |  | 0 |  | 0 | 13 | 13000
83 |  | 132 KV HIVELM Isolator Jaw | No. | 5448 | 2 | 10896 |  | 0 |  | 0 |  | 0 |  | 0
84 |  | 132 KV WIGMEN Isolator Jaw | No. | 5448 | 3 | 16344 |  | 0 |  | 0 |  | 0 |  | 0
85 |  | 132 KV WIGMEN Isolator male contact | No. | 3745 | 3 | 11235 |  | 0 |  | 0 |  | 0 |  | 0
86 |  | Resistance 4.0 KΩ 35 W | No. | 136.2 | 16 | 2179.2 |  | 0 |  | 0 |  | 0 |  | 0
87 |  | Resistance 1.5 KΩ 35 W | No. | 102.15 | 18 | 1838.7 |  | 0 |  | 0 |  | 0 |  | 0
88 |  | Steel rope 8 mm | m | 60 | 300 | 18000 |  | 0 |  | 0 |  | 0 |  | 0
89 |  | D Shacle screw pin D | No. | 400 | 50 | 20000 |  | 0 |  | 0 |  | 0 |  | 0
90 |  | Mid span joint compression 7/9SWG | No. | 500 | 16 | 8000 |  | 0 |  | 0 |  | 0 |  | 0
91 |  | Mid span joint compression 7/10SWG | No. | 500 | 9 | 4500 |  | 0 |  | 0 |  | 0 |  | 0
92 | II3I306004 | A.I Jumper Cone for Panther | No | 950.34 | 1 | 950.34 |  | 0 |  | 0 |  | 0 |  | 0
93 | JJ0J005010 | 33KV ABB make VCB old and used replaced under P.S.D.F scheme | No | 10000 |  | 0 |  | 0 |  | 0 | 1 | 10000 |  | 0
94 |  | N type fuse casing 415V 32A | No | 290.3 | 5 | 1451.5 |  | 0 |  | 0 |  | 0 |  | 0
95 |  | H type fuse casing 415V 63A | No | 363.4375 | 14 | 5088.125 |  | 0 |  | 0 |  | 0 |  | 0
96 |  | 132KV CT old & Used (obselute) (Replace under PSDF) | No | 1000 |  | 0 |  | 0 |  | 0 |  | 0 | 3 | 3000
97 |  | 132KV CVT(obselute) (Replace under PSDF) | No | 1000 |  | 0 |  | 0 |  | 0 |  | 0 | 2 | 2000
98 | VV6V507003 | Metering Cubical with 300/5A C.T | No | 12541 | 1 | 12541 |  | 0 |  | 0 |  | 0 |  | 0
99 |  | Fuse failure relay (Replace under PSDF) | No | 100 |  | 0 |  | 0 |  | 0 |  | 0 | 2 | 200
100 |  | Transformer relay Control/relay panel Old used obsulute (Replace under PSDF) | No | 20000 |  | 0 |  | 0 |  | 0 |  | 0 | 3 | 60000
101 |  | Directional over Current relay Old used obsulute (Replace under PSDF) | No | 1000 |  | 0 |  | 0 |  | 0 |  | 0 | 4 | 4000
102 |  | Directional Earth fault relay Old used obsulute (Replace under PSDF) | No | 1000 |  | 0 |  | 0 |  | 0 |  | 0 | 2 | 2000
103 |  | 132KV P.T old used & used obsulete ( Replace under PSDF) | No | 10000 |  | 0 |  | 0 |  | 0 |  | 0 | 2 | 20000
104 |  | 132KV CVT old & used( Replace under PSDF) | No | 50000 | 1 | 50000 |  | 0 |  | 0 |  | 0 |  | 0
105 | VV6V507003 | 16Amp Single pole DC MCB | No | 580.6 | 6 | 3483.6 |  | 0 |  | 0 |  | 0 |  | 0
106 |  | O/C & Earth Fault relay JVS Make (old & used) | No | 10000 | 1 | 10000 |  | 0 |  | 0 |  | 0 |  | 0
107 |  | Under Voltage relay JVS Make (old & used) | No | 5000 |  | 0 |  | 0 |  | 0 | 1 | 5000 |  | 0
108 |  | Over Voltage Relay JVS Make (old & used) | No | 5000 |  | 0 |  | 0 |  | 0 | 1 | 5000 |  | 0
109 |  | 132KV central Breaker Isolator (old ,Used & Dismental) | No | 10000 |  | 0 |  | 0 |  | 0 | 1 | 10000 |  | 0
110 |  | 132KV C.T old and used | No | 10000 |  | 0 |  | 0 |  | 0 | 1 | 10000 |  | 0
111 |  | 415V 4NC contactor | No | 2944 | 1 | 2944 |  | 0 |  | 0 |  | 0 |  | 0
112 |  | 50mm dia. Isolator clamp panther conducter | No | 973.5 | 6 | 5841 |  | 0 |  | 0 |  | 0 |  | 0
113 |  | 33KV tipple feeder panel old and used (1No) | No | 20000 |  | 0 |  | 0 |  | 0 |  | 0 | 3 | 60000
114 |  | 33KV P.T (new) Jhajhra | No | 12510.66 | 1 | 12510.66 |  | 0 |  | 0 |  | 0 |  | 0
115 |  | 33KV P.T (Defective recived back from plant) Single Phase outdoor type |  | 500 |  | 0 |  | 0 |  | 0 |  | 0 | 2 | 1000
116 |  | 33KV MOCB (old & Used or defective)without mechnism | No | 1000 |  | 0 |  | 0 |  | 0 |  | 0 | 4 | 4000
117 |  | 33KV MOCB mechnism (old & Used or defective) | No | 1000 |  | 0 |  | 0 |  | 0 |  | 0 | 6 | 6000
118 |  | Corona ring dismentaled | No | 200 |  | 0 |  | 0 |  | 0 |  | 0 | 6 | 1200
119 |  | 600volt 20Amp 6mm flat head terminal | No | 38.94 | 133 | 5179.02 |  | 0 |  | 0 |  | 0 |  | 0
120 |  | 600volt 20Amp 15mm Cylinderical head terminal | No | 73.1625 | 55 | 4023.9375 |  | 0 |  | 0 |  | 0 |  | 0
121 |  | 600volt 20Amp 6mm Cylinderical head terminal | No | 38.94 | 145 | 5646.3 |  | 0 |  | 0 |  | 0 |  | 0
122 |  | 11KV Breaker frame | No | 3000 |  | 0 |  | 0 |  | 0 |  | 0 | 1 | 3000
123 |  | Wave trap Defective | No | 3000 |  | 0 |  | 0 |  | 0 |  | 0 | 3 | 9000
124 |  | Wave trap structure | No | 500 |  | 0 |  | 0 |  | 0 |  | 0 | 3 | 1500
125 |  | LA Defective//Uncomplete/Damage | No | 200 |  | 0 |  | 0 |  | 0 |  | 0 | 24 | 4800
126 |  | Carrier Pannel obselute | No | 1500 |  | 0 |  | 0 |  | 0 |  | 0 | 2 | 3000
127 |  | 33KV C.T Defective/Damage (16No2020)1No 2023 | No | 1000 |  | 0 |  | 0 |  | 0 |  | 0 | 21 | 21000
128 |  | Iron scrap | Kg | 25 |  | 0 |  | 0 |  | 0 |  | 0 | 175 | 4375
129 |  | 33KV Breaker completely damage | No | 2000 |  | 0 |  | 0 |  | 0 |  | 0 | 1 | 2000
130 |  | Fuse wire 6Amp | Kg | 1740 | 0.672 | 1169.28 |  | 0 |  | 0 |  | 0 |  | 0
131 |  | L/T ACDB old and used | No | 10000 |  | 0 |  | 0 |  | 0 |  | 0 | 1 | 10000
132 |  | ACB of ABB make 800Amp | No | 50000 | 1 | 50000 |  | 0 |  | 0 |  | 0 |  | 0
133 |  | Empty Drum of T/F oil 209 Capacity | No | 200 | 1 | 200 |  | 0 |  | 0 |  | 0 |  | 0
134 |  | 33KV C.T 800/400/1(old & Used) | No | 2000 | 1 | 2000 |  | 0 |  | 0 |  | 0 |  | 0
135 |  | LED Display 440Volt Meter | No | 2773 | 1 | 2773 |  | 0 |  | 0 |  | 0 |  | 0
136 |  | Rotatoy 3Phase voltage selecter switch | No | 767 | 1 | 767 |  | 0 |  | 0 |  | 0 |  | 0
137 |  | 48Volt Battery Charger old & used | No | 1000 |  | 0 |  | 0 |  | 0 |  | 0 | 1 | 1000
138 |  | 132KV Isolator uncomplete old & Used | No | 1500 |  | 0 |  | 0 |  | 0 |  | 0 | 1 | 1500
139 |  | 10X2.5Sqmm Control Cable | Km | 266090 | 0.04 | 10643.6 |  | 0 |  | 0 |  | 0 |  | 0
140 |  | 132KV Defective C.T 200/100/1 | No | 1000 |  | 0 |  | 0 |  | 0 |  | 0 | 1 | 1000
141 |  | 132KV C.T 400/200/100/1Defective Recived Back from plant | No | 1000 |  | 0 |  | 0 |  | 0 |  | 0 | 3 | 3000
142 |  | Isolator Blade | No | 5310 | 3 | 15930 |  | 0 |  | 0 |  | 0 |  | 0
143 |  | 110Volt Battery Charger | No | 10000 | 1 | 10000 |  | 0 |  | 0 |  | 0 |  | 0
144 |  | 4Core old & Used in bit Control cable (without armoured Wire) | Mtr | 50 | 69 | 3450 |  | 0 |  | 0 |  | 0 |  | 0
145 |  | 6Core old & Used in bit Control cable (without armoured Wire) | Mtr | 60 | 120 | 7200 |  | 0 |  | 0 |  | 0 |  | 0
146 |  | 10Core old & Used in bit Control cable (without armoured Wire) | Mtr | 100 | 100 | 10000 |  | 0 |  | 0 |  | 0 |  | 0
147 |  | 145KV C.T 400/ 200/100/1 Damage | No | 1000 |  | 0 |  | 0 |  | 0 |  | 0 | 1 | 1000
148 |  | 145KV C.T 200/100/1 old & Used | No | 20000 | 1 | 20000 |  | 0 |  | 0 |  | 0 |  | 0
149 |  | Moose Conducter | Km | 300000 | 0.17 | 51000 |  | 0 |  | 0 |  | 0 |  | 0
150 |  | 33KV L.A Damage/Old& Used | No | 200 |  | 0 |  | 0 |  | 0 |  | 0 | 2 | 400
151 |  | MS Round 32mm Dia | KG | 15 | 179 | 2685 |  | 0 |  | 0 |  | 0 |  | 0
152 |  | Silica Gel | Kg | 376.54 | 11 | 4141.94 |  | 0 |  | 0 |  | 0 |  | 0
153 |  | Aluminium Alloy Double Groove 132KV Roatatory Isolator Clamp | No | 2942.9 | 1 | 2942.9 |  | 0 |  | 0 |  | 0 |  | 0
154 |  | 33KV C.T 400/200/1 old and use (Recived from Spare(Future Bay) | No | 2000 | 1 | 2000 |  | 0 |  | 0 |  | 0 |  | 0
155 |  | Panther conducter Isolator clamp old and used | No | 10 | 24 | 240 |  | 0 |  | 0 |  | 0 |  | 0
156 |  | Panther to Deer conducter P.G clamp old and used | No | 10 | 13 | 130 |  | 0 |  | 0 |  | 0 |  | 0
157 |  | Deer to Deer conducter P.G clamp old and used | No | 10 | 9 | 90 |  | 0 |  | 0 |  | 0 |  | 0
158 |  | C-WEDGE CLAMP Deer to Panther Conducter | No | 2714 | 7 | 18998 |  | 0 |  | 0 |  | 0 |  | 0
159 |  | C-WEDGE CLAMP Moose to Moose Conducter | No | 2714 | 9 | 24426 |  | 0 |  | 0 |  | 0 |  | 0
160 |  | Aluminium Alloy Double Groove Moose Conducter Isolator Clamp | No | 2714 | 6 | 16284 |  | 0 |  | 0 |  | 0 |  | 0
161 |  | 33KV Isolator Jaw | No | 2714 | 5 | 13570 |  | 0 |  | 0 |  | 0 |  | 0
162 |  | 33KV L.A Old & Used | No | 1000 | 2 | 2000 |  | 0 |  | 0 |  | 0 |  | 0
163 |  | 33KV C.T Clamp | No | 3327.6 | 6 | 19965.6 |  | 0 |  | 0 |  | 0 |  | 0
164 |  | 75X12mm MS Flat | MT | 94931 | 0.112 | 10632.272 |  | 0 |  | 0 |  | 0 |  | 0
165 |  | 132KV Sure Arrester old and used | No | 1000 | 5 | 5000 |  | 0 |  | 0 |  | 0 |  | 0
166 |  | C-Wej Clamps Moose to Moose | No | 3829.1 | 3 | 11487.3 |  | 0 |  | 0 |  | 0 |  | 0
167 |  | C-Wej Clamps Moose to panther | No | 2183 | 6 | 13098 |  | 0 |  | 0 |  | 0 |  | 0
168 |  | 132KV C.T old and used (TelK Scrap) | No | 1000 | 2 | 2000 |  | 0 |  | 0 |  | 0 |  | 0
169 |  | 33KV C.T old and used | No | 3000 | 3 | 9000 |  | 0 |  | 0 |  | 0 |  | 0
170 |  | 33KV L.A Old & Used ( Scrap) | No | 100 | 9 | 900 |  | 0 |  | 0 |  | 0 |  | 0
171 |  | ACSR Panther Conducter Old & Used | No | 110000 | 0.1 | 11000 |  | 0 |  | 0 |  | 0 |  | 0
172 |  | Aluminium Alloy Double Groove C.T Moose Conducter Clamp | No | 1528.1 | 7 | 10696.7 |  | 0 |  | 0 |  | 0 |  | 0
173 | PSDF | 132KV Current Transformer 1Ph (1600/800/400(Matering)/1-1-1A) | No | 179286.22 | 7 | 1255003.54 |  | 0 |  | 0 |  | 0 |  | 0
174 | Capital Account | 120KV Surge Arrester with Surge counter,Lead | No | 74576 | 2 | 149152 |  | 0 |  | 0 |  | 0 |  | 0
175 | Capital Account | 33KV Single Phase C.T Ratio 400/200/1A | No | 78470 | 11 | 863170 |  | 0 |  | 0 |  | 0 |  | 0
176 | Capital Account | C.T Junction Box with terminal Block | No | 15458 | 4 | 61832 |  | 0 |  | 0 |  | 0 |  | 0
[6 empty] | 3486030.9645 |  | 0 |  | 0 |  | 40899.9991 |  | 864269.94
Stock Inventory Report for the M/o April -2025
Name of Division |  | EE, 220 KV O&M Industrial Division , Jhajhra , Dehradun.
Name of Substation |  | 132 KV Substation Purkul, Dehradun
Incharge/Section Holder |  | AE : Jasbir Singh Tomar, JE: Om Prakash
S.No | Item Code |  | Unit | Unit in Rates | Useable |  | Unserviceable |  | Non-Moving |  | Obsolete |  | Scrap
|  | Name of Item /Description |  |  | Quantity | Total Amount in Rs. | Quantity | Total Amount in Rs. | Quantity | Total Amount in Rs. | Quantity | Total Amount in Rs. | Quantity | Total Amount in Rs.
166 | FF0F015002 | Tower Parts Old and Used (Dismentalled) | MT | 40000 | 8.946 | 357840 |  | 0 |  | 0 |  | 0 |  | 0
167 | AA0A002004 | ACSR Panther Conductor (Old & Used) | KM | 110000 | 1.083 | 119130 |  | 0 |  | 0 |  | 0 |  | 0
168 | II0I001007 | Disc Insulators 70 KN Old and Used (Dismentalled) | Nos | 110 | 112 | 12320 |  | 0 |  | 0 |  | 0 |  | 0
169 |  | 7/9 Earth Wire Old and Used In Bits | KG | 20 |  | 0 |  | 0 |  | 0 |  | 0 | 500 | 10000
170 |  | Pilot fitting for single ACSR conductor (suitabe for 70 KN disc) | Nos | 2295 | 14 | 32130 |  | 0 |  | 0 |  | 0 |  | 0
171 | II3I303009 | Vibration damper for 7/10 SWG Earth Wire | Nos | 703.8 | 9 | 6334.2 |  | 0 |  | 0 |  | 0 |  | 0
172 | II3I301004 | Mid span joint for panther conductor | Nos | 663 | 4 | 2652 |  | 0 |  | 0 |  | 0 |  | 0
173 | II3I301004 | Mid spann joint for panther conductor | Nos | 750 | 9 | 6750 |  | 0 |  | 0 |  | 0 |  | 0
[6 empty] | 537156.2 |  | 0 |  | 0 |  | 0 |  | 10000
[6 empty] | 4023187.1645 |  | 0 |  | 0 |  | 40899.9991 |  | 874269.94
Inventory
Name of Zone |  | Garhwal Zone
Name of circle |  | Dehradun Circle
Name of Division |  | O&M Division Yamuna Colony Dehradun
Name of Substation |  | 132 KV Substation Majra
Name of Section Holder |  | Dinesh Kumar Singh JE
Month |  | 2025-04-21
S. No. | Item code | Name of Item | Unit | Unit rate in Rs. | Useable |  | Unserviceable |  | Non-Moving |  | Obsolete |  | Scrap
[5 empty] | Qty. | Total Amount in Rs. | Qty. | Total Amount in Rs. | Qty. | Total Amount in Rs. | Qty. | Total Amount in Rs. | Qty. | Total Amount in Rs. | Total Book Value in Rs.
1 | NN0N003008 | 11 KV panel damage | No | 100 | [8 empty] | 1 | 100 | 100
2 |  | 110V DCDB panel (old &used) | No | 100 | [8 empty] | 1 | 100 | 100
3 | II5I504005 | Suspension fitting (o/u) | No | 50 | [8 empty] | 7 | 350 | 350
4 |  | Lenovo K6 mobile phone (old & used) | No | 7500 |  |  | 1 | 7500 | [6 empty] | 7500
5 |  | 11KV BVP top plate assembly | No | 10 | [8 empty] | 1 | 10 | 10
6 | VV4V306009 | 11KV CT single core | No | 15 | [8 empty] | 1 | 15 | 15
7 | VV4V306009 | 11KV CT single core 100/5 Amp | No | 15 | [8 empty] | 3 | 45 | 45
8 | VV4V306007 | 11KV CT single core200/100/5Amp | No | 15 | [8 empty] | 3 | 45 | 45
9 | VV4V306007 | 11KV CT Epoxy type suitable for HEL make switchgear for ratio 200/100/5A | No | 500 | [8 empty] | 6 | 3000 | 3000
10 | JJ6J601010 | Trolly bushing for 11KV HEL make OCB | No | 50 | [8 empty] | 4 | 200 | 200
11 | NN0N001012 | 11KV 630A, 350 MVA, JV VCB I/C Panel | No | 309206 | [6 empty] | 1 | 309206 |  |  | 309206
12 | NN0N001012 | 11KV 630A, 350 MVA, JV VCB Out going Panel | No | 315076.5 | [6 empty] | 3 | 945229.5 |  |  | 945229.5
13 | YY1Y102002 | 110 volt Battery Charger damage | No | 500 | [8 empty] | 1 | 500 | 500
14 |  | Disc Fittings damage | No | 50 | [8 empty] | 3 | 150 | 150
15 | NN0N001012 | 11 KV MOCB incoming panel(Obselete) | No | 1000 | [8 empty] | 1 | 1000 | 1000
16 | NN0N001012 | 11 KV MOCB outgoing panel(Obselete) | No | 1000 | [8 empty] | 2 | 2000 | 2000
17 | II3I308001 | Bird Guard | No | 564.1 | 18 | 10153.8 | [8 empty] | 10153.8
18 |  | 11 KV trolly breaker without cover damaged | No | 500 | [8 empty] | 1 | 500 | 500
19 | VV4V306007 | 11KV CT old and used damage 200/100/5A | No | 150 | [8 empty] | 1 | 150 | 150
20 | VV4V306009 | 11KV CT old and damage 100/5A | No | 150 | [8 empty] | 12 | 1800 | 1800
21 | VV4V306005 | 11KV CT old and damage 400/200/5A | No | 150 | [8 empty] | 5 | 750 | 750
22 |  | Completely damaged 11 KV top plate assembly | No | 150 | [8 empty] | 2 | 300 | 300
23 |  | 11 KV PT old and damaged | No | 100 | [8 empty] | 2 | 200 | 200
24 | NN0N001012 | 11KV feeder panel with trolly damage ampere meter w/u CT and bus bar | No | 500 | [8 empty] | 4 | 2000 | 2000
25 | VV4V306009 | 11 KV ct old and damage | No | 100 | [8 empty] | 3 | 300 | 300
26 | VV4V306007 | 11 KV CT double core 400/200/5amp epoxy coated damage | No | 1000 | [8 empty] | 2 | 2000 | 2000
27 | YY1Y102002 | battery charger 110 volt damage u/s | No | 500 | [8 empty] | 1 | 500 | 500
28 |  | 110 v DCDB GN16 damaged | No | 100 | [8 empty] | 1 | 100 | 100
29 |  | Exide battery u/s damaged | No | 10 | [8 empty] | 1 | 10 | 10
30 | II5I501009 | Tension Fitting 7/09 SWG Earth Wire | Set | 1416 | 8 | 11328 | [8 empty] | 11328
31 | II2I202002 | Tension Clamp 7/10 SWG Earth Wire | No | 1003 | 4 | 4012 | [8 empty] | 4012
32 | II5I502005 | Double Tension Fitting for Panther | No | 4708.2 | 3 | 14124.6 | [8 empty] | 14124.6
33 | YY0Y003005 | 2 volt 300 AH Battery Cell damage | No | 10 | [8 empty] | 54 | 540 | 540
34 | YY1Y102002 | Battery charger 300AH Statcon make Old and used | No |  |  |  | 1 | 1000 | [6 empty] | 1000
35 | AA0A002004 | ACSR Panther Conductor damage | Kg | 50 | [8 empty] | 80 | 4000 | 4000
Total (in Rs) |  |  |  |  | 33 | 39618.4 | 2 | 8500 |  |  | 4 | 1254435.5 | 203 | 20665 | 1323218.9
Inventory
Name of Zone |  | Garhwal Zone Roorkee
Name of circle |  | O&M Circle Dehradun
Name of Division |  | O&M Division Yamuna Colony Dehradun
Name of S/s |  | 132kV Majra Substation Dehradun
Month |  | April 2025 (Upto 30.04.2025)
Incharge |  | Dinesh Kumar Singh JE O&M Majra
S. No. | Item code | Name of Item | Unit | Unit Rate | Qty. | Useable | Unserviceable | Non-Moving | Obsolete | Scrap
[6 empty] | Total Amount | Total Amount | Total Amount | Total Amount | Total Amount
Surveyed by External Agency (2018)
1 |  | Motor for 132KV Asea make OCB | No | 100 | 1 | 0 | 0 | 0 | 0 | 100
2 | JJ0J005009 | 36/33KV MOCB without connector pin, clamp with structure filled oil | No | 500 | 1 | 0 | 0 | 0 | 0 | 500
3 |  | 33KV OCB damaged Takoka make u/s | No | 500 | 1 | 0 | 0 | 0 | 0 | 500
4 | JJ0J005008 | Empty bulk OCB without oil obsolete | No | 500 | 1 | 0 | 0 | 0 | 0 | 500
5 | JJ0J005008 | Bulk OCB without oil, bushing damaged u/s | No | 500 | 1 | 0 | 0 | 0 | 0 | 500
6 | JJ0J005008 | 33KV 800A BOCB completely burnt & damaged without oil bushing | No | 500 | 1 | 0 | 0 | 0 | 0 | 500
7 | JJ0J005009 | 33KV BOCB HEL make old & used without oil (obsolete) | No | 500 | 1 | 0 | 0 | 0 | 0 | 500
8 | JJ0J003007 | MOCB BHEL make 132KV old & used without oil, mechanism, breather & revolving insulator | No | 500 | 1 | 0 | 0 | 0 | 0 | 500
9 | JJ0J003007 | 132KV 1000A Asea make MOCB completely damaged without oil, oil indicator, connector, revolving insulator & mechanism | No | 1000 | 1 | 0 | 0 | 0 | 0 | 1000
10 | JJ0J003007 | 132KV 1000A Asea make MOCB old & used without oil & mechanism (obsolete) | No | 1000 | 2 | 0 | 0 | 0 | 0 | 2000
11 | JJ0J003007 | 132KV MOCB BHEL make old & used (obsolete) | No | 500 | 2 | 0 | 0 | 0 | 0 | 1000
12 | JJ0J005009 | 33KV MOCB BHEL make old & used | No | 10 | 1 | 0 | 0 | 0 | 0 | 10
13 |  | 132KV Breaker pole for Asea make breaker without oil damaged | No | 500 | 2 | 0 | 0 | 0 | 0 | 1000
14 | JJ0J005009 | 33KV MOCB BHEL completely busted & damaged with mechanism without oil, bushing, cover, male/female contact etc | No | 150 | 1 | 0 | 0 | 0 | 0 | 150
15 | JJ0J005010 | 36 KV 1250 Amp VCB Bhel Make Dameged | No | 500 | 1 | 0 | 0 | 0 | 0 | 500
16 | JJ0J003006 | 145 KV Circuit breaker defective | No | 5000 | 1 | 0 | 0 | 0 | 0 | 5000
17 | JJ0J005010 | 33KV circuit breaker defective | No | 5000 | 2 | 0 | 0 | 0 | 0 | 10000
18 | JJ0J005010 | 33KV VCB ABB make mechanically defective | No | 5000 | 1 | 0 | 0 | 0 | 0 | 5000
19 |  | Damaged AC motor for 33KV MOCB | No | 150 | 1 | 0 | 0 | 0 | 0 | 150
20 |  | O/C Relay old & used | No | 50 | 6 | 0 | 0 | 0 | 0 | 300
21 |  | E/F Relay old & used | No | 50 | 2 | 0 | 0 | 0 | 0 | 100
22 |  | E/F Relay for Asea make panel old & used | No | 50 | 3 | 0 | 0 | 0 | 0 | 150
23 |  | O/C Relay for Asea make panel old & used | No | 50 | 6 | 0 | 0 | 0 | 0 | 300
24 |  | English electric relay YTG 31 phase to phase o/u | No | 100 | 1 | 0 | 0 | 0 | 0 | 100
25 |  | Numerical relay 132 KV D.P.R.P.R.I.E.S 511 Defective | No | 1000 | 1 | 0 | 0 | 0 | 0 | 1000
26 |  | Old and obsolete over current relay | No | 100 | 3 | 0 | 0 | 0 | 0 | 300
27 |  | O/C E/F relay type CDG 61/31 o/u | No | 100 | 2 | 0 | 0 | 0 | 0 | 200
28 |  | DVBIAS M-2 WDG W/O CBF 110 volt damage | No | 50000 | 1 | 0 | 0 | 0 | 0 | 50000
29 |  | E/F Relay old & used Damaged | No | 10 | 1 | 0 | 0 | 0 | 0 | 10
30 | VV6V507003 | 145KV CVT o/u | No | 3000 | 1 | 0 | 0 | 0 | 0 | 3000
31 | VV6V503002 | 132KV/110V PT old and Damaged | No | 1500 | 1 | 0 | 0 | 0 | 0 | 1500
32 |  | RVT damaged | No | 150 | 1 | 0 | 0 | 0 | 0 | 150
33 |  | 33KV RVT Damaged | No | 500 | 1 | 0 | 0 | 0 | 0 | 500
34 | VV3V303002 | 132KV CT ratio 800/400/1A damaged | No | 50 | 3 | 0 | 0 | 0 | 0 | 150
35 | VV3V305006 | 33KV CT O/D type 800/400/1A class accuracy 0.2 damage | No | 5000 | 1 | 0 | 0 | 0 | 0 | 5000
36 | VV3V305006 | 33KV CT 800/400/1A Compltly damage | No | 5000 | 1 | 0 | 0 | 0 | 0 | 5000
37 | VV3V305006 | 33KV 800/400/1 A CT Damaged | No | 5000 | 2 | 0 | 0 | 0 | 0 | 10000
38 | VV3V305006 | 33KV CT outdoor type 800/400/1A | No | 4000 | 2 | 0 | 0 | 0 | 0 | 8000
39 | VV3V305006 | 33KV CT O/D type 800/400/1A class accuracy 0.2 damage | No | 5000 | 3 | 0 | 0 | 0 | 0 | 15000
40 | VV3V305006 | 33KV 800/400/1 A completely burst and damage (irrepaireable) | No | 500 | 2 | 0 | 0 | 0 | 0 | 1000
41 | VV3V305006 | 33KV 800/400/1 A completely burst and damage | No | 500 | 3 | 0 | 0 | 0 | 0 | 1500
42 | VV3V305010 | 33KV CT 400/200/1A damaged | No | 50 | 3 | 0 | 0 | 0 | 0 | 150
43 | VV3V305010 | 33KV CT 400/200/1A old & used | No | 2425 | 8 | 0 | 0 | 0 | 0 | 19400
44 | VV4V305012 | 33KV CT 300/1A completely damaged brusted without oil & connector | No | 500 | 3 | 0 | 0 | 0 | 0 | 1500
45 | VV3V303006 | 132KV CT of ratio 200-100/1A completely damage | No | 500 | 1 | 0 | 0 | 0 | 0 | 500
46 | VV4V305013 | 33KV CT 200/100/1A completely damaged | No | 500 | 3 | 0 | 0 | 0 | 0 | 1500
47 |  | 33KV built in CT 200/1A damaged | No | 500 | 1 | 0 | 0 | 0 | 0 | 500
48 | VV4V305013 | 33KV CT 200/1A old & damagd | No | 150 | 1 | 0 | 0 | 0 | 0 | 150
49 |  | 33KV CT 120/1 A old & damaged | No | 500 | 3 | 0 | 0 | 0 | 0 | 1500
50 | VV3V303004 | 132KV CT old & used | No | 1000 | 1 | 0 | 0 | 0 | 0 | 1000
51 | VV3V303004 | 132KV CT old & used ( leaked) | No | 500 | 2 | 0 | 0 | 0 | 0 | 1000
52 | VV3V305010 | 33KV CT completely damage busted in pieces | No | 10 | 3 | 0 | 0 | 0 | 0 | 30
53 | VV3V305010 | 33KV CT damaged | No | 500 | 3 | 0 | 0 | 0 | 0 | 1500
54 |  | Pressure guage meter defective | No | 10 | 1 | 0 | 0 | 0 | 0 | 10
55 |  | Voltmeter old & used various rating | No | 50 | 4 | 0 | 0 | 0 | 0 | 200
56 |  | Ammeter (old & used) various rating | No | 50 | 16 | 0 | 0 | 0 | 0 | 800
57 | MM2M206001 | P.F. meter damaged | No | 50 | 2 | 0 | 0 | 0 | 0 | 100
58 |  | Voltmeter damaged various rating | No | 50 | 3 | 0 | 0 | 0 | 0 | 150
59 | MM2M204007 | MW meter 144-0 AC | No | 10 | 2 | 0 | 0 | 0 | 0 | 20
60 | MM2M205007 | MVAr meter old & used various rating | No | 50 | 2 | 0 | 0 | 0 | 0 | 100
61 | VV2V215003 | HT bushing for 20MVA T/F 132/33 KV NGEF make without arcing horn & top plate assembly | No | 100 | 1 | 0 | 0 | 0 | 0 | 100
62 |  | Bushing insulator for Intrument CT | No | 50 | 3 | 0 | 0 | 0 | 0 | 150
63 |  | Bushing insulator for Hittachi make | No | 50 | 2 | 0 | 0 | 0 | 0 | 100
64 | VV1V101041 | 33 KV Bushing for above | No | 500 | 1 | 0 | 0 | 0 | 0 | 500
65 | VV1V101034 | HV Bushing with Metal part and gasket EMCO make for 40 MVA T/F | No | 500 | 1 | 0 | 0 | 0 | 0 | 500
66 | VV1V101036 | Neutral Bushing for above | No | 500 | 1 | 0 | 0 | 0 | 0 | 500
67 |  | LV bushing For above | No | 500 | 1 | 0 | 0 | 0 | 0 | 500
68 |  | HV Bushing for 36 KVAT/F | No | 100 | 1 | 0 | 0 | 0 | 0 | 100
69 |  | LV Bushing Insulator | No | 100 | 1 | 0 | 0 | 0 | 0 | 100
70 |  | LV bushing insulator old & used | No | 60 | 1 | 0 | 0 | 0 | 0 | 60
71 |  | Bushing insulator damaged | No | 10 | 2 | 0 | 0 | 0 | 0 | 20
72 | VV2V208002 | Megnetic Oil level Gauge with Oil level Alarm Contact for above | No | 100 | 1 | 0 | 0 | 0 | 0 | 100
73 | VV2V206001 | Oil Temparature meter for above | No | 100 | 1 | 0 | 0 | 0 | 0 | 100
74 | JJ3J302009 | Extinguisher chamber for 132KV MOCB BHEL make | No | 10 | 2 | 0 | 0 | 0 | 0 | 20
75 | JJ3J302009 | Extinguisher chamber for 132KV MOCB Asea make | No | 10 | 1 | 0 | 0 | 0 | 0 | 10
76 | JJ3J302009 | Extinguisher chamber for 132KV MOCB Asea make damaged | No | 10 | 1 | 0 | 0 | 0 | 0 | 10
77 |  | Al solder 75% | Kg | 10 | 5.5 | 0 | 0 | 0 | 0 | 55
78 |  | Motor 1.5HP for 50GPH C/F M/C | No | 10 | 1 | 0 | 0 | 0 | 0 | 10
79 |  | GI thumble for stay rod | No | 50 | 806 | 0 | 0 | 0 | 0 | 40300
80 |  | Surge counter u/s damaged | No | 2 | 3 | 0 | 0 | 0 | 0 | 6
81 |  | Paint Zinc u/s | No | 5 | 175 | 0 | 0 | 0 | 0 | 875
82 |  | Poly cone insulator chipped u/s damaged | No | 1 | 4 | 0 | 0 | 0 | 0 | 4
83 |  | Oil rension compound u/s | Kg | 10 | 200 | 0 | 0 | 0 | 0 | 2000
84 | JJ5J502022 | Completely damaged Arc extingusher chamber for 33KV BOCB | No | 150 | 13 | 0 | 0 | 0 | 0 | 1950
85 |  | Fire extingusher chamber 45Kg completely Damage | No | 150 | 1 | 0 | 0 | 0 | 0 | 150
86 |  | Glass wool in jally completely u/s | No | 2 | 44 | 0 | 0 | 0 | 0 | 88
87 |  | GI socket rusted | No | 2 | 75 | 0 | 0 | 0 | 0 | 150
88 |  | GI elbow o/s rusted | No | 50 | 25 | 0 | 0 | 0 | 0 | 1250
89 |  | GI bend o/s rusted | No | 10 | 223 | 0 | 0 | 0 | 0 | 2230
90 |  | GI plug rusted | No | 10 | 24 | 0 | 0 | 0 | 0 | 240
91 |  | Surburger (wave trap ) completely u/s | No | 50 | 2 | 0 | 0 | 0 | 0 | 100
92 |  | 132KV Isolator Jaw EMC with Earth Link Damage | No | 2100 | 1 | 0 | 0 | 0 | 0 | 2100
93 |  | Glass wool u/s | Kg | 2 | 90 | 0 | 0 | 0 | 0 | 180
94 |  | 33KV Damaged shunt reactor | No | 1000 | 1 | 0 | 0 | 0 | 0 | 1000
95 | NN2N201003 | PLCC terminal equipment type RTL-41 | No | 150000 | 1 | 0 | 0 | 0 | 0 | 150000
96 |  | O/C & E/F tripping relay | No | 500 | 2 | 0 | 0 | 0 | 0 | 1000
97 |  | Air presser switch Danfoss make | No | 10200 | 1 | 0 | 0 | 0 | 0 | 10200
98 | JJ3J301006 | Trippi ng/Closing coil for 132KV Alsthom make | No | 2295 | 2 | 0 | 0 | 0 | 0 | 4590
99 |  | Fuse failure relay type VTP | No | 500 | 1 | 0 | 0 | 0 | 0 | 500
100 | MM0M010001 | Auxilary relay type VAA | No | 500 | 1 | 0 | 0 | 0 | 0 | 500
101 | MM2M204007 | MW meter old & used various rating | No | 50 | 2 | 0 | 0 | 0 | 0 | 100
102 |  | Kilo volt meter AC 132kv | No | 1 | 1 | 0 | 0 | 0 | 0 | 1
103 | MM3M305015 | MVAr meter digitel | No | 10 | 1 | 0 | 0 | 0 | 0 | 10
104 | VV6V507003 | 145KV CVT (1Phase) defective old & used | No | 1000 | 1 | 0 | 0 | 0 | 0 | 1000
|  | Surveyed by External Agency 19-20 |  |  | 1859.5
1 | VV3V303006 | 132KV CT of ratio 200-100/1A completely damage | No | 500 | 2 | 0 | 0 | 0 | 0 | 1000
2 | VV3V303004 | 132KV CT old & used | No | 1000 | 15 | 0 | 0 | 0 | 0 | 15000
3 | JJ0J003006 | 145 KV Circuit breaker defective | No | 5000 | 1 | 0 | 0 | 0 | 0 | 5000
4 | JJ0J005010 | 33KV circuit breaker defective | No | 5000 | 1 | 0 | 0 | 0 | 0 | 5000
5 | VV3V305010 | 33KV CT 400/200/1A old & used | No | 2425 | 22 | 0 | 0 | 0 | 0 | 53350
6 | VV3V305010 | 33KV CT damaged | No | 500 | 3 | 0 | 0 | 0 | 0 | 1500
7 |  | Al scrap of damaged clamps | Kg | 20 | 5.7 | 0 | 0 | 0 | 0 | 114
8 |  | Al scrap (for various damage clamps) | Kg | 20 | 7 | 0 | 0 | 0 | 0 | 140
9 |  | Male Contact Copper Scrap | Kg | 40 | 6.9 | 0 | 0 | 0 | 0 | 276
10 | VV6V507003 | 145KV CVT (1Phase) defective old & used | No | 1000 | 9 | 0 | 0 | 0 | 0 | 9000
11 |  | Steel joint for Panther conductor | No | 150 | 105 | 0 | 0 | 0 | 0 | 15750
12 | II3I301009 | Mid span joint for Earth wire | No | 50 | 53 | 0 | 0 | 0 | 0 | 2650
13 | MM0M007003 | Buchholz Relay GOR 3 | No | 34050 | 1 | 0 | 0 | 0 | 0 | 34050
14 | NN0N003003 | 132KV C&R Panel Old & Used | No | 100 | 2 | 0 | 0 | 0 | 0 | 200
15 | NN0N003005 | 33KV C&R Panel old & used | No | 500 | 5 | 0 | 0 | 0 | 0 | 2500
16 | JJ0J005007 | 33KV GCB (Burnt/Damage) | No | 1000 | 1 | 0 | 0 | 0 | 0 | 1000
17 | VV1V101034 | 145kV T/F Bushing (Kanohar) damage | No | 150 | 3 | 0 | 0 | 0 | 0 | 450
18 | VV1V101035 | 33kV T/F Bushing (Kanohar) damage | No | 100 | 3 | 0 | 0 | 0 | 0 | 300
|  | Items not Included in the list |  |  | 245.6
1 | VV3V305006 | 33KV 800/400/1A (3 Core) accuracy class 0.2 | No | 35752.5 | 1 | 0 | 0 | 0 | 0 | 35752.5
2 | KK0K003001 | 132KV Surge Arrestor Old & Used | No | 200 | 15 | 0 | 0 | 0 | 3000 | 0
3 | JJ0J005010 | 33KV Circuit Breaker Old & Used | No | 100000 | 1 | 0 | 0 | 0 | 0 | 100000
4 | SS0S003003 | 132KV Isolator Old & Used | No | 500 | 2 | 0 | 0 | 0 | 1000 | 0
5 | AA1A101002 | GI earth wire 7/10 SWG old & used in bits | Kg | 25 | 277.6 | 0 | 0 | 0 | 0 | 6940
6 | SS0S003003 | 132kV Isolator with Damaged Post (Old & Used) | No | 500 | 2 | 0 | 0 | 0 | 1000 | 0
7 | VV3V303004 | 132KV CT old & used | No | 1000 | 3 | 0 | 0 | 0 | 0 | 3000
8 |  | 33KV CT 120/1 A old & damaged | No | 500 | 3 | 0 | 0 | 0 | 0 | 1500
9 |  | Male Contact Copper Scrap | Kg | 40 | 4.5 | 0 | 0 | 0 | 0 | 180
10 |  | Al scrap (for various damage clamps) | Kg | 20 | 11.5 | 0 | 0 | 0 | 0 | 230
11 | VV3V305010 | 33KV CT damaged | No | 500 | 3 | 0 | 0 | 0 | 0 | 1500
12 |  | 33KV Jaw Old & Used/Damage | No | 50 | 12 | 0 | 0 | 0 | 0 | 600
13 |  | 33KV Isolator Blade old & used/Damaged | No | 50 | 6 | 0 | 0 | 0 | 0 | 300
14 |  | 33KV SF6 circuit breaker ( 1-Pole damage) | No | 5000 | 1 | 0 | 5000 | 0 | 0 | 0
15 | VV3V303004 | 132KV CT Leak from Delta Point | No | 5000 | 1 | 0 | 5000 | 0 | 0 | 0
16 |  | 33KV PT Damaged | No | 1000 | 2 | 0 | 2000 | 0 | 0 | 0
|  | Slow Moving |  |  | 345.6
1 | SS3S301007 | Male arm assembly for 145KV ELPRO | No | 12240 | 6 | 0 | 0 | 0 | 73440 | 0
2 | SS3S301006 | Female arm assembly for 145KV ELPRO | No | 12240 | 6 | 0 | 0 | 0 | 73440 | 0
3 | SS3S301007 | Male arm assembly for 145KV HVLEM | No | 12240 | 6 | 0 | 0 | 0 | 73440 | 0
4 | SS3S301006 | Female contact assembly for 145KV HVLEM | No | 12240 | 6 | 0 | 0 | 0 | 73440 | 0
5 | SS3S301016 | 145KV Post Insulator | No | 12250 | 2 | 0 | 0 | 0 | 24500 | 0
6 |  | Scrap of Iron Galvanised | Kg | 40 | 133.22 | 0 | 5328.8 | 0 | 0 | 0
7 | SS0S003003 | 145KV Bus Isolator complete Old & Used | No | 25000 | 1 | 0 | 25000 | 0 | 0 | 0
8 | II2I210002 | Twin Type 33KV Isolator Clamp for Moose Conductor | No | 1493.5 | 41 | 0 | 0 | 61233.5 | 0 | 0
9 | VV1V101034 | HV Bushing for 40MVA ABB 145KV/1250Amp Bushing OTP | No | 90000 | 1 | 0 | 0 | 90000 | 0 | 0
10 | VV1V101034 | Bushing Assembly 145KV Alstom T/F | No | 25000 | 1 | 0 | 0 | 25000 | 0 | 0
11 | VV1V101034 | 145KV Transformer Bushing HT side Alstom Make | No | 62000 | 1 | 0 | 0 | 62000 | 0 | 0
12 | VV1V101035 | Trippi ng/Closing coil for 132KV Alsthom make | No | 87540.33 | 1 | 0 | 0 | 87540.33 | 0 | 0
|  | Fast Moving (Useable) |  |  | 205.22
1 | VV3V305006 | 33KV CT Ratio 800/400/1 | No | 46964 | 1 | 46964 | 0 | 0 | 0 | 0
2 | MM0M007003 | Buchholz Relay | No | 27730 | 1 | 27730 | 0 | 0 | 0 | 0
3 | VV2V207001 | WTI | No | 30680 | 1 | 30680 | 0 | 0 | 0 | 0
4 | VV3V305006 | 33KV CT 800-400/1 Amp 0.2s Class | No | 53454 | 1 | 53454 | 0 | 0 | 0 | 0
5 | JJ7J707001 | SF6 Gas | Kg | 7044.6 | 4.5 | 31700.7 | 0 | 0 | 0 | 0
6 |  | Amp Meter | No | 920.4 | 7 | 6442.8 | 0 | 0 | 0 | 0
7 |  | ACSR Panther conductor | Mtr | 110 | 95 | 10450 | 0 | 0 | 0 | 0
9 |  | 120 KV Surge Arrestor with counters | No | 66365 | 6 | 398190 | 0 | 0 | 0 | 0
10 |  | 30 KV Surge Arrestor | No | 23352.2 | 5 | 116761 | 0 | 0 | 0 | 0
11 |  | Expulsion Type fuse | No | 973.5 | 13 | 12655.5 | 0 | 0 | 0 | 0
12 |  | Expulsion Type fuse | No | 1444.3 | 20 | 28886 | 0 | 0 | 0 | 0
13 |  | GI Nut and Bolts 12MM | Kg | 283.2 | 6 | 1699.2
14 |  | GI Nut and Bolts 14MM | Kg | 283.2 | 8 | 2265.6
15 |  | GI Nut and Bolts 16MM | Kg | 283.2 | 17 | 4814.4
16 |  | GI Nut and Bolts 18MM | Kg | 283.2 | 11 | 3115.2
17 |  | GI Nut and Bolts 20MM | Kg | 283.2 | 4 | 1132.8
18 |  | 33 KV Circuit Breaker old and used | No | 5000 | 1 | 5000 |  |  |  | 5000
19 |  | 33 KV Isolator Blade | No | 6549 | 6 | 39294
20 |  | 33 KV Isolator Jaw | No | 6549 | 6 | 39294
21 |  | CT Clamp | No | 1416 | 6 | 8496
22 |  | C-Wej clamp Moose to Moose | No | 3829.1 | 1 | 3829.1
23 |  | 33 KV Isolator Blade | No | 6608 | 4 | 26432
24 |  | 33 KV Isolator Jaw | No | 6490 | 7 | 45430
Total Qty |  |  |  |  | 231.5 |  | 0 | 0 | 0 | 0
Total (in Rs) |  |  |  |  | 2887.42 | 944716.3 | 42328.8 | 325773.83 | 323260 | 683521.5
[6 empty] | 984334.7 | 50828.8 | 325773.83 | 1577695.5 | 704186.5
Inventory
Name of Zone |  | Garhwal Zone
Name of circle |  | Dehradun Circle
Name of Division |  | O&M Division Yamuna Colony Dehradun
Name of Substation |  | 132 KV Substation Majra
Name of Section Holder |  | Kuldeep Jadli JE
Month |  | 2025-04-21
S. No. | Item code | Name of Item | Unit | Unit rate in Rs. | Useable |  | Unserviceable |  | Non-Moving |  | Obsolete |  | Scrap
[5 empty] | Qty. | Total Amount in Rs. | Qty. | Total Amount in Rs. | Qty. | Total Amount in Rs. | Qty. | Total Amount in Rs. | Qty. | Total Amount in Rs.
1 | FF0F015002 | Incomplete tower parts rusted in scrap | Kg | 72.2 | 16410 | 1184802
2 | FF0F043010 | Template -B type tower stub (O/U) | KG | 40 | 1233.1 | 49324
3 | FF0F043012 | Template -C type tower stub (O/U) | KG | 20 | 2071.5 | 41430
4 | FF0F015002 | A-type tower parts(O/U) | MT | 40000 | 0.955 | 38200
5 | FF0F015002 | A+3type tower parts(O/U) | MT | 40000 | 5.165 | 206600
6 | FF0F043010 | Template for 132KV S/C B type tower | Kg | 40 | [8 empty] | 611.5 | 24460
7 | FF0F043012 | Template for above 'C' type tower | Kg | 20 | [8 empty] | 934 | 18680
8 | FF0F043012 | Template for 132KV S/C tower | MT | 72200 | 1.77 | 127794
9 | II3I301009 | Mid span joint for Earth wire | No | 50 | 4 | 200
10 | AA1A101002 | Earth wire 7/10swg | Mtr | 44 | 249.97 | 10998.68
11 | II5I502006 | Double Tension Fitting Compression type for ACSR special panther | No | 9056.5 | 3 | 27169.5
12 | II5I501006 | Single Tension Fitting Compression type for ACSR special panther | No | 5428 | 9 | 48852
13 | II3I301005 | Mid Span Joint for ACSR special panther | No | 1239 | 6 | 7434
14 | II3I303005 | Vibration damper for ACSR special panther | No | 1410.1 | 14 | 19741.4
15 | II3I303005 | Vibration damper | No | 1342.84 | 1 | 1342.84
16 | II5I502005 | Double tensiion fitting | No | 9204 | 1 | 9204
17 | II3I302004 | Mid span joint | No | 1156.4 | 1 | 1156.4
18 | II3I303005 | Vibration Damper | No | 1180 | 4 | 4720
19 | II3I301009 | Steel joint | No | 955.8 | 3 | 2867.4
20 | FF0F015002 | 132 KV D/C B Type Tower Parts Incomplete CromptonMake | Kg | 40 | 28629 | 1145160
21 | FF0F015002 | 132 KV D/C A Type Tower Parts Incomplete Crompton Make | Kg | 40 | 4075 | 163000
22 | FF0F015002 | 132 KV S/C A Type Tower Parts Incomplete SAE Make | Kg | 40 | 13022 | 520880
23 | FF0F015002 | 132KV S/C 'C' type tower parts incomplete scrap | MT | 100 | 2.7528 | 275.28
24 | II0I001004 | Polymer Insulator String | No | 9676 | 12 | 116112
|  | Galvanised Stub Structure (HT) | MT | 131000 | 0 | 0
|  | Galvanised Stub Structure (MS) | MT | 125000 | 0 | 0
|  | Number Plate | No | 480 | 1 | 480
|  | Danger Plate | No | 480 | 1 | 480
|  | Phase Plate | Set | 550 | 1 | 550
|  | Counter poise earthing | Set | 15500 | 1 | 15500
|  | Anti climb device | Set | 13800 | 1 | 13800
|  | Repair sleeve | No | 590 | 2 | 1180
|  | Repair sleeve for earth wire | No | 580 | 2 | 1160
|  | ACSR Panther conductor | Km | 225000 | 1 | 225000
|  | Double Tension Fitting 120 KN Disc insulator | Set | 9950 | 1 | 9950
|  | Single Tension Fitting 120 KN Disc insulator | Set | 6000 | 3 | 18000
|  | Tension fitting for earth wire | Set | 1450 | 2 | 2900
|  | Mid span joint for 7/10 SWG earth wire | No | 500 | 2 | 1000
|  | 120 KN Disc Insulator | No | 1050 | 66 | 69300
|  | GS Earth wire 7/10 SWG | Km | 68000 | 0.35 | 23800
|  | Vibration Damper for panther | No | 1560 | 6 | 9360
|  | Vibration Damper for 7/10 SWG earth wire | No | 850 | 4 | 3400
|  | Mid Span Joint | No | 1199 | 3 | 3597
Total (in Rs) | [5 empty] | 4126720.5 |  | 0 |  |  |  | 0 |  | 43140
Name Of Circle Zone :- Garhwal Zone
Name Of Division :- E.E. (O&M) Division, Yamuna colony Dehra Dun.
Stock inventory for the Month of :- April -2025
Name Of Substation: |  |  | 132KV Sub station Bindal
Sl. No. | Item code | Name Of Item | Unit | Unit Rate | Useable |  | Unserviceable |  | Non-Moving |  | Obsolete |  | Scrap
[5 empty] | Qty | Value | Qty | Value | Qty | Value | Qty | Value | Qty | Value
1 | II5I504004 | Tension fitting for zebra without dead end | No. | 700 |  | 0 |  | 0 | 54 | 37800 |  | 0 |  | 0
2 | n/a | Earth wire clamp for SP-55 | No. | 100 |  | 0 |  | 0 |  | 0 | 25 | 2500 |  | 0
3 | n/a | V Cross Arm 33KV | No. | 500 |  | 0 |  | 0 |  | 0 | 4 | 2000 |  | 0
4 | SS3S301016 | 132KV Post insulator for 132KV isolator | No. | 13052 | 1 | 13052 |  | 0 |  | 0 |  | 0 |  | 0
5 | n/a | Contactor MN-25watt aux 1c AC 15-4 415V, AC 10A | No. | 1350.65 | 1 | 1350.65 |  | 0 |  | 0 |  | 0 |  | 0
6 | SS6S610008 | 145KV post insulator | Set | 10868 | 4 | 43472 |  | 0 |  | 0 |  | 0 |  | 0
7 | KK0K003001 | 145KV L.A | No. | 15000 |  | 0 |  | 0 | 4 | 60000 |  | 0 |  | 0
8 | VV3V303001 | 145KV C.T 800/400/1 | No. | 103650 | 5 | 518250 |  | 0 |  | 0 |  | 0 |  | 0
9 | n/a | Pin Insulator for LT line | No. | 221.32 | 40 | 8852.8 |  | 0 |  | 0 |  | 0 |  | 0
10 | CC1C103002 | Three & Haif core circular armoured XLPE cable size 3.5*400 Sqmm | Mtr. | 994.5 | 30 | 29835 |  | 0 |  | 0 |  | 0 |  | 0
11 | VV2V204000 | T/F oil O/U | KL. | 25000 | [6 empty] | 15 | 375000
12 | NN5N506045 | Line Matching unit | No. | 2000 |  | 0 |  | 0 |  | 0 | 2 | 4000 |  | 0
13 | CC2C201005 | H.F. Cable | Mtr. | 100 | 454 | 45400 |  | 0 |  | 0 |  | 0 |  | 0
14 | n/a | ACSR deer conductor in bits O/u | Mtr. | 50 |  | 0 | 2 | 100 |  | 0 |  | 0 |  | 0
15 | SS4S402020 | 33KV PIN insulator | No. | 300 | 1 | 300 |  | 0 |  | 0 |  | 0 |  | 0
16 | n/a | RZAO relay card o/u | No. | 15000 |  | 0 |  | 0 |  | 0 | 2 | 30000 |  | 0
17 | AA0A002004 | ACSR panther conductor in bits | Mtr. | 50 | 7 | 350 |  | 0 |  | 0 |  | 0
18 | VV4V305013 | 33KV C.T 200/100/1A | No. | 17000 | 1 | 17000 |  | 0 |  | 0 |  | 0 |  | 0
19 | II4I404006 | Space cum droper for Deer | No. | 1646 | 20 | 32920 |  | 0 |  | 0 |  | 0 |  | 0
20 | II5I505006 | Double Suspension fitting (SPL Pantther) | No. | 3975 |  | 0 |  | 0 |  | 0 | 5 | 19875 |  | 0
21 | II5I502006 | Double Tension fitting (SPL Pantther) | No. | 3975 |  | 0 |  | 0 |  | 0 | 5 | 19875 |  | 0
22 | II3I301005 | Mid Spain Joint (SPL Panther) | No. | 1490 |  | 0 |  | 0 |  | 0 | 5 | 7450 |  | 0
23 | PP0P001005 | Come Along Clamp Automatic (SPL Panther) | No. | 9975 | 2 | 19950 |  | 0 |  | 0 |  | 0 |  | 0
24 | II3I306005 | Jumpering Cone (SPL Panther) | No. | 1450 |  | 0 |  | 0 |  | 0 | 5 | 7250 |  | 0
25 | II0I001007 | Disc Insulator O/U | No. | 130 |  | 0 | 130 | 16900 |  | 0 |  | 0 |  | 0
26 | AA1A101001 | Earth Wire O/U | Km. | 10000 |  | 0 | 0.255 | 2550 |  | 0 |  | 0 |  | 0
27 | n/a | CMRI Sl.No. 1509-A7216HSD | No. | 38500 | 1 | 38500 |  | 0 |  | 0 |  | 0 |  | 0
28 | n/a | Rain Protection Cover | No. | 50 | 1 | 50 |  | 0 |  | 0 |  | 0 |  | 0
29 | PP2P212002 | Blower | No. | 100 |  | 0 |  | 0 |  | 0 | 1 | 100 |  | 0
30 |  | Operating Handle | No. | 50 | 1 | 50 |  | 0 |  | 0 |  | 0 |  | 0
31 | PP3P301004 | Safety Belt O/U | No. | 100 |  | 0 |  | 0 |  | 0 | 2 | 200 |  | 0
32 | YY1Y102002 | 110V, 300AH Battery Charger O/U | No. | 20000 |  | 0 | 1 | 20000 |  | 0 |  | 0 |  | 0
33 | JJ0J005010 | 33kV Breaker Damaged | No. | 15000 |  | 0 |  | 0 |  | 0 |  | 0 | 1 | 15000
34 | n/a | 132KV C.T. 800/400/1 Old & used Replaced under PSDF | No. | 10000 |  | 0 | 6 | 60000 |  | 0 |  | 0 |  | 0
35 | VV6V505002 | 33KV P.T. Old & used Replaced under PSDF | No. | 5000 |  | 0 | 3 | 15000 |  | 0 |  | 0 |  | 0
36 | n/a | 132KV P.T. Old & used Replaced under PSDF | No. | 10000 |  | 0 | 2 | 20000 |  | 0 |  | 0 |  | 0
37 | JJ0J003006 | 132 KV C.B. Damaged | No. | 15000 |  | 0 |  | 0 |  | 0 |  | 0 | 1 | 15000
38 | JJ0J005010 | 33 KV C.B. Old & used Replaced under PSDF | No. | 25000 |  | 0 | 2 | 50000 |  | 0 |  | 0 |  | 0
39 | JJ0J003006 | 132 KV C.B. Old & used Replaced under PSDF | No. | 35000 |  | 0 | 3 | 105000 |  | 0 |  | 0 |  | 0
40 | KK0K003001 | 132KV L.A. Old & used Replaced under PSDF | No. | 5000 |  | 0 | 3 | 15000 |  | 0 |  | 0 |  | 0
41 | II5I504009 | Suspension fitting for 7/9 Earth wire | No. | 1060.82 | 9 | 9547.38 |  | 0 |  | 0 |  | 0 |  | 0
42 | II5I504010 | Suspension fitting for 7/10 Earth wire | No. | 1060.82 | 9 | 9547.38 |  | 0 |  | 0 |  | 0 |  | 0
43 | II5I501009 | Tension fitting for 7/9 Earth wire | No. | 1062 | 6 | 6372 |  | 0 |  | 0 |  | 0 |  | 0
44 | II5I501010 | Tension fitting for 7/10 Earth wire | No. | 1062 | 4 | 4248 |  | 0 |  | 0 |  | 0 |  | 0
45 | II3I301008 | Mid Span joint for 7/9 E/W | No. | 1063.18 | 12 | 12758.16 |  | 0 |  | 0 |  | 0 |  | 0
46 | II3I301009 | Mid Span joint for 7/10 E/W | No. | 1063.18 | 14 | 14884.52 |  | 0 |  | 0 |  | 0 |  | 0
47 | FF0F003002 | Dismantald tower Parts | MT. | 40000 |  | 0 | 0.8 | 32000 |  | 0 |  | 0 |  | 0
48 | JJ0J005010 | 33 kV Areva make VCB Old & used Replaced under PSDF | No. | 75000 |  | 0 | 1 | 75000 |  | 0 |  | 0 |  | 0
49 | MM0M004007 | Electromag. O/C, E/F relay O/U | No. | 1000 |  | 0 |  | 0 |  | 0 | 7 | 7000 |  | 0
50 | II5I507004 | Bolted Type Tension Fitting for ACSR 'Zebra | No. | 4120.56 | 12 | 49446.72 |  | 0 |  | 0 |  | 0 |  | 0
51 | VV2V204001 | EHV Grade Transformer oil drum. | No. | 15357.11 | 1 | 15357.11 |  | 0 |  | 0 |  | 0 |  | 0
52 | II5I502005 | Double Tension Fitting for Panther Conductor | No. | 8873.6 | 1 | 8873.6 |  | 0 |  | 0 |  | 0 |  | 0
53 | AA0A002001 | Moose Conductor | Mtr. | 725.7 | 64 | 46444.8 |  | 0 |  | 0 |  | 0
54 | JJ0J005010 | 33 KV ABB VCB make old and used replaced under P.S.D.F scheme | No. | 10000 | 1 | 10000 |  | 0 |  | 0 |  | 0 |  | 0
55 | II5I501002 | Bolted type busbar tension fitting having 6 bolt sutable for Moose conductor | No. | 1400 | 2 | 2800
56 | VV6V505002 | 33 kV / 110 volt Potential transformer | No. | 12510.66 | 1 | 12510.66
57 | II3I301009 | Mid span compression joint for 7/10 Earthwire SWG | No | 401.2 | 2 | 802.4
58 | VV1V101034 | 145 kv bushing for 40mva T/F EMCO Make | No | 10000 | 1 | 10000
59 | VV2V204007 | Empty Drum of Transformer Oil each 209 ltr. Capacity | No | 200 | 50 | 10000
60 | VV2V204007 | Empty Drum of Transformer Oil each 209 ltr. Capacity (O&U) | No | 200 | [6 empty] | 30 | 6000
61 | VV6V602003 | 132KV C.V.T. Old & used | No. | 20000 | [6 empty] | 1 | 20000
62 | JJ0J005010 | 33 KV ABB VCB make old and used . | No | 25000 | [6 empty] | 1 | 25000
63 | JJ0J005010 | 33 KV Alstom VCB make old and used . | No. | 25000 | [6 empty] | 1 | 25000
64 | JJ7J707001 | SF-6 Gas | Kg. | 11800 | 09 | 106200
65 | JJ0J003006 | 132 KV C.B. Old & used | No. | 40000 |  | 0 |  |  |  |  | 1 | 40000
66 | VV3V305006 | 33 kV 800/400/01A ( 3core) C.T. acc.class 0.2 (Old & Used ) | No. | 10000 |  | 0 |  |  |  |  | 7 | 70000
67 | AA0A002004 | ACSR panther Conductor ( Old & used ) | MT. | 45000 | 1.859 | 83655
68 | JJ7J701014 | Screw auxillary switch 110Volt DC, 12NO+12NC for 33kV CB. | No. | 12154 | 1 | 12154
69 | II1I105001 | P.G. four bolted type clamp for panther to panther | No. | 2159.4 | 8 | 17275.2
70 | II5I501005 | Single tension fitting (120KN) for panther conductor | No. | 7011.56 | 7 | 49080.92
71 | II3I302004 | Repair Sleeve for panther conductor | No. | 699.74 | 3 | 2099.22
72 | II3I301004 | Mid span joint for panther conductor | No. | 1460.84 | 8 | 11686.72
73 |  | CT clamp for Moose conductor having 6 no. U-Bolt | No. | 2265.6 | 09 | 20390.4
74 |  | Expulsion type Fuse suitable for the capacitance unit | No. | 1475 | 07 | 10325
75 |  | C- Wedge clamp for Moose to Panther | No. | 2183 | 08 | 17464
76 |  | C- Wedge clamp for Moose to Moose | No. | 2684.5 | 15 | 40267.5
77 |  | Tension Fitting for Panther Conductor | No. | 7080 | 17 | 120360
78 |  | D- Shackle. | No. | 1829 | 8 | 14632
79 |  | Surge Counter for 33 kV L.A. | No. | 13570 | 3 | 40710
80 |  | Insulating base for 33 kV L.A. | No. | 472 | 06 | 2832
81 |  | 132 kV Tower Parts (Mix). | Kg. | 40 | 220 | 8800
82 |  | 33 kV Isolator Jaw with Six contact | No. | 5894.1 | 18 | 106093.8
83 |  | 33 kV Isolator Jaw with four contact | No. | 3534.1 | 20 | 70682
84 |  | 33 kV Isolator Blade | No. | 4112.3 | 20 | 82246
85 |  | 33 kv Bus Post insulator | No. | 1758.2 | 95 | 167029
86 |  | 33 kv Bus Post Solid core insulator | No. | 2938.2 | 21 | 61702.2
87 |  | Junction Box for 33 kV CT/PT | No. | 11797.64 | 4 | 47190.56
88 |  | Junction Box for 132 kV CT | No. | 17226.82 | 07 | 120587.74
89 |  | Junction Box for 132 kV PT/CVT. | No. | 17226.82 | 05 | 86134.1
|  | Total Rs. |  |  |  | 2292522.54 |  | 411550 |  | 97800 |  | 661250 |  | 30000
Name Of Circle Zone :- Garhwal Zone
Name Of Division :- E.E. (O&M) Division, Yamuna colony Dehra Dun.
Stock inventory for the Month of :- April -2025
Name Of Substation: |  |  | 132KV Sub station Bindal
Sl. No. | Item code | Name Of Item | Unit | Unit Rate | Useable |  | Unserviceable |  | Non-Moving |  | Obsolete |  | Scrap
[5 empty] | Qty | Value | Qty | Value | Qty | Value | Qty | Value | Qty | Value
1 | VV3V303003 | 145KV C.T 400/200/1 O/u | No. | 20000 | 6 | 120000 |  | 0 |  | 0 | 0 | 0 |  | 0
2 | VV3V305009 | 33 kV Single phase , outdoor type Live Tank C.T. having ratio 400/200/1A O/U | No. | 7000 | 15 | 105000
3 |  | 120 KN Disc Insulator for tension fitting. | No. | 849.6 | 120 | 101952
4 |  | Single Tension fitting (120 KN) for ACSR Panther conductor. | No. | 7434 | 24 | 178416
5 |  | Vibration damper for ACSR Panther conductor. | No. | 1593 | 24 | 38232
6 |  | Tension fitting for 7/10 SWG G.S Earth wire. | No. | 1486.8 | 2 | 2973.6
7 |  | Vibration damper for Earth wire | No. | 1593 | 2 | 3186
8 |  | Mid Span compression joint for ACSR Panther conductor. | No. | 1911.6 | 2 | 3823.2
9 |  | Mid Span compression joint for earthwire. | No. | 1593 | 2 | 3186
10 |  | Tension clamp for 7/10 SWG earth wire | No. | 5841 | 4 | 23364
11 |  | Repair Sleeve for ACSR Panther conductor. | No. | 2655 | 4 | 10620
12 |  | Flexible Copper Bonds | No. | 3186 | 2 | 6372
13 |  | Danger plate | No. | 637.2 | 1 | 637.2
14 |  | Number plate | No. | 531 | 1 | 531
15 |  | Phase plate (set of three) | No. | 531 | 1 | 531
16 |  | Pipe type earthing set (set of 02 No. for each tower) | Set. | 5310 | 1 | 5310
17 |  | Anti climbing device barbed wire | Set. | 5310 | 1 | 5310
18 |  | Bird guards ( set of six ) | No. | 531 | 6 | 3186
19 |  | 160 Amp. 415 Volt 4 pole 10 KA MCCB | No. | 17110 | 3 | 51330
20 |  | 63 Amp. 415 Volt 4 pole 10 KA MCCB | No. | 2478 | 2 | 4956
21 |  | Contactor 3-Pole with Addon Block, MNX9 coil voltage | No. | 2242 | 2 | 4484
22 |  | 33 kV Lightening Arrester | No. | 23458.4 | 4 | 93833.6
23 |  | 33 kV C.B. ( Old & Used) | No. | 50000 | 2 | 100000
24 |  | Surge Counter for 132 kV. Lightning arrester | No. | 16697 | 3 | 50091
25 |  | CT clamp for Moose conductor having 6 no. U-Bolt | No. | 1752.3 | 30 | 52569
26 |  | CT clamp for Panther conductor having 6 no. U-Bolt | No. | 1752.3 | 30 | 52569
27 |  | CT clamp for Panther conductor having 6 no. U-Bolt | No. | 1416 | 1 | 1416
[6 empty] | 1023878.6 |  |  |  | 0 |  | 0 |  | 0

## Abstract
Summary of Inventory(Final Abstract)
Name of Circle/Zone |  | Dehradun/Garhwal
Name of Division |  | Jhajhra Div Dehradun
Month |  | 2025-04-01
S.n. | Description | 220/33kV Jhajhra,Dehradun | 220/33kV Jhajhra Line,Dehradun | 132 kV Purkul Substation Dehradun | Total
1 | Useable | 34368485.3847 | 5563532.5326 | 4023187.1645 | 43955205.0818
2 | Unserviceable | 0 | 22200 | 0 | 22200
3 | Non moving | 24699920.5613 | 0 | 0 | 24699920.5613
4 | Obsolete | 0 | 0 | 40899.9991 | 40899.9991
5 | Scrap | 416555.972 | 0 | 874269.94 | 1290825.912
| Total | 59484961.918 | 5585732.5326 | 4938357.1036 | 70009051.5542
Grand Total
Summary of Inventory(Final Abstract)
Name of Circle/Zone |  | Dehradun/Garhwal
Name of Division |  | Yamuna Colony Div Dehradun
Month |  | 2025-04-01
S.n. | Description | 132kV Majra Substation Dehradun(Dinesh Kumar) | 132kV Majra Line Dehradun(Kuldeep jadli ) | 132kV Bindal Substation Dehradun(Vikas) | 132kV Bindal Substation Dehradun(Sanjay) | Total
1 | Useable | 984334.7 | 4126720.5 | 2292522.54 | 1023878.6 | 8427456.34
2 | Unserviceable | 50828.8 | 0 | 411550 | 0 | 462378.8
3 | Non moving | 325773.83 | 0 | 97800 | 0 | 423573.83
4 | Obsolete | 1577695.5 | 0 | 661250 | 0 | 2238945.5
5 | Scrap | 704186.5 | 43140 | 30000 | 0 | 777326.5
| Total | 3642819.33 | 4169860.5 | 3493122.54 | 1023878.6 | 12329680.97
Grand Total