## Jhajhra+Harrawala+yamuna colony
Item Inventory
Name of Zone - Garhwal Zone
Name of Circle - (O&M) Circle Yamuna Colony Dehradun
Name of Division - 220 KV (O&M) I.D Jhajhra Dehradun
Name of Substation - 220 KV SubStation Jhajhra Dehradun (220 kV Switchyard)
Month - August- 2025 (Balram Giri, JE 220 kV Switch yard
S. No. | Item code | Name of Item | Unit | Unit rate in Rs. | Useable |  | Unserviceable |  | Non-Moving |  | Obsolete |  | Scrap
[5 empty] | Qty. | Total Amount in Rs. | Qty. | Total Amount in Rs. | Qty. | Total Amount in Rs. | Qty. | Total Amount in Rs. | Qty. | Total Amount in Rs.
1 |  | C/D Type Tower with Bolts, Nuts & Stub (Galvanized) | MT | 102024 | 0.818 | 83455.632 | … | … | … | … | … | … | … | …
2 | AA0A002003 | ACSR Zebra Conductor | KM | 231471.78 | 0.692 | 160178.4718 | … | … | … | … | … | … | … | …
3 | MM0M007001 | Buchhloz Relay Atvus GOR - III SR. No. JJ04178(Main Tank complete with contacts) | No. | 122000 | 1 | 122000 | … | … | … | … | … | … | … | …
4 | VV1V101010 | HV Bushing for 160 MVA ABB, 245 KV / 1250 Amp. Bushing OTP | No. | 1140000 | 1 | 1140000 | … | … | … | … | … | … | … | …
5 | VV1V101011 | LV Bushing for 160 MVA ABB, 145KV/ 1250Amp. Bushing OTP | No. | 90000 | 1 | 90000 | … | … | … | … | … | … | … | …
6 | VV2V214001 | PT- 100 Sensor SR. No. B1201057.5 | No. | 4500 | 1 | 4500 | … | … | … | … | … | … | … | …
7 | VV2V216007 | CCU with PSU SR. No. B1201064.2 | No. | 3500 | 1 | 3500 | … | … | … | … | … | … | … | …
8 | VV2V216001 | R.T. Indicator (M-2245T2) SR.No. B1201088.1 | No. | 4300 | 1 | 4300 | … | … | … | … | … | … | … | …
9 | VV2V214001 | PT- 100 Sensor SR. No. B1201057.2 | No. | 4500 | 1 | 4500 | … | … | … | … | … | … | … | …
10 | VV2V216006 | CCU with PSU SR. No. B1201087.4 | No. | 3500 | 1 | 3500 | … | … | … | … | … | … | … | …
11 | VV2V216002 | R.T. Indicator (M-2245T2) SR.No. B1201164.2 | No. | 4300 | 1 | 4300 | … | … | … | … | … | … | … | …
12 | VV2V209001 | Pressure relief device(PRV) SR. No.(M N-T-6LS-M) | No. | 34000 | 1 | 34000 | … | … | … | … | … | … | … | …
13 | VV2V208002 | Magnetic Oil Level Gauge (MOG SR.No. 86750 250 DIA) | No. | 32000 | 1 | 32000 | … | … | … | … | … | … | … | …
14 |  | Remote tap positio indicator SR.No. TPC 2001/12050 | No. | 45600 | 1 | 45600 | … | … | … | … | … | … | … | …
15 |  | Oil flow indicator SR.No. 36310 (Oil Flow Indicator with Flow Switch) | Set | 6197 | 1 | 6197 | … | … | … | … | … | … | … | …
16 |  | Cooler pump SR.No. 12050368 (Oil Cooler Pump with Motor) | No. | 162000 | 1 | 162000 | … | … | … | … | … | … | … | …
17 | MM0M007003 | Buchhloz Relay Atvus GOR - III SR. No. J05514(main tank) complete with contacts | No. | 32000 | 1 | 32000 | … | … | … | … | … | … | … | …
18 |  | Time delay relay for out of step (EAPL) | No. | 324 | 1 | 324 | … | … | … | … | … | … | … | …
19 |  | Control relay for cooler control supply (schneider) 6A, 415V, coil- 240V AC (MNO- CAD32M7) | No. | 678 | 2 | 1356 | … | … | … | … | … | … | … | …
20 | JJ2J201010 | One complete pole of 2500A CB with pole column and interrupter but without PIR with MB & operating mechanism and without support structure. | No. | 295000 | 1 | 295000 | … | … | … | … | … | … | … | …
21 | JJ7J704028 | O Ring P-260 | Nos. | 300 | 6 | 1800 | … | … | … | … | … | … | … | …
22 | JJ7J704028 | O Ring P-40 | Nos. | 215 | 3 | 645 | … | … | … | … | … | … | … | …
23 | JJ7J704028 | O Ring P-12 | Nos. | 250 | 3 | 750 | … | … | … | … | … | … | … | …
24 | JJ7J704028 | O Ring P-18 | Nos. | 90 | 12 | 1080 | … | … | … | … | … | … | … | …
25 | JJ7J704028 | O Ring P-7 | Nos. | 100 | 15 | 1500 | … | … | … | … | … | … | … | …
26 | JJ7J704028 | O Ring P-170 | Nos. | 60 | 12 | 720 | … | … | … | … | … | … | … | …
27 | JJ2J201016 | Gas pressure Switch | No. | 255 | 1 | 255 | … | … | … | … | … | … | … | …
28 |  | Gas pressure gauge (Coupling Device N/R) | No. | 500 | 1 | 500 | … | … | … | … | … | … | … | …
29 |  | Stationery Contact | No. | 2500 | 1 | 2500 | … | … | … | … | … | … | … | …
30 |  | Stationery Arc Contact | No. | 2000 | 1 | 2000 | … | … | … | … | … | … | … | …
31 | JJ2J201011 | Moving Contact | No. | 2200 | 1 | 2200 | … | … | … | … | … | … | … | …
32 |  | Moving Arc Contact | No. | 2300 | 1 | 2300 | … | … | … | … | … | … | … | …
33 | JJ7J710013 | Nozzle | No. | 2500 | 1 | 2500 | … | … | … | … | … | … | … | …
34 |  | Pressure Gauge & coupling device for each type(Gas pressure Gauge- 2 No. ) | Set | 619 | 1 | 619 | … | … | … | … | … | … | … | …
35 | JJ7J710003 | Joint M | No. | 45 | 1 | 45 | … | … | … | … | … | … | … | …
36 |  | Control valve (Dilo valve 1 No.) | Set | 280 | 1 | 280 | … | … | … | … | … | … | … | …
37 | JJ2J201020 | Spring Operating Mechanism complete | Set | 122000 | 1 | 122000 | … | … | … | … | … | … | … | …
38 | JJ7J710006 | Closing dashpot | Set | 18600 | 1 | 18600 | … | … | … | … | … | … | … | …
39 | JJ7J710005 | Opening dashpot | Set | 18600 | 1 | 18600 | … | … | … | … | … | … | … | …
40 | JJ7J710007 | Opening latch gear | Set | 18600 | 1 | 18600 | … | … | … | … | … | … | … | …
41 |  | One complete pole of Isolator including support insulator with 1 E/S with operating mechanism for main isolator and earth switch (excluding structure) | No. | 54000 | 1 | 54000 | … | … | … | … | … | … | … | …
42 |  | Corona shielding ring of each type | Set | 3500 | 2 | 7000 | … | … | … | … | … | … | … | …
43 | SS2S201006 | Support Insulator | No. | 24000 | 1 | 24000 | … | … | … | … | … | … | … | …
44 |  | 245 kV, 4400 pf, CVT complete in all respects including terminal connectors and support stool for erecting on standard support structure. | No. | 90854.8 | 1 | 90854.8 | … | … | … | … | … | … | … | …
45 | KK0K002001 | 216 kV Surge arrester complete with insulating base and surge monitor and terminal connectors | No. | 19434.525 | 2 | 38869.05 | … | … | … | … | … | … | … | …
46 | JJ7J704028 | O Ring P-40 | Nos. | 1500 | 1 | 1500 | … | … | … | … | … | … | … | …
47 | JJ7J704028 | O Ring P-12 | Nos. | 250 | 3 | 750 | … | … | … | … | … | … | … | …
48 | JJ7J704028 | O Ring P-18 | Nos. | 120 | 12 | 1440 | … | … | … | … | … | … | … | …
49 | JJ7J704028 | O Ring P-7 | Nos. | 100 | 13 | 1300 | … | … | … | … | … | … | … | …
50 | JJ7J704028 | O Ring P-170 | Nos. | 260 | 12 | 3120 | … | … | … | … | … | … | … | …
51 |  | Gas pressure gauge - 1No. (Coupling Device N/R) | No. | 500 | 1 | 500 | … | … | … | … | … | … | … | …
52 | JJ3J301011 | Moving Contact | No. | 2200 | 1 | 2200 | … | … | … | … | … | … | … | …
53 | JJ7J710013 | Nozzle | No. | 2500 | 1 | 2500 | … | … | … | … | … | … | … | …
54 |  | Pressure Gauge & coupling device for each type(Gas pressure Gauge- 2No. ) | Set | 2200 | 2 | 4400 | … | … | … | … | … | … | … | …
55 | JJ7J710003 | Joint M | No. | 45 | 1 | 45 | … | … | … | … | … | … | … | …
56 | JJ7J710011 | Copper T | No. | 75 | 1 | 75 | … | … | … | … | … | … | … | …
57 | JJ7J710004 | Joint F | No. | 90 | 1 | 90 | … | … | … | … | … | … | … | …
58 |  | Dilo Coupling -Male | No. | 95 | 1 | 95 | … | … | … | … | … | … | … | …
59 |  | Dilo Coupling -FeMale | No. | 45 | 1 | 45 | … | … | … | … | … | … | … | …
60 | JJ7J710030 | End Connector 1 No. | No. | 45 | 1 | 45 | … | … | … | … | … | … | … | …
61 |  | Control valve (Dilo valve 1 No.) | Set | 280 | 1 | 280 | … | … | … | … | … | … | … | …
62 | JJ7J710006 | Closing dashpot | Set | 8000 | 1 | 8000 | … | … | … | … | … | … | … | …
63 | JJ7J710005 | Opening dashpot | Set | 8000 | 1 | 8000 | … | … | … | … | … | … | … | …
64 | JJ7J710007 | Opening Latch gear | Set | 5038 | 1 | 5038 | … | … | … | … | … | … | … | …
65 | JJ7J710008 | Closing Latch gear | Set | 5039 | 1 | 5039 | … | … | … | … | … | … | … | …
66 |  | Interlocking coils with resistor | No. | 2400 | 4 | 9600 | … | … | … | … | … | … | … | …
67 | SS3S301016 | Support Insulator | No. | 21000 | 1 | 21000 | … | … | … | … | … | … | … | …
68 | NN4N408005 | Control switch for isolator | No. | 700 | 1 | 700 | … | … | … | … | … | … | … | …
69 |  | Nitrogen Cylinder (68 Ltrs Water capacity) | No. | 12300 | 1 | 12300 | … | … | … | … | … | … | … | …
70 |  | Fire Survival Cable sufficient for 1 System | Mtr. | 180 | 40 | 7200 | … | … | … | … | … | … | … | …
71 |  | PNRV | No. | 12000 | 1 | 12000 | … | … | … | … | … | … | … | …
72 |  | Solenoid Coil Fuel shut off Valve | No. | 2500 | 1 | 2500 | … | … | … | … | … | … | … | …
73 |  | 245 kV Bus Post Insulators (without corona ring) with creepage distance of 6125 mm. | Nos | 25 | 2 | 50 | … | … | … | … | … | … | … | …
74 |  | 245 kV Double tension string assembly of Disc insulator (120KN) with total creepage distance of 6125mm with all hardware accessories including arcing horn suitable for tension clamp set and Twin Moose ACSR with 250mm sub conductor spacing with turn Buckle . | Nos. | 10 | 1 | 10 | … | … | … | … | … | … | … | …
75 | II3I301003 | MS compression Joint for ACSR Zebra | Nos. | 1590 | 7 | 11130 | … | … | … | … | … | … | … | …
76 | II3I301002 | MS compression Joint for ACSR Deer | Nos. | 1688.16 | 3 | 5064.48 | … | … | … | … | … | … | … | …
77 |  | Bay control unit F-650 GE Make | No | 173528.44 | 1 | 173528.44 | … | … | … | … | … | … | … | …
78 | MM0M003003 | Back UP For Protection Relay With O/C and E/F Element Type- F650 | No | 57843.6 | 2 | 115687.2 | … | … | … | … | … | … | … | …
79 |  | Oil Tempecture Meter | Nos | 65195 | 1 | 65195
80 |  | Electromagnet switch old & Used | No | 1000 |  |  |  |  | 1 | 1000
81 | MM0M007004 | OSR (old & Used & Repairable) | No. | 5500 | … | … | … | … | 1 | 5500 | … | … | … | …
82 | FF0F015001 | Black Tower Parts (Old & Used) | MT | 20000 | … | … | … | … | 19.95 | 399000 | … | … | … | …
83 |  | ACSR Deer Conductor (Old & Used) | Mtr. | 50 | … | … | … | … |  | 0 | … | … | … | …
84 | AA1A101001 | Earthwire (Old & Used) | Mtr. | 50 | … | … | … | … | 813.4 | 40670 | … | … | … | …
85 | AA1A101001 | Earthwire (old & used) | Km. | 80916.67 | … | … | … | … | 0.378 | 30586.5013 | … | … | … | …
86 | VV6V602002 | 245KV, 4400pf, CVT Complete in all respect including terminal connectors and support stool for erecting on standard support structure (Not working due to seepage) | No. | 90854.8 | … | … | … | … | 1 | 90854.8 | … | … | … | …
87 | VV0V002001 | Transformer PT- 6934 (Faulty condition ) With conservator tank, fan, fan Pump, Radiator, Turret CT, PRV | Nos | 20000000 | … | … | … | … | 1 | 20000000 | … | … | … | …
88 | VV1V101010 | 160 MVA T/F HV Bushing (old & used) With Copper Bushing Rod | Nos | 250000 | … | … | … | … | 1 | 250000 | … | … | … | …
89 | VV1V101010 | 160 MVA T/F HV Bushing (old & used & repairable / Damage) With Copper Bushing Rod | No | 200000 | … | … | … | … | 2 | 400000 | … | … | … | …
90 | VV1V101011 | 160 MVA T/F LV Bushing (old & used) With Copper Bushing Rod | Nos | 150000 | … | … | … | … | 3 | 450000 | … | … | … | …
91 | VV1V101012 | Neutral Bushing with Metal part | No | 100000 | … | … | … | … | 1 | 100000 | … | … | … | …
92 |  | Tertiary bushing With Metal Part | No | 100000 | … | … | … | … | 3 | 300000 | … | … | … | …
93 |  | DGA Analyzer system (old & used) | No | 400000 | … | … | … | … | 1 | 400000 | … | … | … | …
94 |  | PLCC Carrier Equipment For Speech and Data Panel with LMU (Old & Used) | No | 245139 | … | … | … | … | 1 | 245139 | … | … | … | …
95 |  | PLCC Carrier Equipment For Speech and Protection Panel with LMU (Old & Used) | No | 245139 | … | … | … | … | 1 | 245139 | … | … | … | …
96 |  | PRV For OLTC (Old Used & Damge) | No | 1000 | … | … | … | … | … | … | … | … | 1 | 1000
97 |  | 220 KV damage & burn CT ring | No | 500 | [8 empty] | 4 | 2000
98 |  | PRV (Old Used & Damge) | No | 500 | [8 empty] | 1 | 500
99 |  | 245 kv.1600A. 5 core CT old & burn Iron Part | No | 30 | [8 empty] | 50 | 1500
100 |  | CT burn, Copper Scrap | No | 30 | [8 empty] | 8 | 240
101 |  | 245kV CT (1600/800/1) Accuracy class 0.2s, core 5 core (4prot, &1metering ) without oil |  | 324500 |  |  |  |  | 1
102 |  | 245 kV CT (1600/800/1) Accuracy Class 0.2s, Core -5Core | No | 578269.62 |  |  |  |  | 1 | 1156539.24
103 |  | 220 Kv CT junction Box | N0 | 73866.82 |  |  |  |  | 2 | 147733.64
104 |  | 220 Kv 1600 Amp. Isolator Moving blade | No | 24740 |  |  |  |  | 6 | 148680
105 |  | 220 Kv 1600 Amp. Isolator Fixed Contact assembly Without earth switch | No. | 17700 |  |  |  |  | 6 | 106200
106 |  | 220Kv 1600 amp.Isolator Fixed Contact assembly with earth switch | No | 17700 |  |  |  |  | 3 | 53100
107 |  | 245 Kv CT 1600/800/1 Amp.(Old & Used) | No | 20000 |  |  |  |  | 1 | 20000
[6 empty] | 3121356.0738 |  | 0 |  | 24590142.1813 |  | 0 |  | 5240
Item Inventory
Name of Zone - Garhwal Zone
Name of circle - (O&M) Circle Yamuna Colony Dehradun
Name of Division - 220 KV (O&M) I.D Jhajhra Dehradun
Name of Substation - 220 KV SubStation Jhajhra Dehradun
Name - Ajay Bhatt (Incharge of 132/33 KV Yards)
Month - August - 2025
S. No. | Item code | Name of Item | Unit | Unit rate in Rs. | Useable |  | Unserviceable |  | Non-Moving |  | Obsolete |  | Scrap
[5 empty] | Qty. | Total Amount in Rs. | Qty. | Total Amount in Rs. | Qty. | Total Amount in Rs. | Qty. | Total Amount in Rs. | Qty. | Total Amount in Rs.
1 | CC2C201003 | HF Cable | Km. | 202456.15 | 1.938 | 392360.0187 | … | … | … | … | … | … | … | …
2 | VV1V101035 | LV Bushing for 40MVA (36KV/2000A) Bushing, Porcelain | No. | 25000 | 1 | 25000 | … | … | … | … | … | … | … | …
3 | VV2V214001 | PT- 100 Sensor SR. No. B1201083.6 | No. | 3000 | 1 | 3000 | … | … | … | … | … | … | … | …
4 | VV2V216007 | CCU with PSU SR. No. B1201064.1 | No. | 2100 | 1 | 2100 | … | … | … | … | … | … | … | …
5 | VV2V214001 | PT- 100 Sensor SR. No. B1201065.2 | No. | 3000 | 1 | 3000 | … | … | … | … | … | … | … | …
6 | VV2V216007 | CCU with PSU SR. No. B1201087.3 | No. | 2100 | 1 | 2100 | … | … | … | … | … | … | … | …
7 | VV2V208002 | Magnetic oil Gauge (MOG SR.No. 86803) | No. | 1200 | 1 | 1200 | … | … | … | … | … | … | … | …
8 |  | Remote tap position indicator SR.No. 12049 MNO- TPC-12232) | No. | 3240 | 1 | 3240 | … | … | … | … | … | … | … | …
9 | JJ3J301010 | One complete pole of 1600A CB with pole column and interrupter without PIR & MB and operating mechanism and without support structure. | No. | 275776 | 1 | 275776 | … | … | … | … | … | … | … | …
10 | JJ7J707001 | SF6 gas | Kg. | 450 | 12 | 5400 | … | … | … | … | … | … | … | …
11 | JJ3J301018 | Spring Operating Mechanism complete | Set | 63000 | 1 | 63000 | … | … | … | … | … | … | … | …
12 |  | 145kV, 800A, 120% extended 5 core CT complete in all respects including terminal connectors and support stool for erecting on standard support structure. | No. | 73828.9 | 1 | 73828.9 | … | … | … | … | … | … | … | …
13 | JJ5J503011 | 33KV Circuit breaker pole | No. | 17255.67 | 2 | 34511.34 | … | … | … | … | … | … | … | …
14 | MM2M203002 | Ammeter with transducer | No. | 300 | 2 | 600 | … | … | … | … | … | … | … | …
15 |  | Wattmeter with transducer | No. | 280 | 1 | 280 | … | … | … | … | … | … | … | …
16 |  | Varmeter with transducer | No. | 310 | 1 | 310 | … | … | … | … | … | … | … | …
17 | MM2M202002 | Voltmeter with transducer | No. | 250 | 1 | 250 | … | … | … | … | … | … | … | …
18 |  | Voltmeter selector switch | No. | 360 | 1 | 360 | … | … | … | … | … | … | … | …
19 | SS7S710002 | Annunciations windows with necessary annunciation relay | No. | 3000 | 1 | 3000 | … | … | … | … | … | … | … | …
20 | MM0M012001 | Self reset trip relay (one relay of each type) Type- RXMS+RXME | No. | 4500 | 1 | 4500 | … | … | … | … | … | … | … | …
21 |  | Semaphore indicator for Earth switch | No. | 1000 | 2 | 2000 | … | … | … | … | … | … | … | …
22 |  | Synchronizing socket | No. | 356 | 1 | 356 | … | … | … | … | … | … | … | …
23 | MM0M012001 | Self reset trip relay (one relay of each type) Type- RXMS+RXME | No. | 4200 | 1 | 4200 | … | … | … | … | … | … | … | …
24 | MM0M018001 | Flag relays (one relay of each type) Type- RXSF1 | No. | 3700 | 1 | 3700 | … | … | … | … | … | … | … | …
25 |  | Inter-posing CT & PTs each type | Set | 500 | 1 | 500 | … | … | … | … | … | … | … | …
26 | NN5N506008 | Metrosil(No.n-linear resistor) each type | No. | 3500 | 1 | 3500 | … | … | … | … | … | … | … | …
27 | NN5N506009 | Longest optical cable (1Set = 90Mtr.) | Set | 19212 | 1 | 19212 | … | … | … | … | … | … | … | …
28 | NN5N506030 | Telephone Set | No. | 400 | 1 | 400 | … | … | … | … | … | … | … | …
29 | NN5N506032 | Telephone 4 wire with necessary connecting cable | Set. | 1050 | 1 | 1050 | … | … | … | … | … | … | … | …
30 | YY0Y003022 | Inter cell connectors with bolts and nuts | No. | 84 | 10 | 840 | … | … | … | … | … | … | … | …
31 |  | Main Control Card (CARD SPCL-441V2) | No. | 300 | 1 | 300 | … | … | … | … | … | … | … | …
32 |  | DC-DC Card (CARD SPCL-405, 48 V/12 V) | No. | 300 | 1 | 300 | … | … | … | … | … | … | … | …
33 |  | Feed back card(card SPCL-236 for 220 V) | No. | 200 | 1 | 200 | … | … | … | … | … | … | … | …
34 |  | TEMP. CONP. CARD(CARD SPCL-43V1) | No. | 350 | 1 | 350 | … | … | … | … | … | … | … | …
35 |  | LED INDICATOR CARD(CARD SPCL-442) | No. | 250 | 1 | 250 | … | … | … | … | … | … | … | …
36 |  | TRIP RELAY(Relay 12 V , 3C/O, 5A) | No. | 400 | 1 | 400 | … | … | … | … | … | … | … | …
37 |  | AUX .INPUT CONTACTOR( AC CONTACTOR 25 A,AC1 ,415 V, 1No.+1NC Aux) | No. | 450 | 1 | 450 | … | … | … | … | … | … | … | …
38 | YY1Y105002 | Filter capacitor selected Value 50000mf / 350 Volt | No. | 0 | 1 | 0 | … | … | … | … | … | … | … | …
39 | YY1Y105001 | Thyristor / diode (Blocking Diode) 150 A Lav / 1200Volt | No. | 350 | 1 | 350 | … | … | … | … | … | … | … | …
40 |  | Bleeder (W/W/R 750E/250W OR EQ) | No. | 100 | 1 | 100 | … | … | … | … | … | … | … | …
41 |  | Main Control Card (CARD SPCL-441V2) | No. | 300 | 1 | 300 | … | … | … | … | … | … | … | …
42 |  | Annunciation card ( SPCL-440V2) | No. | 500 | 1 | 500 | … | … | … | … | … | … | … | …
43 |  | DC-DC Card (CARD SPCL-405, 48 V/12 V) | No. | 300 | 1 | 300 | … | … | … | … | … | … | … | …
44 |  | TEMP. CONP. CARD(CARD SPCL-43V1) | No. | 350 | 1 | 350 | … | … | … | … | … | … | … | …
45 |  | LED INDICATOR CARD(CARD SPCL-442) | No. | 250 | 1 | 250 | … | … | … | … | … | … | … | …
46 |  | INPUT CONTACTOR( AC CONTACTOR 25 A,AC1 ,415 V, TP+1No.+2NC Aux) | No. | 550 | 1 | 550 | … | … | … | … | … | … | … | …
47 | YY1Y105002 | Filter capacitor selected Value 10000mf / 110 Volt | No. | 200 | 1 | 200 | … | … | … | … | … | … | … | …
48 |  | SCR-SCR Module (SCR-SCR Module 55A LAV/400 V | No. | 50 | 3 | 150 | … | … | … | … | … | … | … | …
49 | YY1Y109038 | Thyristor / diode (Blocking Diode) 150 A Lav / 400Volt | No. | 200 | 1 | 200 | … | … | … | … | … | … | … | …
50 |  | Bleeder (W/W/R 100E/100W OR EQ | No. | 100 | 1 | 100 | … | … | … | … | … | … | … | …
51 |  | Earth Fault Resistance(W/W/R 470 E /20W) | No. | 202.95 | 1 | 202.95 | … | … | … | … | … | … | … | …
52 | SS7S707001 | HPL Make 400A FP MCCB | No. | 210 | 1 | 210 | … | … | … | … | … | … | … | …
53 | AA3A301004 | Al. Tube & welding Sleeves | mtr | 12 | 93 | 1116 | … | … | … | … | … | … | … | …
54 | AA3A302004 | Welding sleeve with 4 nos. Pin | Nos. | 5 | 4 | 20 | … | … | … | … | … | … | … | …
55 |  | 145 kV Bus Post Insulators (without corona ring) with creepage distance of 3625 mm. | Nos | 20 | 2 | 40 | … | … | … | … | … | … | … | …
56 |  | 145 kV Single tension string assembly of Disc insulator (120KN) with total creepage distance of 3625mm with all hardware accessories including arcing horn suitable for tension clamp set and Single Moose ACSR bundle without turn Buckle. | Nos. | 8 | 1 | 8 | … | … | … | … | … | … | … | …
57 | NN4N408016 | Double Pole Iron Clad Main Switch 63 Amp. Complete | Nos. | 4419.69 | 2 | 8839.38 | … | … | … | … | … | … | … | …
58 | FF2F206003 | 12mm. Chequer plate | MT | 74517.5 | 3.089 | 230184.5575 | … | … | … | … | … | … | … | …
59 | FF2F202003 | MS Flat 50 X 6 mm | MT | 63472.5 | 0.1 | 6347.25 | … | … | … | … | … | … | … | …
60 | CC2C201002 | Armoured optical fibre Cable D-Link NCB - FM500-AUHD-06-50 / 1.25µΩ OMZ | Mtr. | 105.79 | 580 | 61358.2 | … | … | … | … | … | … | … | …
61 | CC2C201004 | RS 485 Communicating Cable | Mtr. | 65.9384 | 90 | 5934.456 | … | … | … | … | … | … | … | …
62 | CC3C313014 | Cable gland O/S | Nos. | 166.24 | 30 | 4987.2 | … | … | … | … | … | … | … | …
63 | FF1F101041 | GI bolt & nut with spring & flat washer 10x50 mm, 10x75 mm,12x75 mm, 12x50 mm & 12x60 mm | Kg. | 105.79 | 20 | 2115.8 | … | … | … | … | … | … | … | …
64 | CC3C316003 | GI cable tray perforated 2.5 mtr. length 150 mm wide | Mtr. | 309.81 | 28 | 8674.68 | … | … | … | … | … | … | … | …
65 | CC3C316002 | GI cable tray perforated 2.5 mtr. length 225 mm wide | Mtr. | 385.37 | 15 | 5780.55 | … | … | … | … | … | … | … | …
66 | CC0C001020 | Armoured control cable 2C X 2.5sq.mm. | Km. | 64983.75 | 0.088 | 5718.57 | … | … | … | … | … | … | … | …
67 | CC0C001013 | Armoured control cable 6C X 2.5sq.mm. | Km. | 158681.25 | 0.116 | 18407.025 | … | … | … | … | … | … | … | …
68 | AA3A301004 | 4" IPS Al tube EH type | Mtr. | 2200 | 100 | 220000 | … | … | … | … | … | … | … | …
69 | MM0M019017 | 48VDC, 2250Ω, 48D-5 Relay with 8 pins consisting 2NO +2NC Contact | Nos. | 1362 | 4 | 5448 | … | … | … | … | … | … | … | …
70 | JJ2J201021 | Motor Contactor For 245 KV CB, 220 VDC (CGL) | No | 800 | 14 | 11200 | … | … | … | … | … | … | … | …
71 |  | Contactor (3NO+3NC) For 245 KV CB, 220 VDC (CGL) | No | 800 | 31 | 24800 | … | … | … | … | … | … | … | …
72 | SS7S701005 | 02 Amp, 2 pole, 250 VDC MCB | NOS | 2950 | 2 | 5900 | … | … | … | … | … | … | … | …
73 | PP1P122007 | N2 Regulator Assembly | No | 19558.5 | 1 | 19558.5 | … | … | … | … | … | … | … | …
74 |  | N2 Gas Cylinder Empty | No | 20000 | 1 | 20000 | … | … | … | … | … | … | … | …
75 |  | 33 KV CT(1PH), AC 0.2, 5 Core 1600/800/1A | No | 79490.7 | 1 | 79490.7 | … | … | … | … | … | … | … | …
76 |  | 36 KV, 3 Core CT 1600/800/1 A with 0.2 Accuracy | No | 79060 | 1 | 79060 | … | … | … | … | … | … | … | …
77 |  | Cap bank cell | No | 59000 | 2 | 118000
78 |  | Auxiliary switch of rating 10 amp 220 VDC, 6 NO+6NC | Nos | 9735 | 4 | 38940
79 |  | 33 KV VCB Tripping Coil | Nos | 9735 | 3 | 29205
80 |  | 33 KV VCB Closing Coil | Nos | 9735 | 3 | 29205
81 |  | 33 KV CT Old & Used | Nos | 15000 | 6 | 90000
82 |  | 1600 Amp 33KV Motor Operated Isolator sets | Set | 163902 | 5 | 819510
83 |  | Silica Gel | NO | 462.56 | 115 | 53194.4
84 |  | Auxiliary switch 220VDC 8 NO+8NC | NO | 9711.4 | 4 | 38845.6
85 |  | Daily supply postion register | NO | 684.4 | 5 | 3422
86 |  | Gate entry regidter | NO | 684.4 | 4 | 2737.6
87 |  | LA Surge Counter register | NO | 684.4 | 8 | 5475.2
88 |  | Tripping base register | NO | 684.4 | 8 | 5475.2
89 |  | Maximum/Minimum Register 220 KV yard | NO | 684.4 | 7 | 4790.8
90 |  | Maximum/Minimum Register 132 KV yard | NO | 684.4 | 7 | 4790.8
91 |  | Maximum/Minimum Register 33 KV yard | NO | 684.4 | 7 | 4790.8
92 |  | 75x12 mm MS Flate | MT | 94931 | 0.45 | 42718.95
93 |  | 50x6 mm MS Flate | MT | 94931 | 0.46 | 43668.26
94 |  | Circuit Breaker Upper Terminal Pad 16*75 | NO | 4720 | 4 | 18880
95 |  | Circuit Breaker Upper Terminal Pad 16*46 | NO | 6490 | 3 | 19470
96 |  | Breaker Control switch 3Position, 16 ways, 16-32 amp TNC Switch | NO | 9204 | 1 | 9204
97 |  | Tripping coil, 220-240 VDC, 73 Ω for 132 KV CGL CB | NO | 6844 | 6 | 41064
98 |  | Closing coil, 220-240 VDC, 90 Ω for 132 KV CGL CB | NO | 6844 | 4 | 27376
99 |  | Motor Contactor with addon block 220/132 KV CB | NO | 6844 | 2 | 13688
100 |  | Auxiliary contactor for 220/132 KV CB | NO | 6844 | 3 | 20532
101 |  | 40 mm MS Rod For earthing Purpose | MT | 153990 | 0.4 | 61596
102 |  | 40 mm MS 3 meter electrodes Rod For earthing Purpose | No | 2242 | 8 | 17936
103 |  | RXMA1 Relay | No | 23423 | 1 | 23423
104 |  | RXMVB2 Relay | No | 23423 | 1 | 23423
105 |  | 132KV 1250 Amp Isolator moving blade | No | 21240 | 6 | 127440
106 |  | 132KV 1250 Amp Isolator Fixed Contacyt assembly with earth switch | No | 15930 | 3 | 47790
107 |  | 33KV outdoor PT | No | 70018.9 | 6 | 420113.4
108 |  | 33KV Singal Phase outdoor type 1600/800/1A, .2S | No | 82686.14 | 3 | 248058.42
109 |  | 33KV Singal Phase outdoor type 800/400/1A, .2S | No | 82686.14 | 5 | 413430.7
110 |  | 33KV CT Junction Box | No | 16256.86 | 1 | 16256.86
111 |  | AC Voltmeter, 500 volt AC, 3.5 Digit, CL - 1 | No | 5900 | 2 | 11800
112 |  | AC Ammeter, 500 volt AC, 3.5 Digit, CL - 1 | No | 5900 | 2 | 11800
113 |  | DC Voltmeter, 500 volt AC, 3.5 Digit, CL - 1 | No | 7080 | 2 | 14160
114 |  | C wedge Moose to Moose | No | 3357.1 | 3 | 10071.3
115 |  | C wedge Panther to Dog | NO | 1640.2 | 2 | 3280.4
116 |  | 16 Sqm singal core flexible copper cable | No | 365.8 | 15 | 5487
117 |  | Terminal Block CTS 70 L | No | 302.08 | 10 | 3020.8
118 |  | BCU's (P14DL Model) GE Make | No | 684400 | 4 | 2737600
119 |  | BCU's (P14DL Model) GE Make | No | 621860 | 2 | 1243720
120 |  | BCU's (C650 Model) GE Make | No | 938100 | 7 | 6566700
121 |  | Limit Switch of rating 10A, 125VDC, 3A, 250 VDC | No | 4478.1 | 2 | 8956.2
122 |  | TNC switch 4 Pole | No | 8083 | 2 | 16166
123 |  | Breaker Control Switch, 3 Position 8 ways | No | 10378.1 | 1 | 10378.1
124 |  | Breaker Control Switch, 3 Position 16 ways | No | 13564.1 | 2 | 27128.2
125 |  | 132 KV XLPE 1x630Sq.mm copper Power Cable (220/132KV) | KM | 14573000 | 1.497 | 21815781
126 |  | Log sheet Register | Nos. | 3245 | 8 | 25960
127 |  | Daily supply position Register | Nos. | 678.5 | 8 | 5428
128 |  | Gate Entery Register | Nos. | 678.5 | 10 | 6785
129 |  | Monthly Stoppage Register | Nos. | 678.5 | 8 | 5428
130 |  | LA's Surge Counter Reading Register | Nos. | 678.5 | 10 | 6785
131 |  | Daily Battery maintenance Register | Nos. | 678.5 | 10 | 6785
132 |  | Max & Min (220,132,33KV) Register | Nos. | 678.5 | 10 | 6785
133 |  | Tripping Base Register | Nos. | 678.5 | 5 | 3392.5
134 |  | Work Permits Register | Nos. | 678.5 | 5 | 3392.5
135 |  | Energy Acccount Register | Nos. | 678.5 | 3 | 2035.5
136 |  | Defect Register | Nos. | 678.5 | 3 | 2035.5
137 |  | Maintenance Register | Nos. | 678.5 | 4 | 2714
138 |  | Message Register | Nos. | 678.5 | 7 | 4749.5
139 |  | Rostering Register | Nos. | 678.5 | 4 | 2714
140 |  | Seailing Register | Nos. | 678.5 | 1 | 678.5
141 |  | Tripping Register | Nos. | 678.5 | 2 | 1357
142 |  | Instruction Register | Nos. | 678.5 | 3 | 2035.5
143 |  | Shut Down Register | Nos. | 678.5 | 8 | 5428
144 |  | Inspection Register | Nos. | 678.5 | 2 | 1357
145 |  | Line Notice Register | Nos. | 678.5 | 4 | 2714
146 |  | 220/132/33 KV 1600 amp Circuit Breaker Clamp suitable for 4' IPS Tube | Nos. | 3776 | 6 | 22656
147 |  | 220/132/33 KV 1600 amp Isolator Clamp Clamp suitable for 4' IPS Tube | Nos. | 3905.8 | 5 | 19529
148 |  | 220/132/33 KV 1600 amp CT Clamp Clamp suitable for 4' IPS Tube | Nos. | 3917.6 | 4 | 15670.4
149 |  | Auxiliary switch 10A, 220 VDC, 6NO+6NC | Nos. | 9912 | 2 | 19824
150 |  | 33KV Tripping Coil for Siemens Breaker | Nos. | 9912 | 2 | 19824
151 |  | 33KV Closing Coil for Siemens Breaker | Nos. | 9912 | 2 | 19824
152 |  | 33KV Tripping Coil for ABB Breaker | Nos. | 9676 | 2 | 19352
153 |  | 33KV Closing Coil for ABB Breaker | Nos. | 9676 | 2 | 19352
154 |  | 132KV 1600/800/400/1 ratio C.T | No | 179286.22 | 1 | 179286.22
155 |  | 33KV, 10KA, Class-III, Gapless Type Lighting Arrester With Panther Connectors, CU Leads and Lugs including No-reset type, Cyclometric counter surge monitor & suitable clamp | No | 29500 | 4 | 118000
156 |  | 132KV, Class-III, Gapless Type Lighting Arrester With Moose/Panther Connectors, CU Leads and Lugs including No-reset type, Cyclometric counter surge monitor & suitable clamp | No | 100300 | 3 | 300900
157 |  | PT Selection Rotary Switch, 2 Position for Bus-1, Bus-2, 25 amp, 220VDC | No | 12020 | 1 | 12020
158 |  | Breaker Control Switch, 3 Position 16 ways, Spring return to neutral type, Rating – 16-32A, Position: Trip - Neutral - Close suitable | No | 12950 | 1 | 12950
159 |  | C wedge Connector Moose - Moose | Nos. | 4006.1 | 15 | 60091.5
160 |  | C wedge Connector Moose - Panther | Nos. | 3658 | 6 | 21948
161 |  | C wedge Connector Panther - Panther | Nos. | 2873.3 | 5 | 14366.5
162 |  | C wedge Connector Panther - Dog | Nos. | 1764.1 | 6 | 10584.6
163 |  | C wedge Connector Dog - Dog | Nos. | 1758.2 | 6 | 10549.2
164 |  | Combiflex PT Selection Relay, Type RXMD2, 220VDC, ABB Make 8NO+4CO | No | 58410 | 2 | 116820
165 |  | 145 kV 1250 A 300 BCT,IMP Make Transformer | No | 276390 | 1 | 276390
166 |  | 245KV SF6 Circuit Breaker (220Volt DC), 2500 Amp, 40KA 3Phase | No | 2964603 | 1 | 2964603
167 | AA1A101001 | GS Earth wire 7/9 SWG (Old and dismantaled) | KM | 24800 | … | … | … | … | 0.31 | 7688 | … | … | … | …
168 |  | Annunciation card ( SPCL-440V2) ( Old & Used & Repairable) | No. | 250 | … | … | … | … | 1 | 250 | … | … | … | …
169 | VV6V602003 | 132KV CVT (Sepaged) | No. | 100000 | … | … | … | … | 1 | 100000 | … | … | … | …
170 |  | D 400 Upgrade Kit (old used& repairable) | No. | 50000 | … | … | … | … | 2 | 100000 | … | … | … | …
171 |  | 220/132/33 KV Feeder Energy meeter (old & used) | No | 2000 | … | … | … | … | 26 | 52000 | … | … | … | …
172 |  | 145 KV 1250 amp, Transformer Bushing with rod (O&U, Dismantle) | No | 25000 | … | … | … | … | 1 | 25000
173 |  | 33 KV Circuit Breaker (Old & Used) | No | 50000 | … | … | … | … | 4 | 200000
174 |  | Fire Panel (O&U, Damage) | No | 500 | [8 empty] | 1 | 500
175 |  | Capacitor cell (old,Used, Brunt & Damaged) | No | 1000 | [8 empty] | 2 | 2000
176 |  | LMU (O&U,Damage) | Nos | 500 | [8 empty] | 6 | 3000
177 |  | NDR Relay (Old used & defective) | Nos | 2000 |  |  |  |  | … | … |  |  | 1 | 2000
178 |  | 3 phase Window AC compressor (old, used & damaged) | Nos | 300 | … | … | … | … | … | … | … | … | 5 | 1500
179 |  | battery cells (old, used and damaged) 500 AH | No. | 2400.132 | … | … | … | … | … | … | … | … | 223 | 535229.436
180 |  | battery cells (old, used and damaged) 300 AH | No. | 2100.132 | … | … | … | … | … | … | … | … | 5 | 10500.66
181 |  | 33 KV CT (O&U, Damaged) | No | 5000 | [8 empty] | 11 | 55000
182 | VV2V204007 | Empty Drum of Transformer Oil each 209 Ltrs. Capacity | Nos | 200 | … | … | … | … | … | … | … | … | 63 | 12600
183 | VV3V301002 | 36 KV CT 1600/800/1Amp.(Old, used & Damaged) | Nos. | 20000 | … | … | … | … | … | … | … | … | 1 | 20000
184 |  | Aluminium clamp Scrap | KG | 15 | [8 empty] | 10 | 150
185 |  | CT Junction Box (O&U, Damaged) | No | 200 | [8 empty] | 9 | 1800
186 |  | 33Kv Circuit Breaker (O&U, damaged) Without Pole & Structure | No | 5000 | [8 empty] | 3 | 15000
187 |  | 4" IPS Al tube (O&U) | KG | 15 | [8 empty] | 110 | 1650
188 |  | T-60 Relay (O&U, Damaged) | No | 5000 | [8 empty] | 1 | 5000
Total | [5 empty] | 41484175.9872 |  | 0 |  | 484938 |  | 0 |  | 665930.096
Stock Inventory of 220 KV S/S, Jhajhra Line (August-2025 )
Name of Circle/ Zone : O&M Dehradun/ Garhwal Zone
Name of Division : O & M Division Jhajhra, Dehradun | [5 empty] | Name of Sub Station- 220 KV S/S Jhajhra, Dehradun
Stock Inventory for the month of : August-2025 | [5 empty] | Name of Section Holder- Pradeep Kumar Bhatt, J.E.(Line)
Name of Substation : 220 KV Substation, Jhajhra, Dehradun
Sl. No. | Item Code | Name of Item | Unit | Unit Rate | Useable |  | Unserviceable |  | Non-Moving |  | Obsolete |  | Scrap |  | Total Inventory Amt.
[5 empty] | Qty | Total Amt. in Rs | Qty | Total Amt. in Rs | Qty | Total Amt. in Rs | Qty | Total Amt. in Rs | Qty | Total Amt. in Rs
1 | NA | Galvanized Template of B type Tower | MT | 70074 | 1.326 | 92918.124 | _ | _ | _ | _ | _ | _ | _ | _ | 92918.124
2 | NA | Galvanized Template of C type Tower | MT | 70074 | 1.342 | 94039.308 | _ | _ | _ | _ | _ | _ | _ | _ | 94039.308
3 | NA | Pilot H/W fitting for ACSR Zebra conductor suitable for 90 KN disc insulator | Sets | 2601.25 | 18 | 46822.5 | _ | _ | _ | _ | _ | _ | _ | _ | 46822.5
4 | II3I303003 | Vibration damper for ACSR Zebra conductor | Nos | 1156.33 | 36 | 41627.88 | _ | _ | _ | _ | _ | _ | _ | _ | 41627.88
5 | II3I301003 | Mid span compression joint for ACSR Zebra conductor | Nos | 1517 | 24 | 36408 | _ | _ | _ | _ | _ | _ | _ | _ | 36408
6 | II3I302003 | Repair sleeve for Zebra conductor | Nos | 564.59 | 55 | 31052.45 | _ | _ | _ | _ | _ | _ | _ | _ | 31052.45
7 | II3I302003 | Repair sleeve for Zebra conductor (Old ) | Nos | 542.43 | 8 | 4339.44 | _ | _ | _ | _ | _ | _ | _ | _ | 4339.44
8 | NA | Rigid Spacer for Twin ACSR Zebra conductor | Nos | 1248.6 | 128 | 159820.8 | _ | _ | _ | _ | _ | _ | _ | _ | 159820.8
9 | II0I001001 | Disc Insulator 160KN | Nos | 670.68 | 9 | 6036.12 | _ | _ | _ | _ | _ | _ | _ | _ | 6036.12
10 | II0I001006 | Disc Insulator 90KN | Nos | 945.9 | 180 | 170262 | _ | _ | _ | _ | _ | _ | _ | _ | 170262
11 | NA | Disc Insulator 90 KN ( Old & Used) | Nos. | 500 | 31 | 15500 | 11 | 5500 | _ | _ | _ | _ | _ | _ | 21000
12 | AA0A002003 | ACSR Zebra Conductor (cut in different pieces ) | Km. | 265500 | 0.51 | 135405 | _ | _ | _ | _ | _ | _ | _ | _ | 135405
13 | NA | 220 KV suspension fitting for Deer Conductor (Old & Used) | Nos. | 50 | 6 | 300 | _ | _ | _ | _ | _ | _ | _ | _ | 300
14 | II3I301002 | Mid span joint for Deer conductor | Nos | 400 | 79 | 31600 | _ | _ | _ | _ | _ | _ | _ | _ | 31600
15 | II3I302002 | Repair sleeve for ACSR Deer conductor | Nos | 946.92 | 4 | 3787.68 | _ | _ | _ | _ | _ | _ | _ | _ | 3787.68
16 | NA | Single tension fitting for Zebra conductor(Old &Used) | Nos | 500 | 6 | 3000 | _ | _ | _ | _ | _ | _ | _ | _ | 3000
17 | NA | Double tension fitting for Zebra conductor (Old & used) | Nos | 500 | 9 | 4500 | _ | _ | _ | _ | _ | _ | _ | _ | 4500
18 | NA | Single tension fitting for Zebra conductor without Dead End | Nos | 500 | 3 | 1500 | _ | _ | _ | _ | _ | _ | _ | _ | 1500
19 | NA | Hot dip galvanized templates, including Bolts, Nuts and washers for above structure as per BOM | MT | 112455 | 1.591 | 178915.905 | _ | _ | _ | _ | _ | _ | _ | _ | 178915.905
20 | II3I301008 | Mid span compression joint for Earth wire 7/9 SWG | Nos. | 670.64 | 22 | 14754.08 | _ | _ | _ | _ | _ | _ | _ | _ | 14754.08
21 | NA | Bolted type tension fitting damage scrap | Nos. | 1000 | __ | __ | 3 | 3000 | _ | _ | _ | _ | _ | _ | 3000
22 | NA | Disc Insulators (Dismentled & Old & Used) | Nos. | 200 | 22 | 4400 | 8 | 1600 | _ | _ | _ | _ | _ | _ | 6000
23 | NA | Disc Insulator (Dismantled & Old & Used) | Nos. | 200 | 567 | 113400 | 33 | 6600 | _ | _ | _ | _ | _ | _ | 120000
24 | NA | Pilot Fitting (90 KN) | Nos. | 3088.8 | 2 | 6177.6 | _ | _ | _ | _ | _ | _ | _ | _ | 6177.6
25 | NA | Single Suspension Fitting for ACSR Deer(Dismantled & Old & Used & Incomplete) | Nos. | 65 | 10 | 650 | _ | _ | _ | _ | _ | _ | _ | _ | 650
26 | II5I501004 | Single tension fitting suitable for ACSR Zebra conductor | Nos. | 4118.4 | 17 | 70012.8 | _ | _ | _ | _ | _ | _ | _ | _ | 70012.8
27 | II3I303008 | Vibration damper for earth wire 7/9 SWG | Nos. | 949.08 | 9 | 8541.72 | _ | _ | _ | _ | _ | _ | _ | _ | 8541.72
28 | NA | Vibration damper for Deer Conductor (Dismantled & Old & Used) | Nos. | 250 | 45 | 11250 | _ | _ | _ | _ | _ | _ | _ | _ | 11250
29 | NA | Hanger Suitable for Deer Conductor (Dismantled & Old & Used) | Nos. | 65 | 18 | 1170 | _ | _ | _ | _ | _ | _ | _ | _ | 1170
30 | NA | Double Suspension fitting for Deer Conductor (Dismantled & Old & Used & Incomplete) | Nos. | 350 | __ | __ | 15 | 5250 | _ | _ | _ | _ | _ | _ | 5250
31 | NA | Armor Rod for Deer Conductor (Dismantled & Old & Used) | Nos. | 50 | 9 | 450 | _ | _ | _ | _ | _ | _ | _ | _ | 450
32 | NA | Dead End for Deer Conductor (Dismantled & Old & Used) | Nos. | 50 | __ | __ | 5 | 250 | _ | _ | _ | _ | _ | _ | 250
33 | II0I001007 | Disc Insulator - 70KN (B&S) | Nos. | 499.8 | 6 | 2998.8 | _ | _ | _ | _ | _ | _ | _ | _ | 2998.8
34 | II2I203002 | Suspension clamp for 7/10 SWG Earth Wire | Nos. | 1177.64 | 4 | 4710.56 | _ | _ | _ | _ | _ | _ | _ | _ | 4710.56
35 | II2I203001 | Suspension clamp for 7/9 SWG Earth Wire | Nos. | 1177.64 | 5 | 5888.2 | _ | _ | _ | _ | _ | _ | _ | _ | 5888.2
36 | II2I202001 | Tension clamp for 7/9 SWG Earth Wire | Nos. | 1175.23 | 8 | 9401.84 | _ | _ | _ | _ | _ | _ | _ | _ | 9401.84
37 | II3I301004 | Mid Span Compression Joint | Nos. | 1180 | 4 | 4720 | _ | _ | _ | _ | _ | _ | _ | _ | 4720
38 | II3I301009 | Mid Span Compression Joint for 7/10 SWG Earth Wire | Nos. | 733.96 | 2 | 1467.92 | _ | _ | _ | _ | _ | _ | _ | _ | 1467.92
39 | II3I302008 | Repair Sleeve for 7/9 SWG Earth Wire | No. | 735.13 | 6 | 4410.78 | _ | _ | _ | _ | _ | _ | _ | _ | 4410.78
40 | II3I302009 | Repair Sleeve for 7/10 SWG Earth Wire | No. | 735.13 | 4 | 2940.52 | _ | _ | _ | _ | _ | _ | _ | _ | 2940.52
41 | II3I302004 | Repair Sleeve for ACSR Panther Conductor | No. | 1174.08 | 4 | 4696.32 | _ | _ | _ | _ | _ | _ | _ | _ | 4696.32
42 | II3I305004 | Armour Rod for ACSR Panther Conductor | No. | 1455 | 1 | 1455 | _ | _ | _ | _ | _ | _ | _ | _ | 1455
43 | PP0P001012 | Come along clamp for 7/9 SWG Earth Wire | No. | 5876 | 1 | 5876 | _ | _ | _ | _ | _ | _ | _ | _ | 5876
44 | PP0P001013 | Come along clamp for 7/10 SWG Earth Wire | No. | 5853 | 1 | 5853 | _ | _ | _ | _ | _ | _ | _ | _ | 5853
45 | II5I501005 | Single tension fitting for Panther conductor | No. | 5888 | 1 | 5888 | _ | _ | _ | _ | _ | _ | _ | _ | 5888
46 | PP0P008011 | Bull Dog Grip for Earth wire | No. | 230.12 | 3 | 690.36 | _ | _ | _ | _ | _ | _ | _ | _ | 690.36
47 | II5I505005 | Double Suspension Fitting for Panther | No. | 5887 | 1 | 5887 | _ | _ | _ | _ | _ | _ | _ | _ | 5887
48 | NA | Flexible Copper Bond for G.S. Earth wire 7/9 SWG | No. | 1944.66 | 2 | 3889.32 | _ | _ | _ | _ | _ | _ | _ | _ | 3889.32
49 | FF1F101019 | 16mm Daimeter Galvanized HRH Nut & Bolt 60 mm Long | Kg | 232.44 | 5 | 1162.2 | _ | _ | _ | _ | _ | _ | _ | _ | 1162.2
50 | FF1F101024 | G.I Nut & Bolt 16x40mm | Kg | 102 | 13 | 1326 | _ | _ | _ | _ | _ | _ | _ | _ | 1326
51 | NA | Galvanised/MS Scrap of Tower Parts | Kg | 40 | 324 | 12960 | _ | _ | _ | _ | _ | _ | _ | _ | 12960
52 | NA | Galvanized Template of A type tower excluding Bolts, Nuts & washers etc. (Incomplete) | MT | 120383 | 0.148 | 17816.684 | _ | _ | _ | _ | _ | _ | _ | _ | 17816.684
53 | NA | Galvanized Template of B type tower excluding Bolts, Nuts & washers etc. (Incomplete) | MT | 120383 | 3.791 | 456371.953 | _ | _ | _ | _ | _ | _ | _ | _ | 456371.953
|  |  | MT | 125801.1924 | 1.649 | 207446.1663 | _ | _ | _ | _ | _ | _ | _ | _ | 207446.1663
54 | NA | Galvanized Template of C type tower excluding Bolts, Nuts & washers etc. (Incomplete) | MT | 120383 | 0.676 | 81378.908 | _ | _ | _ | _ | _ | _ | _ | _ | 81378.908
|  |  | MT | 125801.1924 | 5.718 | 719331.2181 | _ | _ | _ | _ | _ | _ | _ | _ | 719331.2181
55 | NA | Double Tension Fitting for Twin ACSR Zebra Conductor Suitable for 160 KN Disc Insulator | Sets | 12525.4286 | 6 | 75152.5716 | _ | _ | _ | _ | _ | _ | _ | _ | 75152.5716
56 | II3I303003 | Vibration Damper for Zebra Conductor | Nos. | 1095.748 | 80 | 87659.84 | _ | _ | _ | _ | _ | _ | _ | _ | 87659.84
57 | II3I303009 | Vibration Damper for GS Earthwire 7/10 SWG | Nos. | 682.8542 | 5 | 3414.271 | _ | _ | _ | _ | _ | _ | _ | _ | 3414.271
58 | II3I301003 | Mid Span Compression Joint for Zebra Conductor | Nos. | 1134.924 | 293 | 332532.732 | _ | _ | _ | _ | _ | _ | _ | _ | 332532.732
59 | NA | Flexible Copper Bond | Nos. | 1054.4598 | 4 | 4217.8392 | _ | _ | _ | _ | _ | _ | _ | _ | 4217.8392
60 | II3I302003 | Repair Sleeve for Zebra Conductor | Nos. | 507.1168 | 301 | 152642.1568 | _ | _ | _ | _ | _ | _ | _ | _ | 152642.1568
61 | II0I001001 | Disc Insulator 160 KN | Nos. | 1267.5324 | 327 | 414483.0948 | _ | _ | _ | _ | _ | _ | _ | _ | 414483.0948
62 | II0I001006 | Disc Insulator 90 KN | Nos. | 830.307 | 8 | 6642.456 | _ | _ | _ | _ | _ | _ | _ | _ | 6642.456
63 | II4I404008 | Bundle Spacer for ACSR Twin Zebra Conductor | Nos. | 1448.2966 | 128 | 185381.9648 | _ | _ | _ | _ | _ | _ | _ | _ | 185381.9648
64 | AA1A101002 | GS Earth wire 7/10 SWG | Km. | 55460 | 1.76 | 97609.6 | _ | _ | _ | _ | _ | _ | _ | _ | 97609.6
65 | II2I203002 | Suspension Fitting for GS Earth wire 7/10 SWG | Nos. | 1652 | 4 | 6608 | _ | _ | _ | _ | _ | _ | _ | _ | 6608
66 | NA | Double Tension Fitting without Dead End for twin Zebra Conductor Suitable for 160 KN Disc Insulator (Dismantled & Incomplete) | Nos. | 2000 | 24 | 48000 | _ | _ | _ | _ | _ | _ | _ | _ | 48000
67 | NA | ACSR Zebra Conductor in pieces( Dismantled & Used) | Km | 168000 | 0.485 | 81480 | _ | _ | _ | _ | _ | _ | _ | _ | 81480
68 | NA | Pilot Fitting (90 KN) Dismantled & incomplete) | Nos. | 500 | 3 | 1500 | _ | _ | _ | _ | _ | _ | _ | _ | 1500
69 | II5I501004 | Single tension fitting for Single Zebra Conductor | Nos. | 9912 | 4 | 39648 | _ | _ | _ | _ | _ | _ | _ | _ | 39648
70 | FF1F101013 | G.I Nuts & Bolts Size M 16x80mm | Kg | 130 | 50 | 6500 | _ | _ | _ | _ | _ | _ | _ | _ | 6500
71 | NA | G.I Nuts & Bolts Size M 16 Different Size | Kg | 130 | 50 | 6500 | _ | _ | _ | _ | _ | _ | _ | _ | 6500
72 | NA | Galvanised Tower Parts of Tower | MT | 120383 | 0.4 | 48153.2 | _ | _ | _ | _ | _ | _ | _ | _ | 48153.2
73 | II0I006001 | PG Clamp for ACSR Panther to Panther Conductor | Nos. | 1469.1 | 20 | 29382 | _ | _ | _ | _ | _ | _ | _ | _ | 29382
74 | AA1A101001 | GS Earthwire 7/3.66mm or 7/9 SWG | Km | 108560 | 0.6 | 65136 | _ | _ | _ | _ | _ | _ | _ | _ | 65136
75 | NA | 90 KN Polymer Disc Insulator for Suspension fitting | No. | 10620 | 12 | 127440 | _ | _ | _ | _ | _ | _ | _ | _ | 127440
76 | NA | Double Suspension fitting (90KN) suitable for polymer disc for Single ACSR Zebra conductor | Sets | 23010 | 3 | 69030 | _ | _ | _ | _ | _ | _ | _ | _ | 69030
77 | NA | Single Suspension fitting (90KN) suitable for polymer disc for Single ACSR Zebra conductor | Sets | 10030 | 17 | 170510 | _ | _ | _ | _ | _ | _ | _ | _ | 170510
78 | II2I203001 | Suspension fitting for 7/9 Swg G.S. Earth wire | No. | 2655 | 5 | 13275 | _ | _ | _ | _ | _ | _ | _ | _ | 13275
79 | II5I504003 | Single Suspension fitting (90KN) suitable for Single ACSR Deer conductor | Sets | 2360 | 10 | 23600 | _ | _ | _ | _ | _ | _ | _ | _ | 23600
80 | II5I501003 | Single Tension fitting for ACSR Deer conductor suitable for (160KN) Disc Insulator | Sets | 4720 | 1 | 4720 | _ | _ | _ | _ | _ | _ | _ | _ | 4720
81 | II3I303003 | Vibration Damper for ACSR Zebra Conductor | Sets | 1858.5 | 15 | 27877.5 | _ | _ | _ | _ | _ | _ | _ | _ | 27877.5
82 | II3I303008 | Vibration Damper for 7/9 SWG Earth Wire | No. | 1121 | 4 | 4484 | _ | _ | _ | _ | _ | _ | _ | _ | 4484
83 | NA | Deer Conductor in pieces(Old,used & Dismantled with Dead End Fitting) | Kg | 180 | 3283 | 590940 | _ | _ | _ | _ | _ | _ | _ | _ | 590940
84 | II01005001 | PG Clamp for ACSR Zebra Conductor | Nos. | 882 | 25 | 22050 | _ | _ | _ | _ | _ | _ | _ | _ | 22050
85 | AA0A002004 | ACSR Panther Conductor | Km | 274350 | 2 | 548700 | _ | _ | _ | _ | _ | _ | _ | _ | 548700
86 | II0I005001 | PG Clamp for Zebra to Zebra Conductor | Nos. | 2230.2 | 20 | 44604 | _ | _ | _ | _ | _ | _ | _ | _ | 44604
87 | II0I004004 | PG Clamp for Deer to Zebra Conductor | Nos. | 2230.2 | 10 | 22302 | _ | _ | _ | _ | _ | _ | _ | _ | 22302
88 | II0I004003 | PG Clamp for Deer to Deer Conductor | Nos. | 2230.2 | 10 | 22302 | _ | _ | _ | _ | _ | _ | _ | _ | 22302
89 | II3I302004 | Repair Sleeve for Panther Conductor | Nos. | 1475 | 20 | 29500 | _ | _ | _ | _ | _ | _ | _ | _ | 29500
90 | II3I305004 | Armor rod for Panther conductor | Sets | 2195.98 | 10 | 21959.8 | _ | _ | _ | _ | _ | _ | _ | _ | 21959.8
91 | NA | Single tension fitting (120 KN) for Panther conductor | Nos. | 7363.4006 | 6 | 44180.4036 | _ | _ | _ | _ | _ | _ | _ | _ | 44180.4036
92 | NA | Single Suspension fitting (70 KN) for Panther conductor | Sets | 6136.0708 | 10 | 61360.708 | _ | _ | _ | _ | _ | _ | _ | _ | 61360.708
93 | NA | Double tension fitting (120 KN) for Single Panther conductor | Sets | 12274.006 | 4 | 49096.024 | _ | _ | _ | _ | _ | _ | _ | _ | 49096.024
94 | NA | Double Suspension fitting (70 KN) for Panther conductor | Sets | 9440 | 10 | 94400 | _ | _ | _ | _ | _ | _ | _ | _ | 94400
95 | II3I301004 | Mid Span Joint for Panther Conductor | Nos. | 1537.9648 | 20 | 30759.296 | _ | _ | _ | _ | _ | _ | _ | _ | 30759.296
96 | II3I303004 | Vibration Damper for Panther Conductor | Nos. | 1928.2852 | 20 | 38565.704 | _ | _ | _ | _ | _ | _ | _ | _ | 38565.704
97 | II0I001003 | 120 KN Standard Disc Insulator | Nos. | 2033.5176 | 60 | 122011.056 | _ | _ | _ | _ | _ | _ | _ | _ | 122011.056
98 | II0I001007 | 70 KN Standard Disc Insulator | Nos. | 1129.024 | 60 | 67741.44 | _ | _ | _ | _ | _ | _ | _ | _ | 67741.44
99 | II5I501010 | Tension fitting for 7/10 SWG GS Earthwire | Sets | 1710.1976 | 20 | 34203.952 | _ | _ | _ | _ | _ | _ | _ | _ | 34203.952
100 | II5I501003 | Single tension fitting (160 KN) for Single ACSR Deer conductor | Sets | 11798.82 | 6 | 70792.92 | _ | _ | _ | _ | _ | _ | _ | _ | 70792.92
101 | NA | Double tension fitting (160 KN) for Single ACSR Deer conductor | Sets | 21830 | 6 | 130980 | _ | _ | _ | _ | _ | _ | _ | _ | 130980
102 | II5I504003 | Single Suspension fitting for Single ACSR Deer conductor | Sets | 10620 | 6 | 63720 | _ | _ | _ | _ | _ | _ | _ | _ | 63720
103 | NA | Double Suspension fitting (90 KN) for Single ACSR Deer conductor | Sets | 14160 | 6 | 84960 | _ | _ | _ | _ | _ | _ | _ | _ | 84960
104 | NA | Single Tension Fitting(160 KN) for ACSR Single Zebra Conductor | Sets | 13412.352 | 6 | 80474.112 | _ | _ | _ | _ | _ | _ | _ | _ | 80474.112
105 | NA | Single Suspension Fitting(90KN) for ACSR Single Zebra Conductor | Sets | 10059.0634 | 6 | 60354.3804 | _ | _ | _ | _ | _ | _ | _ | _ | 60354.3804
106 | NA | Danger Boards (900 mm x 600 mm) | Nos | 5900 | 5 | 29500 | _ | _ | _ | _ | _ | _ | _ | _ | 29500
Total in Rs. | [5 empty] | 7356246.1786 |  | 22200 |  | 0 |  | 0 |  | 0 | 7378446.1786
Stock Inventory Report for the M/o August -2025
EE, 220 KV O&M Industrial Division , Jhajhra , Dehradun.
Name of Division |  | 132 KV Substation Purkul, Dehradun
Name of Substation |  | AE : Jasbir Tomar , JE: Ranjan Kumar Negi
Incharge/Section Holder
S.No | Item Code |  | Unit | Unit Rates | Useable |  | Unserviceable |  | Non-Moving |  | Obsolete |  | Scrap
|  | Name of Item /Description |  |  | Quantity | Total Amount in Rs. | Quantity | Total Amount in Rs. | Quantity | Total Amount in Rs. | Quantity | Total Amount in Rs. | Quantity | Total Amount in Rs.
1 |  | W pin (For 165 KN Disc Insulator) | No. | 20 | 209 | 4180 |  | 0 |  | 0 |  | 0 | 0 | 0
2 |  | Bushing rod | No. | 50 | 1 | 50 |  | 0 |  | 0 |  | 0 | 0 | 0
3 | VV2V204007 | Empty Drum (T/F oil 209 ltr capacity)(42 No 2020) | No. | 200 | 89 | 17800 |  | 0 |  | 0 |  | 0 | 0 | 0
4 | II5I501003 | Tension fitting for Deer conductor with out aluminium portion | No. | 3178 | 4 | 12712 |  | 0 |  | 0 |  | 0 |  | 0
5 | II2I202001 | Bolted type Tension clamp for E/w 7/9 SWG | No. | 948 | 4 | 3792 |  | 0 |  | 0 |  | 0 |  | 0
6 | II2I203001 | Bolted type Suspension clamp for E/w 7/9 SWG | No. | 948 | 10 | 9480 |  | 0 |  | 0 |  | 0 |  | 0
7 | II3I302002 | Compression repair sleeve for Deer conductor | No. | 1237 | 1 | 1237 |  | 0 |  | 0 |  | 0 |  | 0
8 |  | Electronic TVM | No. | 6299 | 1 | 6299 |  | 0 |  | 0 |  | 0 |  | 0
9 | PP0P01003 | Turn Buckle | No. | 10782 | 6 | 64692 |  | 0 |  | 0 |  | 0 |  | 0
10 |  | Channel for Turn Buckle | No. | 7264 | 6 | 43584 |  | 0 |  | 0 |  | 0 |  | 0
11 | CC3C315021 | Earthing lugs | No. | 104 | 80 | 8320 |  | 0 |  | 0 |  | 0 |  | 0
12 | PP0P016004 | Steel wire rope 12 mm | No. | 169 | 400 | 67600 |  | 0 |  | 0 |  | 0 |  | 0
13 | VV3V303001 | 145KV CT 800-400/1 5 core | No. | 103650 | 2 | 207300 |  | 0 |  | 0 |  | 0 |  | 0
14 | CC2C201001 | HF Cable | km | 148680 | 0.3 | 44604 |  | 0 |  | 0 |  | 0 |  | 0
15 | YV3V303004 | 132 KV CT 400-200-100/1A Damaged | No. | 5000 |  | 0 |  | 0 |  | 0 |  | 0 | 1 | 5000
16 | MM2M204007 | Digital MW meter PTR110V/132 KVA | No. | 9980 | 2 | 19960 |  | 0 |  | 0 |  | 0 |  | 0
17 |  | ACSR Deer Conductor O&U | km | 20000 | 0.072 | 1440 |  | 0 |  | 0 |  | 0 |  | 0
18 | II4I401001 | D Shackle screw Pin Bow | No. | 566 | 11 | 6226 |  | 0 |  | 0 |  | 0 |  | 0
19 |  | Contactor with 2NO+2NC Auxi 240VAC 45A, 440VAC 15A | No. | 1873 | 3 | 5619 |  | 0 |  | 0 |  | 0 |  | 0
20 |  | Contactor with 4NO+4NC Auxi 240VAC 45A, 440VAC 15A | No. | 3604 | 2 | 7208 |  | 0 |  | 0 |  | 0 |  | 0
21 | FF1F101041 | GI Bolt & Nut | kg | 77 | 72.17 | 5557.09 |  | 0 |  | 0 |  | 0 |  | 0
22 |  | 132 KV LA Damaged/Defective | No. | 1000 |  | 0 |  | 0 |  | 0 |  | 0 | 6 | 6000
23 | (VV5V406005) | C.T Junction Box | No. | 5561.5 | 1 | 5561.5 |  | 0 |  | 0 |  | 0 |  | 0
24 | (VV6V601004) | P.T Junction Box | No. | 5561.5 | 1 | 5561.5 |  | 0 |  | 0 |  | 0 |  | 0
25 | II3I301008 | Earth Wire Mid Span Joint for 7/9 SWG E/W | No. | 800.18 | 5 | 4000.9 |  | 0 |  | 0 |  | 0 |  | 0
26 | II3I301009 | Earth Wire Mid Span Joint for 7/10 SWG E/W | No. | 805.85 | 7 | 5640.95 |  | 0 |  | 0 |  | 0 |  | 0
27 |  | 132 KV HIVELM Isolator Jaw | No. | 5448 | 2 | 10896 |  | 0 |  | 0 |  | 0 |  | 0
28 |  | 132 KV WIGMEN Isolator Jaw | No. | 5448 | 3 | 16344 |  | 0 |  | 0 |  | 0 |  | 0
29 |  | 132 KV WIGMEN Isolator male contact | No. | 3745 | 3 | 11235 |  | 0 |  | 0 |  | 0 |  | 0
30 |  | Resistance 4.0 KΩ 35 W | No. | 136.2 | 16 | 2179.2 |  | 0 |  | 0 |  | 0 |  | 0
31 |  | Resistance 1.5 KΩ 35 W | No. | 102.15 | 18 | 1838.7 |  | 0 |  | 0 |  | 0 |  | 0
32 | PP0P016006 | Steel rope 8 mm | m | 60 | 300 | 18000 |  | 0 |  | 0 |  | 0 |  | 0
33 | II4I401002 | D Shacle screw pin D | No. | 400 | 50 | 20000 |  | 0 |  | 0 |  | 0 |  | 0
34 | II3I301008 | Mid span joint compression 7/9SWG | No. | 500 | 16 | 8000 |  | 0 |  | 0 |  | 0 |  | 0
35 | II3I301009 | Mid span joint compression 7/10SWG | No. | 500 | 9 | 4500 |  | 0 |  | 0 |  | 0 |  | 0
36 | II3I306004 | A.I Jumper Cone for Panther | No | 950.34 | 1 | 950.34 |  | 0 |  | 0 |  | 0 |  | 0
37 | JJ0J005010 | 33KV ABB make VCB old and used replaced under P.S.D.F scheme | No | 10000 |  | 0 |  | 0 |  | 0 | 1 | 10000 |  | 0
38 |  | N type fuse casing 415V 32A | No | 290.3 | 5 | 1451.5 |  | 0 |  | 0 |  | 0 |  | 0
39 |  | H type fuse casing 415V 63A | No | 363.4375 | 14 | 5088.125 |  | 0 |  | 0 |  | 0 |  | 0
40 |  | Metering Cubical with 300/5A C.T | No | 12541 | 1 | 12541 |  | 0 |  | 0 |  | 0 |  | 0
41 | VV6V507004 | 132KV CVT old & used( Replace under PSDF) | No | 50000 | 1 | 50000 |  | 0 |  | 0 |  | 0 |  | 0
42 |  | 16Amp Single pole DC MCB | No | 580.6 | 2 | 1161.2 |  | 0 |  | 0 |  | 0 |  | 0
43 |  | O/C & Earth Fault relay JVS Make (old & used) | No | 10000 | 1 | 10000 |  | 0 |  | 0 |  | 0 |  | 0
44 | MM0M008004 | Under Voltage relay JVS Make (old & used) | No | 5000 |  | 0 |  | 0 |  | 0 | 1 | 5000 |  | 0
45 | MM0M008001 | Over Voltage Relay JVS Make (old & used) | No | 5000 |  | 0 |  | 0 |  | 0 | 1 | 5000 |  | 0
46 | SS0S003001 | 132KV central Breaker Isolator (old ,Used & Dismental) | No | 10000 |  | 0 |  | 0 |  | 0 | 1 | 10000 |  | 0
47 | VV3V303001 | 132KV C.T old and used | No | 10000 |  | 0 |  | 0 |  | 0 | 1 | 10000 |  | 0
48 | SS5S501017 | 50mm dia. Isolator clamp panther conducter | No | 973.5 | 6 | 5841 |  | 0 |  | 0 |  | 0 |  | 0
49 | VV6V505002 | 33KV P.T (new) Jhajhra | No | 12510.66 | 1 | 12510.66 |  | 0 |  | 0 |  | 0 |  | 0
50 |  | 600volt 20Amp 6mm flat head terminal | No | 38.94 | 98 | 3816.12 |  | 0 |  | 0 |  | 0 |  | 0
51 |  | 600volt 20Amp 15mm Cylinderical head terminal | No | 73.1625 | 0 | 0 |  | 0 |  | 0 |  | 0 |  | 0
52 |  | 600volt 20Amp 6mm Cylinderical head terminal | No | 38.94 | 65 | 2531.1 |  | 0 |  | 0 |  | 0 |  | 0
53 |  | LA Defective//Uncomplete/Damage | No | 200 |  | 0 |  | 0 |  | 0 |  | 0 | 3 | 600
54 | VV3V305010 | 33KV C.T Defective/Damage (16No2020)1No 2023 | No | 1000 |  | 0 |  | 0 |  | 0 |  | 0 | 7 | 7000
55 |  | Fuse wire 6Amp | Kg | 1740 | 0.637 | 1108.38 |  | 0 |  | 0 |  | 0 |  | 0
56 |  | ACB of ABB make 800Amp | No | 50000 | 1 | 50000 |  | 0 |  | 0 |  | 0 |  | 0
57 | VV3V305006 | 33KV C.T 800/400/1(old & Used) | No | 2000 | 1 | 2000 |  | 0 |  | 0 |  | 0 |  | 0
58 | CC0C001009 | 10X2.5Sqmm Control Cable | Km | 266090 | 0.04 | 10643.6 |  | 0 |  | 0 |  | 0 |  | 0
59 | VV3V303001 | 132KV C.T 400/200/100/1Defective Recived Back from plant | No | 1000 |  | 0 |  | 0 |  | 0 |  | 0 | 1 | 1000
60 | SS4S402013 | Isolator Blade | No | 5310 | 3 | 15930 |  | 0 |  | 0 |  | 0 |  | 0
61 | YY1Y102002 | 110Volt Battery Charger | No | 10000 | 1 | 10000 |  | 0 |  | 0 |  | 0 |  | 0
62 | CC0C004016 | 4Core old & Used in bit Control cable (without armoured Wire) | Mtr | 50 | 22 | 1100 |  | 0 |  | 0 |  | 0 |  | 0
63 | CC0C004014 | 6Core old & Used in bit Control cable (without armoured Wire) | Mtr | 60 | 120 | 7200 |  | 0 |  | 0 |  | 0 |  | 0
64 | CC0C002008 | 10Core old & Used in bit Control cable (without armoured Wire) | Mtr | 100 | 100 | 10000 |  | 0 |  | 0 |  | 0 |  | 0
65 | VV3V303001 | 145KV C.T 400/ 200/100/1 Damage | No | 1000 |  | 0 |  | 0 |  | 0 |  | 0 | 1 | 1000
66 | AA0A002001 | Moose Conducter | Km | 300000 | 0.121 | 36300 |  | 0 |  | 0 |  | 0 |  | 0
67 |  | 33KV L.A Damage/Old& Used | No | 200 |  | 0 |  | 0 |  | 0 |  | 0 | 2 | 400
68 | FF2F201005 | MS Round 32mm Dia | KG | 15 | 179 | 2685 |  | 0 |  | 0 |  | 0 |  | 0
69 | VV3V305009 | 33KV C.T 400/200/1 old and use (Recived from Spare(Future Bay) | No | 2000 | 1 | 2000 |  | 0 |  | 0 |  | 0 |  | 0
70 | SS5S501017 | Panther conducter Isolator clamp old and used | No | 10 | 20 | 200 |  | 0 |  | 0 |  | 0 |  | 0
71 | II0I004005 | Panther to Deer conducter P.G clamp old and used | No | 10 | 13 | 130 |  | 0 |  | 0 |  | 0 |  | 0
72 | II0I004003 | Deer to Deer conducter P.G clamp old and used | No | 10 | 8 | 80 |  | 0 |  | 0 |  | 0 |  | 0
73 | II2I21002 | Aluminium Alloy Double Groove Moose Conducter Isolator Clamp | No | 2714 | 2 | 5428 |  | 0 |  | 0 |  | 0 |  | 0
74 | SS4S402001 | 33KV Isolator Jaw | No | 2714 | 4 | 10856 |  | 0 |  | 0 |  | 0 |  | 0
75 |  | 33KV L.A Old & Used | No | 1000 | 1 | 1000 |  | 0 |  | 0 |  | 0 |  | 0
76 |  | 75X12mm MS Flat | MT | 94931 | 0.087 | 8258.997 |  | 0 |  | 0 |  | 0 |  | 0
77 |  | 132KV Sure Arrester old and used | No | 1000 | 5 | 5000 |  | 0 |  | 0 |  | 0 |  | 0
78 | VV3V303001 | 132KV C.T old and used (TelK Scrap) | No | 1000 | 0 | 0 |  | 0 |  | 0 |  | 0 | 2 | 2000
79 | VV3V305009 | 33KV C.T old and used | No | 3000 | 3 | 9000 |  | 0 |  | 0 |  | 0 |  | 0
80 |  | 33KV L.A Old & Used ( Scrap) | No | 100 | 0 | 0 |  | 0 |  | 0 |  | 0 | 9 | 900
81 | AA0A002004 | ACSR Panther Conducter Old & Used | No | 110000 | 0.025 | 2750 |  | 0 |  | 0 |  | 0 |  | 0
82 | VV5V407013 | Aluminium Alloy Double Groove C.T Moose Conducter Clamp | No | 1528.1 | 6 | 9168.6 |  | 0 |  | 0 |  | 0 |  | 0
83 |  | Transformer Cooling Fan Old & used & damage | No | 1000 | 6 | 6000 |  | 0 |  | 0 |  | 0 |  | 0
84 | VV3V303006 | 132KV C.T Old and used Recived Back From Plant | No | 2000 | 1 | 2000 |  | 0 |  | 0 |  | 0 |  | 0
85 |  | 132KV L.A Old & Used | No | 100 | 2 | 200 |  | 0 |  | 0 |  | 0 | 1 | 100
86 |  | 33KV L.A Old & Used | No | 100 | 0 | 0 |  | 0 |  | 0 |  | 0 | 3 | 300
87 |  | Buchholz Relay 110Volt D.C Old And Used Recived from Plant | No | 200 | 1 | 200 |  | 0 |  | 0 |  | 0 |  | 0
88 | MM0M007004 | O.S.R Relay 110Volt D.C Old And Used Recived from Plant | No | 200 | 1 | 200 |  | 0 |  | 0 |  | 0 |  | 0
89 | MM0M007005 | P.R.V Relay 110Volt D.C Old And Used Recived from Plant | No | 200 | 1 | 200 |  | 0 |  | 0 |  | 0 |  | 0
90 | VV2V204005 | Oil Sample bottle Stainless Steel | No | 40710 | 3 | 122130 |  | 0 |  | 0 |  | 0 |  | 0
91 | VV3V305006 | 33KV C.T 800/400/1 old and use | No | 1000 | 1 | 1000 |  | 0 |  | 0 |  | 0 |  | 0
92 | VV3V305009 | 33KV C.T 400/200/1 old and use | No | 1000 | 5 | 5000 |  | 0 |  | 0 |  | 0 |  | 0
93 | VV3IV101034 | 145KV Transformer Bushing "HT side Alstom Make | No | 62000 | 1 | 62000 |  | 0 |  | 0 |  | 0 |  | 0
94 | FF0F050026 | Post Insulator Structure (recived Back from Plant) | No | 1000 | 2 | 2000 |  | 0 |  | 0 |  | 0 |  | 0
95 | II01006001 | PG Clamp Panther to Panther Conducter Old & Used | No | 10 | 4 | 40 |  | 0 |  | 0 |  | 0 |  | 0
96 | VV1V101037 | 132KV Transformer H.V Bushing | No | 100 |  |  |  | 0 |  | 0 |  | 0 | 1 | 100
97 | KK0K005001 | 33KV, 10K.A,Class-III with Surge Counter | No | 29500 | 1 | 29500 |  | 0 |  | 0 |  | 0 |  | 0
98 |  | 145KV 800A 100CT Transformer Bushing DL | No | 283247.2 | 1 | 283247.2 |  | 0 |  | 0 |  | 0 |  | 0
99 |  | 72.5KV 1250A 300CT Transformer Bushing DR | No | 203974.8 | 1 | 203974.8 |  | 0 |  | 0 |  | 0 |  | 0
100 |  | Distance Protection relay ABB Make Old & Used | No | 10000 | 1 | 10000 |  | 0 |  | 0 |  | 0 |  | 0
101 | PSDF | 132KV Current Transformer 1Ph (1600/800/400(Matering)/1-1-1A) | No | 179286.22 | 6 | 1075717.32 |  | 0 |  | 0 |  | 0 |  | 0
102 | KK0K003001 | 120KV Surge Arrester with Surge counter,Lead | No | 74576 | 2 | 149152 |  | 0 |  | 0 |  | 0 |  | 0
103 | VV3V305008 | 33KV Single Phase C.T Ratio 400/200/1A | No | 78470 | 8 | 627760 |  | 0 |  | 0 |  | 0 |  | 0
104 | VV5V406007 | C.T Junction Box with terminal Block | No | 15458 | 3 | 46374 |  | 0 |  | 0 |  | 0 |  | 0
105 | VV3V305005 | 33KV 800/400/1A, 0.2S Class C.T | No | 86730 | 3 | 260190 |  | 0 |  | 0 |  | 0 |  | 0
106 | VV5V406007 | 33KV C.T Junction Box | No | 33099 | 2 | 66198 |  | 0 |  | 0 |  | 0 |  | 0
107 | SS0S005003 | 33KV Isolator 1600Amp | No | 153754 | 4 | 615016 |  | 0 |  | 0 |  | 0 |  | 0
108 | SS0S005001 | 33KV Isolator With Earth Switch | No | 141600 | 1 | 141600 |  | 0 |  | 0 |  | 0 |  | 0
109 | SS0S005003 | 33KV Isolator Without Earth Switch | No | 153754 | 1 | 153754 |  | 0 |  | 0 |  | 0 |  | 0
[6 empty] | 4821600.782 |  | 0 |  | 0 |  | 40000 |  | 24400
Stock Inventory Report for the M/o August -2025
Name of Division |  | EE, 220 KV O&M Industrial Division , Jhajhra , Dehradun.
Name of Substation |  | 132 KV Substation Purkul, Dehradun
Incharge/Section Holder |  | AE : Jasbir Singh Tomar, JE: Om Prakash
S.No | Item Code |  | Unit | Unit Rates | Useable |  | Unserviceable |  | Non-Moving |  | Obsolete |  | Scrap
|  | Name of Item /Description |  |  | Quantity | Total Amount in Rs. | Quantity | Total Amount in Rs. | Quantity | Total Amount in Rs. | Quantity | Total Amount in Rs. | Quantity | Total Amount in Rs.
166 | FF0F015002 | Tower Parts Old and Used (Dismentalled) | MT | 40000 | 8.366 | 334640 |  | 0 |  | 0 |  | 0 |  | 0
167 | AA0A002004 | ACSR Panther Conductor (Old & Used) | KM | 110000 | 0.983 | 108130 |  | 0 |  | 0 |  | 0 |  | 0
168 | II0I001007 | Disc Insulators 70 KN Old and Used (Dismentalled) | Nos | 110 | 82 | 9020 |  | 0 |  | 0 |  | 0 |  | 0
170 |  | Pilot fitting for single ACSR conductor (suitabe for 70 KN disc) | Nos | 2295 | 1 | 2295 |  | 0 |  | 0 |  | 0 |  | 0
171 | II3I303009 | Vibration damper for 7/10 SWG Earth Wire | Nos | 703.8 | 4 | 2815.2 |  | 0 |  | 0 |  | 0 |  | 0
172 | II3I301004 | Mid span joint for panther conductor | Nos | 663 | 4 | 2652 |  | 0 |  | 0 |  | 0 |  | 0
173 | II3I301004 | Mid spann joint for panther conductor | Nos | 750 | 9 | 6750 |  | 0 |  | 0 |  | 0 |  | 0
[6 empty] | 466302.2 |  | 0 |  | 0 |  | 0 |  | 0
Total | [5 empty] | 5287902.982 |  | 0 |  | 0 |  | 40000 |  | 24400
Name of Zone |  | Garhwal
Name of Circle |  | O&M Circle Dehradun
Name of Division |  | 220 KV IIP Harrawala dehradun
Name of Substation |  | 220kV O&M Division IIP Harrawala ,Dehradun
Month- |  | 2025-08-01
S.No | Item Code | Name OF ITEMS | Unit | Unit in Rates | Useable |  | Unserviceable |  | Non-Moving |  | Obsolete |  | Scrap
[5 empty] | Quantity | Total Amount in Rs. | Quantity | Total Amount in Rs. | Quantity | Total Amount in Rs. | Quantity | Total Amount in Rs. | Quantity | Total Amount in Rs.
220/33kV Substation IIP Harrawala Dehradun (S/s)
1 |  | Bridge Snubber Card | Nos | 6994 | 1 | 6994 | 0 | 0 | 0 | 0 | 0 | 0 | 0 | 0
2 |  | 220V feed back card | Nos | 12000 | 1 | 12000 | 0 | 0 | 0 | 0 | 0 | 0 | 0 | 0
3 |  | U/V, O/V Drop resistance | Nos | 2000 | 1 | 2000 | 0 | 0 | 0 | 0 | 0 | 0 | 0 | 0
4 |  | Glass fuse card | Nos | 1000 | 1 | 1000 | 0 | 0 | 0 | 0 | 0 | 0 | 0 | 0
5 |  | RFI capacitor | Nos | 1000 | 1 | 1000 | 0 | 0 | 0 | 0 | 0 | 0 | 0 | 0
6 |  | Synch. TXR I/P Ress. Card | Nos | 1000 | 1 | 1000 | 0 | 0 | 0 | 0 | 0 | 0 | 0 | 0
7 |  | Power supply card | Nos | 1000 | 1 | 1000 | 0 | 0 | 0 | 0 | 0 | 0 | 0 | 0
8 |  | Diode card | Nos | 1000 | 1 | 1000 | 0 | 0 | 0 | 0 | 0 | 0 | 0 | 0
9 |  | Mains on LED card | Nos | 1000 | 1 | 1000 | 0 | 0 | 0 | 0 | 0 | 0 | 0 | 0
10 |  | Floot Boost, DC on LED | Nos | 1000 | 1 | 1000 | 0 | 0 | 0 | 0 | 0 | 0 | 0 | 0
11 |  | Window interface card | Nos | 1000 | 1 | 1000 | 0 | 0 | 0 | 0 | . | 0 | 0 | 0
12 |  | Temp. Probe card | Nos | 1000 | 1 | 1000 | 0 | 0 | 0 | 0 | 0 | 0 | 0 | 0
13 |  | Float boost relay, charger fail relay, trip relay | Nos | 5000 | 1 | 5000 | 0 | 0 | 0 | 0 | 0 | 0 | 0 | 0
14 | YY2Y201003 | DC over load relay | Nos | 5000 | 1 | 5000 | 0 | 0 | 0 | 0 | 0 | 0 | 0 | 0
15 |  | Earth fault relay | Nos | 5000 | 1 | 5000 | 0 | 0 | 0 | 0 | 0 | 0 | 0 | 0
16 |  | Auxilliary contactor | Nos | 1000 | 1 | 1000 | 0 | 0 | 0 | 0 | 0 | 0 | 0 | 0
17 | YY1Y107030 | Filter capacitor | Nos | 1000 | 2 | 2000 | 0 | 0 | 0 | 0 | 0 | 0 | 0 | 0
18 |  | SCR SCR Module 106A/1600V | Nos | 1000 | 1 | 1000 | 0 | 0 | 0 | 0 | 0 | 0 | 0 | 0
19 | YY1Y109037 | Blocking Diode 150A/800V | Nos | 1000 | 1 | 1000 | 0 | 0 | 0 | 0 | 0 | 0 | 0 | 0
20 | JJ7J701011 | Control Switch | Nos | 500 | 1 | 500 | 0 | 0 | 0 | 0 | 0 | 0 | 0 | 0
21 |  | On/Of Control Switch (Source) | Nos | 500 | 1 | 500 | 0 | 0 | 0 | 0 | 0 | 0 | 0 | 0
22 | MM3M302010 | DC ammeter ABD DC voltmeter selector | Nos | 500 | 1 | 500 | 0 | 0 | 0 | 0 | 0 | 0 | 0 | 0
23 |  | Mode and voltmeter selector | Nos | 500 | 1 | 500 | 0 | 0 | 0 | 0 | 0 | 0 | 0 | 0
24 |  | Auto/Manual switch | Nos | 500 | 1 | 500 | 0 | 0 | 0 | 0 | 0 | 0 | 0 | 0
25 |  | Bleeder | Nos | 500 | 1 | 500 | 0 | 0 | 0 | 0 | 0 | 0 | 0 | 0
26 | YY1Y107033 | Potentiometer | Nos | 500 | 1 | 500 | 0 | 0 | 0 | 0 | 0 | 0 | 0 | 0
27 | SS6S617003 | Rectifier fuse | Nos | 600 | 6 | 3600 | 0 | 0 | 0 | 0 | 0 | 0 | 0 | 0
28 |  | Bridge Snubber Card | Nos | 6994 | 1 | 6994 | 0 | 0 | 0 | 0 | 0 | 0 | 0 | 0
29 |  | Annuciation card | Nos | 12000 | 1 | 12000 | 0 | 0 | 0 | 0 | 0 | 0 | 0 | 0
30 |  | Main Control card | Nos | 14000 | 1 | 14000 | 0 | 0 | 0 | 0 | 0 | 0 | 0 | 0
31 |  | Glass fuse card | Nos | 2000 | 1 | 2000 | 0 | 0 | 0 | 0 | 0 | 0 | 0 | 0
32 |  | RFI capacitor | Nos | 2000 | 1 | 2000 | 0 | 0 | 0 | 0 | 0 | 0 | 0 | 0
33 |  | Synch. TXR I/P Ress. Card | Nos | 1000 | 1 | 1000 | 0 | 0 | 0 | 0 | 0 | 0 | 0 | 0
34 |  | Power supply card | Nos | 1000 | 1 | 1000 | 0 | 0 | 0 | 0 | 0 | 0 | 0 | 0
35 |  | Diode card | Nos | 1000 | 1 | 1000 | 0 | 0 | 0 | 0 | 0 | 0 | 0 | 0
36 |  | Mains on LED card | Nos | 1000 | 1 | 1000 | 0 | 0 | 0 | 0 | 0 | 0 | 0 | 0
37 |  | Floot Boost, DC on LED | Nos | 1000 | 1 | 1000 | 0 | 0 | 0 | 0 | 0 | 0 | 0 | 0
38 |  | Window interfcae card | Nos | 1000 | 1 | 1000 | 0 | 0 | 0 | 0 | 0 | 0 | 0 | 0
39 |  | Temp. Probe card | Nos | 1000 | 1 | 1000 | 0 | 0 | 0 | 0 | 0 | 0 | 0 | 0
40 |  | Float boost relay, charger fail relay, trip relay | Nos | 5000 | 1 | 5000 | 0 | 0 | 0 | 0 | 0 | 0 | 0 | 0
41 |  | DC over load relay | Nos | 5000 | 1 | 5000 | 0 | 0 | 0 | 0 | 0 | 0 | 0 | 0
42 |  | DC Earth fault relay | Nos | 5000 | 1 | 5000 | 0 | 0 | 0 | 0 | 0 | 0 | 0 | 0
43 |  | Filter capacitor | Nos | 1000 | 2 | 2000 | 0 | 0 | 0 | 0 | 0 | 0 | 0 | 0
44 |  | DC Earth fault Ersis. | Nos | 1000 | 1 | 1000 | 0 | 0 | 0 | 0 | 0 | 0 | 0 | 0
45 |  | SCR SCR Module 106A/1600V | Nos | 1000 | 1 | 1000 | 0 | 0 | 0 | 0 | 0 | 0 | 0 | 0
46 |  | Blocking Diode 150A/800V | Nos | 1000 | 1 | 1000 | 0 | 0 | 0 | 0 | 0 | 0 | 0 | 0
47 |  | Control Switch | Nos | 500 | 1 | 500 | 0 | 0 | 0 | 0 | 0 | 0 | 0 | 0
48 |  | On/Of Control Switch (Source) | Nos | 500 | 1 | 500 | 0 | 0 | 0 | 0 | 0 | 0 | 0 | 0
49 |  | DC ammeter ABD DC voltmeter selector | Nos | 500 | 1 | 500 | 0 | 0 | 0 | 0 | 0 | 0 | 0 | 0
50 | YY1Y105007 | Mode and voltmeter selector | Nos | 500 | 1 | 500 | 0 | 0 | 0 | 0 | 0 | 0 | 0 | 0
51 | YY1Y105007 | Auto/Manual switch | Nos | 500 | 1 | 500 | 0 | 0 | 0 | 0 | 0 | 0 | 0 | 0
52 |  | Bleeder | Nos | 1000 | 1 | 1000 | 0 | 0 | 0 | 0 | 0 | 0 | 0 | 0
53 |  | Potentiometer | Nos | 1000 | 1 | 1000 | 0 | 0 | 0 | 0 | 0 | 0 | 0 | 0
54 | SS6S617003 | Rectifier fuse | Nos | 600 | 6 | 3600 | 0 | 0 | 0 | 0 | 0 | 0 | 0 | 0
55 | DD1D107003 | MM 50 / 125um MM Duplex ST-ST Patch Cord of length 3 Mtrs | Nos | 7279.59 | 3 | 21838.77 | 0 | 0 | 0 | 0 | 0 | 0 | 0 | 0
56 |  | MM 50 / 125um MM Duplex ST-ST Patch Cord of length 6 Mtrs | Nos | 14889.5 | 3 | 44668.5 | 0 | 0 | 0 | 0 | 0 | 0 | 0 | 0
57 |  | MM 50 / 125um MM Duplex ST-ST Patch Cord of length 12 Mtrs | Nos | 29778.99 | 2 | 59557.98 | 0 | 0 | 0 | 0 | 0 | 0 | 0 | 0
58 |  | MM 50 / 125um MM Duplex ST-SC Patch Cord of length 3 Mtrs | Nos | 5623.79 | 1 | 5623.79 | 0 | 0 | 0 | 0 | 0 | 0 | 0 | 0
59 |  | MM 50 / 125um MM Duplex ST-SC Patch Cord of length 15 Mtrs | Nos | 37223.75 | 2 | 74447.5 | 0 | 0 | 0 | 0 | 0 | 0 | 0 | 0
60 |  | MM 50 / 125um MM Duplex ST-SC Patch Cord of length 12 Mtrs | Nos | 30909.68 | 2 | 61819.36 | 0 | 0 | 0 | 0 | 0 | 0 | 0 | 0
61 |  | Holder for 100W GLS bulb | Nos | 10.58 | 1 | 11 | 0 | 0 | 0 | 0 | 0 | 0 | 0 | 0
62 |  | Hard disc of each type used in master station, HMI printer server | Nos | 32750 | 1 | 32750 | 0 | 0 | 0 | 0 | 0 | 0 | 0 | 0
63 |  | Cable & Connectors used in bay control unit, Master station, HMI, printer server | Nos | 5000 | 1 | 5000 | 0 | 0 | 0 | 0 | 0 | 0 | 0 | 0
64 |  | Applicable RAM (DIMM/SIMM card) used in master station, HMI printer server | Nos | 20000 | 1 | 20000 | 0 | 0 | 0 | 0 | 0 | 0 | 0 | 0
65 |  | SMPS used for master station, HMI printer server | Nos | 2500 | 1 | 2500 | 0 | 0 | 0 | 0 | 0 | 0 | 0 | 0
66 |  | Fan assembly used for master station, HMI printer server | Nos | 500 | 1 | 500 | 0 | 0 | 0 | 0 | 0 | 0 | 0 | 0
67 |  | Mass storage device i.e. optical drive/ CD writer etc with driver | Nos | 500 | 1 | 500 | 0 | 0 | 0 | 0 | 0 | 0 | 0 | 0
68 |  | Network card with driver | Nos | 10000 | 1 | 10000 | 0 | 0 | 0 | 0 | 0 | 0 | 0 | 0
69 |  | VDU with driver | Nos | 20000 | 1 | 20000 | 0 | 0 | 0 | 0 | 0 | 0 | 0 | 0
70 |  | Bay Control unit congiguration software | Nos | 100000 | 2 | 200000 | 0 | 0 | 0 | 0 | 0 | 0 | 0 | 0
71 |  | Operating system of master station, HMI, printer server with specified software version in CD ROM (i.e.WIN NT, Unix etc) with manual and device drivers | Set | 65500 | 1 | 65500 | 0 | 0 | 0 | 0 | 0 | 0 | 0 | 0
72 |  | Source code and compiler of application software with detailed manual for master station, HMI, printer server | Nos | 55000 | 1 | 55000 | 0 | 0 | 0 | 0 | 0 | 0 | 0 | 0
73 |  | Auxiliary relay used in bay control application | Nos | 1000 | 1 | 1000 | 0 | 0 | 0 | 0 | 0 | 0 | 0 | 0
74 |  | Special tool for making joint trrmination in optical fiver with relevant couplers. (Splicer Machine) make Fujikura | Nos | 100000 | 1 | 100000 | 0 | 0 | 0 | 0 | 0 | 0 | 0 | 0
75 |  | Optical los messuring kit with relevant accessories and visual fiver optic cable inspection aid.(Smart OTDR) | Nos | 100000 | 1 | 100000 | 0 | 0 | 0 | 0 | 0 | 0 | 0 | 0
76 |  | Set of Filter (Lube oil) | Nos | 8000 | 1 | 8000 | 0 | 0 | 0 | 0 | 0 | 0 | 0 | 0
77 |  | Set of Filter (Fuel oil) | Nos | 8000 | 1 | 8000 | 0 | 0 | 0 | 0 | 0 | 0 | 0 | 0
78 |  | Set of Filter (Air ckt) | Nos | 8000 | 1 | 8000 | 0 | 0 | 0 | 0 | 0 | 0 | 0 | 0
79 |  | Self starter assembly | Sets | 50000 | 1 | 50000 | 0 | 0 | 0 | 0 | 0 | 0 | 0 | 0
80 |  | Lub-oil pressure safety control | Sets | 26550 | 1 | 26550 | 0 | 0 | 0 | 0 | 0 | 0 | 0 | 0
81 |  | High water temperture safety control | Set | 24000 | 1 | 24000 | 0 | 0 | 0 | 0 | 0 | 0 | 0 | 0
82 |  | Diode | Nos | 1000 | 2 | 2000 | 0 | 0 | 0 | 0 | 0 | 0 | 0 | 0
83 | VV1V101020 | Multy Ratio bushing CT PS class 400 - 200/1Amp- overall dimension - ID 265, OD-420, Ht -60mm | Nos | 5400 | 1 | 5400 | 0 | 0 | 0 | 0 | 0 | 0 | 0 | 0
84 | VV1V101020 | Bushing CT -1000/1Amp PS class | Nos | 5400 | 1 | 5400 | 0 | 0 | 0 | 0 | 0 | 0 | 0 | 0
85 | VV1V101020 | Multy Ratio bushing CT PS class 400 - 200/1Amp- overall dimension - ID 140, OD-276, Ht -80mm | Nos | 5400 | 1 | 5400 | 0 | 0 | 0 | 0 | 0 | 0 | 0 | 0
86 |  | Ring type CT for WTI- 132/1.5Amp. | Nos | 5400 | 1 | 5400 | 0 | 0 | 0 | 0 | 0 | 0 | 0 | 0
87 |  | Ring type CT for WTI- 921/1.5Amp. | Nos | 5400 | 1 | 5400 | 0 | 0 | 0 | 0 | 0 | 0 | 0 | 0
88 | MM0M007001 | Buchholz relay 80mm magnetic switch -precimeasure | Nos | 10000 | 1 | 10000 | 0 | 0 | 0 | 0 | 0 | 0 | 0 | 0
89 |  | Winding tempreture with contacts modle1005, capillary 10mtrs, 4micro switch | Nos | 20000 | 1 | 20000 | 0 | 0 | 0 | 0 | 0 | 0 | 0 | 0
90 | VV2V206002 | OTI/WTI remote tem Indicator precimeasure make modle 2245T1 | Nos | 10000 | 1 | 10000 | 0 | 0 | 0 | 0 | 0 | 0 | 0 | 0
91 |  | Oil temperture Indicator with contacts modle1005, capillary 10mtrs, 2micro switch | Nos | 10000 | 1 | 10000 | 0 | 0 | 0 | 0 | 0 | 0 | 0 | 0
92 |  | Pressure relief device mpde -T6 with shroud | Nos | 10000 | 1 | 10000 | 0 | 0 | 0 | 0 | 0 | 0 | 0 | 0
93 |  | Megnetic oil level gauge - 250mm | Nos | 10000 | 1 | 10000 | 0 | 0 | 0 | 0 | 0 | 0 | 0 | 0
94 |  | Set of valves, GM gate valve 80mm, 50mm, 25mm, 15mm (1no each type),Butterfly valve 80mm | Nos | 50000 | 1 | 50000 | 0 | 0 | 0 | 0 | 0 | 0 | 0 | 0
95 |  | MCB merlin gerin make, 3pole, 2Amp, AC 415VAC cat no c60H3PO2AC | Nos | 1000 | 1 | 1000 | 0 | 0 | 0 | 0 | 0 | 0 | 0 | 0
96 |  | (BOM) MCB assy, merlin Gerin make 3pole, 16Amp AC 2change over contact | Nos | 1000 | 1 | 1000 | 0 | 0 | 0 | 0 | 0 | 0 | 0 | 0
97 |  | MCB, Merlin Gerin make 3pole, 25Amp AC cat no C60H3P25AC | Nos | 1000 | 1 | 1000 | 0 | 0 | 0 | 0 | 0 | 0 | 0 | 0
98 |  | MCB, Merlin Gerin make 2pole, 2Amp AC cat no C60H2P02AC | Nos | 1000 | 1 | 1000 | 0 | 0 | 0 | 0 | 0 | 0 | 0 | 0
99 |  | MCB, Merlin Gerin make 1pole, 6Amp AC cat no C60H1P6AC | Nos | 1000 | 1 | 1000 | 0 | 0 | 0 | 0 | 0 | 0 | 0 | 0
100 |  | MCB, Merlin Gerin make 2pole, 6Amp AC cat no GDDPC006 | Nos | 1000 | 1 | 1000 | 0 | 0 | 0 | 0 | 0 | 0 | 0 | 0
101 |  | Phase failure relay mnilec make modle D1 vmrl with 2 change over contact- system voltage- 100-120-240/380 - 440 VAC | Nos | 1000 | 1 | 1000
102 |  | Phase failure relay mnilec make modle D1 vmrl with 2 change over contact- system voltage- 100-120-240/380 - 440 VAC | Nos | 1000 | 1 | 1000 | 0 | 0 | 0 | 0 | 0 | 0 | 0 | 0
103 |  | (BOM) Contractor assy. Coil 240VAC.4A. Type MXO.2NO +6NC | Nos | 1000 | 1 | 1000 | 0 | 0 | 0 | 0 | 0 | 0 | 0 | 0
104 |  | (BOM) Contractor assy. Coil 220VDC.4A. Type MXO.3NO +3NC | Nos | 1000 | 1 | 1000 | 0 | 0 | 0 | 0 | 0 | 0 | 0 | 0
105 |  | (BOM) Contractor assy. Coil 240VAC.25A. Type MNXO25.3pole. AUX contact 2NO +4NC | Nos | 1000 | 1 | 1000 | 0 | 0 | 0 | 0 | 0 | 0 | 0 | 0
106 |  | Rotary switch kaycee make. Cat No SRPM237, 3pole 2way with on- off, 25Amp, 440VAC | Nos | 1000 | 1 | 1000 | 0 | 0 | 0 | 0 | 0 | 0 | 0 | 0
107 |  | Rotary Cam switch kaycee make. Cat No 2S26BO, 2pole 2way with off, 6Amp, 250VAC | Nos | 1000 | 1 | 1000 | 0 | 0 | 0 | 0 | 0 | 0 | 0 | 0
108 |  | Rotary Cam switch kaycee make. Cat No 1S26O, 2pole on- off, 6Amp, 250VAC | Nos | 1000 | 1 | 1000 | 0 | 0 | 0 | 0 | 0 | 0 | 0 | 0
109 |  | (BOM) Contractor assy. Coil 110VAC.4A. Type MXO. 5NO + 3NC | Nos | 1000 | 1 | 1000 | 0 | 0 | 0 | 0 | 0 | 0 | 0 | 0
110 |  | Rotary switch kaycee make. Cat No SRMP 11636V33LMX, 17 pole 4way with on- off, 16Amp, 440VAC | Nos | 1000 | 1 | 1000 | 0 | 0 | 0 | 0 | 0 | 0 | 0 | 0
111 |  | Rotary switch kaycee make. Cat No 4S46B, 4 pole 2way with on- off, 6Amp, 250VAC | Nos | 1000 | 1 | 1000 | 0 | 0 | 0 | 0 | 0 | 0 | 0 | 0
112 | VV2V213003 | Tap position indicator (Pradeep make. Modle TPC 2001) | Nos | 1000 | 1 | 1000 | 0 | 0 | 0 | 0 | 0 | 0 | 0 | 0
113 | VV2V204006 | Oil sampling bottles one litre capacity (Stainless steel sampling bottle) | Nos | 4166.67 | 12 | 50000.04 | 0 | 0 | 0 | 0 | 0 | 0 | 0 | 0
114 | MM0M007004 | Oil surge relay for OLTC | Nos | 10000 | 1 | 10000 | 0 | 0 | 0 | 0 | 0 | 0 | 0 | 0
115 |  | Aux. transformer for the control of OLTC | Nos | 45000 | 1 | 45000 | 0 | 0 | 0 | 0 | 0 | 0 | 0 | 0
116 |  | Complete set of Gasket -- Tanking | Set | 5750 | 2 | 11500 | 0 | 0 | 0 | 0 | 0 | 0 | 0 | 0
117 | VV2V202006 | Clear view type silicagel breather -500 GM with 1/2 Bsp mounting. | Nos | 1000 | 1 | 1000 | 0 | 0 | 0 | 0 | 0 | 0 | 0 | 0
118 |  | Rediator with lifting lug, air release plug, drain plug, MS blanking plate with nut, bolt, washer - (Mandatory Spare) | Nos | 20000 | 1 | 20000 | 0 | 0 | 0 | 0 | 0 | 0 | 0 | 0
119 |  | Condenser bushing 245KV - 1600Amp. 300BCT | Nos | 100000 | 1 | 100000 | 0 | 0 | 0 | 0 | 0 | 0 | 0 | 0
120 |  | LV bushing complete with metal part 36KV - 2000Amp. With connecting lug & gasket | Nos | 60000 | 1 | 60000 | 0 | 0 | 0 | 0 | 0 | 0 | 0 | 0
121 | VV4V307007 | Neutral bushing complete with metal part 36KV - 2000Amp. With connecting lug & gasket | Nos | 40000 | 1 | 40000 | 0 | 0 | 0 | 0 | 0 | 0 | 0 | 0
122 |  | Complete set of winding coils per phase immersed in oil and sealed | Nos | 739000 | 1 | 739000 | 0 | 0 | 0 | 0 | 0 | 0 | 0 | 0
123 | PP1P125002 | Rubber hose pipe for oil storage tank | Nos | 500 | 4 | 2000 | 0 | 0 | 0 | 0 | 0 | 0 | 0 | 0
124 | VV2V202003 | Silicagel breather for oil storage tank - 10000 grams | Nos | 3000 | 1 | 3000 | 0 | 0 | 0 | 0 | 0 | 0 | 0 | 0
125 | PP1P122003 | SF6 gas pressure relief devices | Nos | 100000 | 1 | 100000 | 0 | 0 | 0 | 0 | 0 | 0 | 0 | 0
126 | PP1P122001 | Pressure gauges (of each type) along with coupling device | Sets | 100000 | 1 | 100000 | 0 | 0 | 0 | 0 | 0 | 0 | 0 | 0
127 |  | Rubber gaskets, "o" rings and seal for SF6 gas | Sets | 5000 | 1 | 5000 | 0 | 0 | 0 | 0 | 0 | 0 | 0 | 0
128 |  | Molecular filter for SF6 gas | Sets | 5000 | 1 | 5000 | 0 | 0 | 0 | 0 | 0 | 0 | 0 | 0
129 | JJ7J707002 | Density Monitors for SF6 gas | Nos | 100000 | 1 | 100000 | 0 | 0 | 0 | 0 | 0 | 0 | 0 | 0
130 |  | SF6 gas pressure relief devices | Nos | 135000 | 1 | 135000 | 0 | 0 | 0 | 0 | 0 | 0 | 0 | 0
131 | PP1P122001 | Pressure gauges (of each type) along with coupling device | Sets | 135000 | 1 | 135000 | 0 | 0 | 0 | 0 | 0 | 0 | 0 | 0
132 |  | Rubber gaskets, "o" rings and seal for SF6 gas | Sets | 5000 | 1 | 5000 | 0 | 0 | 0 | 0 | 0 | 0 | 0 | 0
133 |  | Molecular filter for SF6 gas | Sets | 5000 | 1 | 5000 | 0 | 0 | 0 | 0 | 0 | 0 | 0 | 0
134 | JJ7J707002 | Density Monitors for SF6 gas | Nos | 10000 | 1 | 10000 | 0 | 0 | 0 | 0 | 0 | 0 | 0 | 0
135 |  | All type of control valves for SF6 gas | Sets | 10000 | 1 | 10000 | 0 | 0 | 0 | 0 | 0 | 0 | 0 | 0
136 | JJ7J707001 | SF6 gas (each of 50 kgs) | Nos | 250000 | 3(150Kg) | 750000 | 0 | 0 | 0 | 0 | 0 | 0 | 0 | 0
137 |  | Enclosures, insulators & main circuit to replace on each phase, any compartment of busbar or bay | Sets | 1000000 | 1 | 1000000 | 0 | 0 | 0 | 0 | 0 | 0 | 0 | 0
138 |  | Substation test bushing of 245 kv | Sets | 3600000 | 1 | 3600000 | 0 | 0 | 0 | 0 | 0 | 0 | 0 | 0
139 | PP1P122004 | SF6 Gas detector | Nos | 158188 | 1 | 158188 | 0 | 0 | 0 | 0 | 0 | 0 | 0 | 0
140 | PP1P126017 | SF6 dew point meter | Nos | 379650 | 1 | 379650 | 0 | 0 | 0 | 0 | 0 | 0 | 0 | 0
141 |  | Cable termination enclosure | Sets | 305527 | 1 | 305527 | 0 | 0 | 0 | 0 | 0 | 0 | 0 | 0
142 | JJ0J002002 | 245 kv, three phase, circuit breaker interrupting chamber complate with all necessary apparatus. | Sets | 2470000 | 1 | 2470000 | 0 | 0 | 0 | 0 | 0 | 0 | 0 | 0
143 |  | Rubber gaskets, "o" rings and seal | Sets | 5000 | 1 | 5000 | 0 | 0 | 0 | 0 | 0 | 0 | 0 | 0
144 |  | Tripping coils with resistor | Nos | 5000 | 3 | 15000 | 0 | 0 | 0 | 0 | 0 | 0 | 0 | 0
145 |  | Closing coils with resistor | Nos | 5000 | 3 | 15000 | 0 | 0 | 0 | 0 | 0 | 0 | 0 | 0
146 |  | Molecular filter | Sets | 1301 | 3 | 3903 | 0 | 0 | 0 | 0 | 0 | 0 | 0 | 0
147 |  | Density/pressure Monitoring systems | Nos | 10000 | 1 | 10000 | 0 | 0 | 0 | 0 | 0 | 0 | 0 | 0
148 | MM0M010002 | Relay, power contactors, push buttons, timers & MCB etc. | Sets | 30000 | 1 | 30000 | 0 | 0 | 0 | 0 | 0 | 0 | 0 | 0
149 |  | Closing assembly/ valve | Nos | 30000 | 1 | 30000 | 0 | 0 | 0 | 0 | 0 | 0 | 0 | 0
150 |  | Trip assembly/ valve | Nos | 30000 | 1 | 30000 | 0 | 0 | 0 | 0 | 0 | 0 | 0 | 0
151 |  | Pressure switches | Sets | 5000 | 1 | 5000 | 0 | 0 | 0 | 0 | 0 | 0 | 0 | 0
152 |  | Auxiliary switch assembly | Sets | 10000 | 1 | 10000 | 0 | 0 | 0 | 0 | 0 | 0 | 0 | 0
153 |  | Operation Counter | Nos | 5000 | 1 | 5000 | 0 | 0 | 0 | 0 | 0 | 0 | 0 | 0
154 |  | Rupture disc/ diapharm | Sets | 20000 | 1 | 20000 | 0 | 0 | 0 | 0 | 0 | 0 | 0 | 0
155 |  | Windoscope / Observing window | Sets | 20000 | 1 | 20000 | 0 | 0 | 0 | 0 | 0 | 0 | 0 | 0
156 | JJ0J002002 | 245 kv, three phase, circuit breaker operating | Nos | 2470000 | 1 | 2470000 | 0 | 0 | 0 | 0 | 0 | 0 | 0 | 0
157 |  | All type of coupling for SF6 gas (1 no each type) | Sets | 5000 | 1 | 5000 | 0 | 0 | 0 | 0 | 0 | 0 | 0 | 0
158 |  | 245 kv, single ph. 2500A disconnecting switch internal part, complete with all necessary gaskets, mounting hardware, etc. | Sets | 174052.67 | 1 | 174052.67 | 0 | 0 | 0 | 0 | 0 | 0 | 0 | 0
159 |  | 245 kv, three ph. 2500A disconnecting switch operating mechanism, complete with all necessary connecting apparatus. | Sets | 174052.7 | 1 | 174052.7 | 0 | 0 | 0 | 0 | 0 | 0 | 0 | 0
160 |  | 245 kv, single ph. 2500A grounding switch internal part, complete with all necessary gaskets, mounting hardware, etc. | Sets | 174052.66 | 1 | 174052.66 | 0 | 0 | 0 | 0 | 0 | 0 | 0 | 0
161 |  | 245 kv, three ph. 2500A grounding switch operating mechanism, complete with all necessary connecting apparatus. | Sets | 174052.67 | 1 | 174052.67 | 0 | 0 | 0 | 0 | 0 | 0 | 0 | 0
162 |  | 245 kv, 1600A single ph. High speed fault making grounding switch, internal part, complete with all necessary gaskets, mounting hardware, etc. | Sets | 174052.67 | 1 | 174052.67 | 0 | 0 | 0 | 0 | 0 | 0 | 0 | 0
163 |  | 245 kv, 1600A three ph. High speed fault making grounding switch, operating mechanism complete with all necessary gaskets, mounting connecting apparatus. | Sets | 174052.67 | 1 | 174052.67 | 0 | 0 | 0 | 0 | 0 | 0 | 0 | 0
164 |  | Multy ratio, single phase current transformers of each rating. | Sets | 100691.67 | 3 | 302075.01 | 0 | 0 | 0 | 0 | 0 | 0 | 0 | 0
165 |  | Single phase VT complete with all gaskets and mounting hardware. | Nos | 1055823.66 | 3 | 3167470.98 | 0 | 0 | 0 | 0 | 0 | 0 | 0 | 0
166 |  | Complete L.A. including insulating base with surge counter & accessories.: GIS type surge counter | Nos | 865948 | 3 | 2597844 | 0 | 0 | 0 | 0 | 0 | 0 | 0 | 0
167 | VV6V602002 | 220 KV CVT Outdoor Type (3 Nos) | Set(3 in No.R,Y,B) | 264088.3 | 1 | 264088.3 | 0 | 0 | 0 | 0 | 0 | 0 | 0 | 0
168 | VV2V211001 | Marshalling Box | Nos | 5000.1 | 1 | 5000.1 | 0 | 0 | 0 | 0 | 0 | 0 | 0 | 0
169 | KK0K002001 | 220 KV LA Outdoor Type (3 No's) | Set | 50000 | 3 | 150000 | 0 | 0 | 0 | 0 | 0 | 0 | 0 | 0
170 | II01001003 | Mounting Insulators | Nos | 50.33 | 9 | 452.97 | 0 | 0 | 0 | 0 | 0 | 0 | 0 | 0
171 | TT1T101028 | Surge Counter | Nos | 1500 | 3 | 4500 | 0 | 0 | 0 | 0 | 0 | 0 | 0 | 0
172 | KK2K102001 | Corona Ring | Nos | 1500 | 3 | 4500 | 0 | 0 | 0 | 0 | 0 | 0 | 0 | 0
173 | MM0M007008 | TP INST, O/C relay, 200-3000% setting in step of 200% and adjustable definite min time, CTR 1000/1A, Aux supply 200V DC (Function No.51) | Nos | 42347.84 | 1 | 42347.84 | 0 | 0 | 0 | 0 | 0 | 0 | 0 | 0
174 | MM0M005005 | INST, E/F relay, setting 5-80% in step of 5% definite time delay, Range 00-255sec in step of 0.1sec CTR 1000/1A, Aux supply 200V DC (Function No.51N) | Nos | 42347.84 | 1 | 42347.84 | 0 | 0 | 0 | 0 | 0 | 0 | 0 | 0
175 | FF0F050028 | Three pole voltage controlled. Invers time O/C relay setting 50-200%, CTR 600/1A, Aux supply 200V DC (Function No.51V) | Nos | 42347.84 | 1 | 42347.84 | 0 | 0 | 0 | 0 | 0 | 0 | 0 | 0
176 |  | High speed tripping relay, 220V DC with 4NO+1NC Aux contact (Function No 86) | Nos | 21173.92 | 1 | 21173.92 | 0 | 0 | 0 | 0 | 0 | 0 | 0 | 0
177 |  | Deffrrential protection relay for DG setting range 5-80% in step of 2.5%, Aux supply 220V DC (Function No 87) | Nos | 63521.76 | 1 | 63521.76 | 0 | 0 | 0 | 0 | 0 | 0 | 0 | 0
178 |  | Single pole non directional, definite time O/C relay, with built in timer, setting range 50-200% in step of 10%, time delay range 0-25sec in step of 0.1sec Aux supply 220V DC (Function No 95) | Nos | 31760.88 | 1 | 31760.88 | 0 | 0 | 0 | 0 | 0 | 0 | 0 | 0
179 | YY2Y201002 | Under voltage relay, setting 30-95% in step of 5%, 2C/O Aux contact operating voltage 220V DC, Aux supply 240V AC (function No. 27) | Nos | 5293.48 | 1 | 5293.48 | 0 | 0 | 0 | 0 | 0 | 0 | 0 | 0
180 |  | Over voltage relay, setting 105-170% in step of 5%, 2C/O Aux contact operating voltage 220V DC, Aux supply 240V AC (function No. 59) | Nos | 5293.48 | 1 | 5293.48 | 0 | 0 | 0 | 0 | 0 | 0 | 0 | 0
181 |  | Battery E/F relay, setting voltage 220V DC, Aux supply 240V AC (function No. 96) | Nos | 5293.48 | 1 | 5293.48 | 0 | 0 | 0 | 0 | 0 | 0 | 0 | 0
182 |  | Over voltage relay, setting 30-95% in step of 5%, 2C/O Aux contact operating voltage 50V DC, Aux supply 240V AC (function No. 59) | Nos | 5293.48 | 1 | 5293.48 | 0 | 0 | 0 | 0 | 0 | 0 | 0 | 0
183 |  | Under voltage relay, setting 30-95% in step of 5%, 2C/O Aux contact operating voltage 50V DC, Aux supply 240V AC (function No. 59) | Nos | 5293.48 | 1 | 5293.48 | 0 | 0 | 0 | 0 | 0 | 0 | 0 | 0
184 |  | Metering CT's Resin cast, CL1.0 CTR-1000/1A, 15 VA | Nos | 12704.35 | 1 | 12704.35 | 0 | 0 | 0 | 0 | 0 | 0 | 0 | 0
185 |  | Metering CT's Resin cast, CL1.0 CTR-600/1A, 15 VA | Nos | 12704.35 | 1 | 12704.35 | 0 | 0 | 0 | 0 | 0 | 0 | 0 | 0
186 |  | Protection CT's Resin cast, CL5P15, CTR-600/1A, 15 VA | Nos | 12704.35 | 1 | 12704.35 | 0 | 0 | 0 | 0 | 0 | 0 | 0 | 0
187 |  | Protection CT's Resin cast, CL5P15, CTR-1000/1A, 15 VA | Nos | 12704.35 | 1 | 12704.35 | 0 | 0 | 0 | 0 | 0 | 0 | 0 | 0
188 |  | CLPS CTs, Resin cast, CTR 600/1A (15VA), KPV 300V | Nos | 12704.35 | 1 | 12704.35 | 0 | 0 | 0 | 0 | 0 | 0 | 0 | 0
189 |  | 3 Phase 4wire KWH meter, CTR-600/1A, 415V AC Aux supply 220V DC | Nos | 21173.92 | 1 | 21173.92 | 0 | 0 | 0 | 0 | 0 | 0 | 0 | 0
190 | MM2M201003 | Frequency meter, 45-55 Hz, 415V AC | Nos | 5293.48 | 1 | 5293.48 | 0 | 0 | 0 | 0 | 0 | 0 | 0 | 0
191 | MM2M203006 | Ammeter, 96x96 SQMM analouge type, CTR-1000/1A (0-1000A) | Nos | 5293.48 | 1 | 5293.48 | 0 | 0 | 0 | 0 | 0 | 0 | 0 | 0
192 |  | Ammeter with shunt (0-75mV) analog type, 96 x 96 SQMM (90-0-400A) | Nos | 5293.48 | 1 | 5293.48 | 0 | 0 | 0 | 0 | 0 | 0 | 0 | 0
193 | PP1P126009 | Voltmeter, 96x96 SQMM analouge type, 415V AC (0-500V) | Nos | 5293.48 | 1 | 5293.48 | 0 | 0 | 0 | 0 | 0 | 0 | 0 | 0
194 |  | 3 Phase 4wire KW meter, CTR-600/1A, 415V AC Aux supply 220V DC | Nos | 21173.92 | 1 | 21173.92 | 0 | 0 | 0 | 0 | 0 | 0 | 0 | 0
195 | MM2M203008 | Ammeter, 96x96 SQMM analouge type, CTR-600/1A (0-600A) | Nos | 5293.48 | 1 | 5293.48 | 0 | 0 | 0 | 0 | 0 | 0 | 0 | 0
196 | MM2M202016 | Voltmeter, 96x96 analouge type, 220V DC (300-0-300V) | Nos | 5293.48 | 1 | 5293.48 | 0 | 0 | 0 | 0 | 0 | 0 | 0 | 0
197 | MM2M202018 | Voltmeter, 96x96 analog type, 50V DC (75-0-75 V) | Nos | 5293.48 | 1 | 5293.48 | 0 | 0 | 0 | 0 | 0 | 0 | 0 | 0
198 |  | Ammeter with shunt (0-75mV) 96x96 analog type (90-0-200A) | Nos | 4234.8 | 1 | 4234.8 | 0 | 0 | 0 | 0 | 0 | 0 | 0 | 0
199 | NN4N409006 | Ammeter selector switch 6 A | Nos | 529.35 | 1 | 529.35 | 0 | 0 | 0 | 0 | 0 | 0 | 0 | 0
200 | NN4N408011 | Breaker control switch 25A | Nos | 529.35 | 1 | 529.35 | 0 | 0 | 0 | 0 | 0 | 0 | 0 | 0
201 |  | A/M/S selector switch 4P- 3way with off 16A | Nos | 952.83 | 1 | 952.83 | 0 | 0 | 0 | 0 | 0 | 0 | 0 | 0
202 |  | A/M/S selector switch 8P- 3way with off 16A | Nos | 952.83 | 1 | 952.83 | 0 | 0 | 0 | 0 | 0 | 0 | 0 | 0
203 |  | Voltmeter selector switch, 4 position 6 A | Nos | 952.83 | 1 | 952.83 | 0 | 0 | 0 | 0 | 0 | 0 | 0 | 0
204 |  | SP on/off rotary switch 6A | Nos | 952.83 | 1 | 952.83 | 0 | 0 | 0 | 0 | 0 | 0 | 0 | 0
205 |  | Door switch 6A | Nos | 952.83 | 1 | 952.83 | 0 | 0 | 0 | 0 | 0 | 0 | 0 | 0
206 |  | Toggle switch 240 V AC | Nos | 952.83 | 1 | 952.83 | 0 | 0 | 0 | 0 | 0 | 0 | 0 | 0
207 |  | 5/15 A switch with socket, 3 pin | Nos | 794 | 1 | 794 | 0 | 0 | 0 | 0 | 0 | 0 | 0 | 0
208 |  | Push button, spring return type with no contact Dia 22.5mm Green | Nos | 1058.7 | 1 | 1058.7 | 0 | 0 | 0 | 0 | 0 | 0 | 0 | 0
209 |  | Push button, spring return type with no contact Dia 22.5mm Red | Nos | 1058.7 | 1 | 1058.7 | 0 | 0 | 0 | 0 | 0 | 0 | 0 | 0
210 |  | Reset push button (black with 1 NC contact) | Nos | 1058.7 | 1 | 1058.7 | 0 | 0 | 0 | 0 | 0 | 0 | 0 | 0
211 | MM0M019022 | Thermostat, 30-110 Dgre C | Nos | 79.4 | 1 | 79.4 | 0 | 0 | 0 | 0 | 0 | 0 | 0 | 0
212 | NN4N402001 | Phase indication lamp red 22.5 mm dia | Nos | 79.4 | 1 | 79.4 | 0 | 0 | 0 | 0 | 0 | 0 | 0 | 0
213 | NN4N402002 | Phase indication lamp yellow 22.5 mm dia | Nos | 79.4 | 1 | 79.4 | 0 | 0 | 0 | 0 | 0 | 0 | 0 | 0
214 | NN4N402004 | Phase indication lamp blue 22.5 mm dia | Nos | 79.4 | 1 | 79.4 | 0 | 0 | 0 | 0 | 0 | 0 | 0 | 0
215 |  | DP swiitch, air break type, 220 V DC, 250 A | Nos | 21173.92 | 1 | 21173.92 | 0 | 0 | 0 | 0 | 0 | 0 | 0 | 0
216 | SS7S705003 | TPN MCB, 'C' curve, 10KA, 32 A | Nos | 5293.48 | 1 | 5293.48 | 0 | 0 | 0 | 0 | 0 | 0 | 0 | 0
217 | SS | TPN MCB, 'C' curve, 10KA, 40 A | Nos | 5293.48 | 1 | 5293.48 | 0 | 0 | 0 | 0 | 0 | 0 | 0 | 0
218 |  | DP MCB, 4KA, 220V DC, 20 A | Nos | 5293.48 | 1 | 5293.48 | 0 | 0 | 0 | 0 | 0 | 0 | 0 | 0
219 | SS7S703001 | DP MCB, 4KA, 50V DC, 32 A | Nos | 5293.48 | 1 | 5293.48 | 0 | 0 | 0 | 0 | 0 | 0 | 0 | 0
220 | SS7S704002 | DP MCB, 'B' curve, 10KA, 220V DC, 16 A | Nos | 5293.48 | 1 | 5293.48 | 0 | 0 | 0 | 0 | 0 | 0 | 0 | 0
221 |  | DP MCB, 'B' curve, 10KA, 220V DC, 25 A | Nos | 5293.48 | 1 | 5293.48 | 0 | 0 | 0 | 0 | 0 | 0 | 0 | 0
222 | SS75704006 | DP MCB, 'B' curve, 10KA, 240V AC, 6 A | Nos | 5293.48 | 1 | 5293.48 | 0 | 0 | 0 | 0 | 0 | 0 | 0 | 0
223 | SS7S704002 | DP MCB, 'B' curve, 10KA, 240V AC, 16 A | Nos | 5293.48 | 1 | 5293.48 | 0 | 0 | 0 | 0 | 0 | 0 | 0 | 0
224 |  | SR MCB 'C' curve, 10KA, 20 A | Nos | 5293.48 | 1 | 5293.48 | 0 | 0 | 0 | 0 | 0 | 0 | 0 | 0
225 |  | SP MCB 'C' curve, 10KA, 40 A | Nos | 5293.48 | 1 | 5293.48 | 0 | 0 | 0 | 0 | 0 | 0 | 0 | 0
226 |  | Control fuse with base 4 A | Nos | 79.4022 | 1 | 79.4022 | 0 | 0 | 0 | 0 | 0 | 0 | 0 | 0
227 |  | Control fuse with base 6 A | Nos | 79.4022 | 1 | 79.4022 | 0 | 0 | 0 | 0 | 0 | 0 | 0 | 0
228 |  | Control fuse with base 10 A | Nos | 79.4022 | 1 | 79.4022 | 0 | 0 | 0 | 0 | 0 | 0 | 0 | 0
229 |  | Spring charging motor, 220V DC | Nos | 42347.84 | 1 | 42347.84 | 0 | 0 | 0 | 0 | 0 | 0 | 0 | 0
230 |  | Aux contact sets | set | 7410.9 | 2 | 14821.8 | 0 | 0 | 0 | 0 | 0 | 0 | 0 | 0
231 |  | Arc-chutes | set | 7410.9 | 2 | 14821.8 | 0 | 0 | 0 | 0 | 0 | 0 | 0 | 0
232 |  | Moving contacts | set | 5293.5 | 1 | 5293.5 | 0 | 0 | 0 | 0 | 0 | 0 | 0 | 0
233 |  | Arching contacts (fixed/moving) | set | 5293.5 | 1 | 5293.5 | 0 | 0 | 0 | 0 | 0 | 0 | 0 | 0
234 |  | Spring (closing/opening) | Nos | 5293.5 | 1 | 5293.5 | 0 | 0 | 0 | 0 | 0 | 0 | 0 | 0
235 | JJ2J201003 | Closing coil 220 V DC | Nos | 5293.5 | 1 | 5293.5 | 0 | 0 | 0 | 0 | 0 | 0 | 0 | 0
236 | JJ2J201001 | Tripping coil 220 V DC | Nos | 5293.5 | 1 | 5293.5 | 0 | 0 | 0 | 0 | 0 | 0 | 0 | 0
237 | JJ7J701003 | Limit switches | set | 5293.5 | 1 | 5293.5 | 0 | 0 | 0 | 0 | 0 | 0 | 0 | 0
238 | SS25201001 | Jaw contact | set | 5293.5 | 1 | 5293.5 | 0 | 0 | 0 | 0 | 0 | 0 | 0 | 0
239 |  | Busbar insulator | Nos | 5293.5 | 5 | 26467.5 | 0 | 0 | 0 | 0 | 0 | 0 | 0 | 0
240 |  | Busbar strip 10mm (aluminium), (1mtr x 5) | Nos | 5293.5 | 5 | 26467.5 | 0 | 0 | 0 | 0 | 0 | 0 | 0 | 0
241 | SS65610027 | HRC Fuse Capacity-2Amp | Nos | 49.56 | 5 | 247.8 | 0 | 0 | 0 | 0 | 0 | 0 | 0 | 0
242 | SS65610022 | HRC Fuse Capacity-6Amp | Nos | 75.52 | 4 | 302.08 | 0 | 0 | 0 | 0 | 0 | 0 | 0 | 0
243 |  | 36 kV, three phase, circuit breaker interrupting chamber complate with all necessary apparatus.(one set of each type) | Set | 267955.95 | 1 | 267955.95 | 0 | 0 | 0 | 0 | 0 | 0 | 0 | 0
244 | JJ7J704001 | Rubber gaskets, "o" rings and seal | Set | 1058.69 | 1 | 1058.69 | 0 | 0 | 0 | 0 | 0 | 0 | 0 | 0
245 | JJ2J201005 | Tripping coils with resistor | Nos | 5293.48 | 3 | 15880.44 | 0 | 0 | 0 | 0 | 0 | 0 | 0 | 0
246 | JJ2J201007 | Closing coils with resistor | Nos | 5293.48 | 3 | 15880.44 | 0 | 0 | 0 | 0 | 0 | 0 | 0 | 0
247 |  | Molecular filter | Set | 1058.69 | 3 | 3176.07 | 0 | 0 | 0 | 0 | 0 | 0 | 0 | 0
248 |  | Density/pressure Monitoring systems | Nos | 5293.48 | 1 | 5293.48 | 0 | 0 | 0 | 0 | 0 | 0 | 0 | 0
249 |  | Relay, power contactors, push buttons, timers & MCB etc. | Set | 59869.25 | 1 | 59869.25 | 0 | 0 | 0 | 0 | 0 | 0 | 0 | 0
250 |  | Closing assembly/ valve | Nos | 5293.48 | 1 | 5293.48 | 0 | 0 | 0 | 0 | 0 | 0 | 0 | 0
251 |  | Trip assembly/ valve | Nos | 5293.48 | 1 | 5293.48 | 0 | 0 | 0 | 0 | 0 | 0 | 0 | 0
252 |  | Pressure switches | Set | 5293.48 | 1 | 5293.48 | 0 | 0 | 0 | 0 | 0 | 0 | 0 | 0
253 | JJ2J201008 | Auxiliary switch assembly | Set | 5293.48 | 1 | 5293.48 | 0 | 0 | 0 | 0 | 0 | 0 | 0 | 0
254 | JJ7J710028 | Operation Counter | Nos | 1058.69 | 1 | 1058.69 | 0 | 0 | 0 | 0 | 0 | 0 | 0 | 0
255 |  | Rupture disc/ diapharm | Set | 5293.48 | 1 | 5293.48 | 0 | 0 | 0 | 0 | 0 | 0 | 0 | 0
256 |  | 36 kv, three phase, circuit breaker interrupting chamber complate with all necessary apparatus.(one set of each type) | Set | 267955.95 | 1 | 267955.95 | 0 | 0 | 0 | 0 | 0 | 0 | 0 | 0
257 |  | All type of coupling for SF6 gas (1 no each type) | Set | 5293.48 | 1 | 5293.48 | 0 | 0 | 0 | 0 | 0 | 0 | 0 | 0
258 |  | 36 kv, three ph. 1250A disconnecting switch operating mechanism, complete with all necessary connecting apparatus. | Set | 22329.65 | 1 | 22329.65 | 0 | 0 | 0 | 0 | 0 | 0 | 0 | 0
259 |  | 36 kv, three ph. 1250A grounding switch operating mechanism, complete with all necessary connecting apparatus. | Set | 22329.65 | 1 | 22329.65 | 0 | 0 | 0 | 0 | 0 | 0 | 0 | 0
260 |  | 36 kv, 2500A three ph. grounding switch, operating mechanism complete with all necessary gaskets, mounting connecting apparatus. | Set | 22329.65 | 1 | 22329.65 | 0 | 0 | 0 | 0 | 0 | 0 | 0 | 0
261 |  | Multy ratio, single phase current transformers of eact rating. (1) 1000/1-1-1 A- 03nos, (2) 400-200/1-1-1 A- 03nos, (3) 400-100/1-1-1 A- 03nos | Set | 223296.63 | 3 | 669889.89 | 0 | 0 | 0 | 0 | 0 | 0 | 0 | 0
262 |  | Singhal phase VT complete with all gaskets and mounting hardware | Nos | 223296.6 | 3 | 669889.8 | 0 | 0 | 0 | 0 | 0 | 0 | 0 | 0
263 | MM0M014007 | Numerical Breaker failure relay (type F650) Sl.No. 82845803 | Nos | 335500 | 1 | 335500 | 0 | 0 | 0 | 0 | 0 | 0 | 0 | 0
264 | MM0M009004 | Trip ckt supervision | Nos | 10000 | 2 | 20000 | 0 | 0 | 0 | 0 | 0 | 0 | 0 | 0
265 | MM0M012002 | Self reset trip relay (type JRV 192) Sl.No. 16-6001/77 | Nos | 10000 | 1 | 10000 | 0 | 0 | 0 | 0 | 0 | 0 | 0 | 0
266 |  | Hand reset trip relay(type JRV 181)sI.No.19-5001/475 | Nos | 10000 | 1 | 10000 | 0 | 0 | 0 | 0 | 0 | 0 | 0 | 0
267 | MM0M015001 | Timer relay (type VTT11) Sl.No.33913216/12/16 | Nos | 10000 | 1 | 10000 | 0 | 0 | 0 | 0 | 0 | 0 | 0 | 0
268 | MM0M018002 | Flag relay | Nos | 10000 | 1 | 10000 | 0 | 0 | 0 | 0 | 0 | 0 | 0 | 0
269 |  | Auxiliary relays (type 151x3) Sl.No.16-2001/194 | Nos | 10000 | 1 | 10000 | 0 | 0 | 0 | 0 | 0 | 0 | 0 | 0
270 |  | Main 1 Numerical distance relay (Excluding external trip relays) with software (type P442) Sl.No.33810092 | Nos | 350000 | 1 | 350000 | 0 | 0 | 0 | 0 | 0 | 0 | 0 | 0
271 | NN5N505002 | Power supply module for bus bar protection | Nos | 100000 | 1 | 100000 | 0 | 0 | 0 | 0 | 0 | 0 | 0 | 0
272 | NN5N506008 | Metrosil (Non linear resistor) each type | Nos | 25000 | 1 | 25000 | 0 | 0 | 0 | 0 | 0 | 0 | 0 | 0
273 |  | Interposing CT | Nos | 12500 | 1 | 12500 | 0 | 0 | 0 | 0 | 0 | 0 | 0 | 0
274 |  | Interposing PT | Nos | 12500 | 1 | 12500 | 0 | 0 | 0 | 0 | 0 | 0 | 0 | 0
275 | PP1P125002 | Power cables (XLPE) 3.5 CX300sqmm | km | 885850 | 0.082 | 72639.7 | 0 | 0 | 0 | 0 | 0 | 0 | 0 | 0
276 |  | PG clamp for Zebra conductor | nos | 1174 | 5 | 5870
277 |  | Supply of twin Zebra transformer clamp | No | 2348.2 | 6 | 14089.2 | 0 | 0 | 0 | 0 | 0 | 0 | 0 | 0
278 |  | Supply of twin Zebra spacer | No | 938.1 | 10 | 9381 | 0 | 0 | 0 | 0 | 0 | 0 | 0 | 0
279 |  | 50MVA transformer LV side Bushing Clamp | No | 1178.82 | 6 | 7072.92 | 0 | 0 | 0 | 0 | 0 | 0 | 0 | 0
280 |  | Electronic ON Timer, O/P 5A@240 VAC/28VDC, Supply 24-240 VAC/DC, 50/60 Hz, Timing 0.1 s-10h | No | 3350 | 2 | 6700 | 0 | 0 | 0 | 0 | 0 | 0 | 0 | 0
281 |  | Electronic OFF Timer, O/P 5A@240 VAC/28VDC, Supply 24-240 VAC/DC, 50/60 Hz, Timing 0.1 s-10h | No | 2250 | 2 | 4500 | 0 | 0 | 0 | 0 | 0 | 0 | 0 | 0
282 |  | Electronic multi function timer, O/P 5A@240 VAC/28VDC, Supply 240-415 VAC/DC, 50/60 Hz, Timing 0.1 s-10h | No | 1500 | 2 | 3000 | 0 | 0 | 0 | 0 | 0 | 0 | 0 | 0
283 |  | HPSV LED Lamps of voltage 150 Watt | Nos | 578.2 | 2 | 1156.4
284 |  | Copper Blast of HPSV lamp light of 150 Watt | Nos | 2537 | 3 | 7611
285 |  | igniters of HPSV lamp lights 150 Watt | Nos | 230.1 | 22 | 5062.2
|  |  | Total |  |  | 25654778.5966 | 0 | 0 | 0 | 0 | 0 | 0 | 0 | 0
220/33kV Substation IIP Harrawala Dehradun (Line)
1 | AA1A101001 | Lattice Structure(Incomplete Old & Used) | MT | 75930 | 2.829 | 214805.97 | 0 | 0 | 0 | 0 | 0 | 0 | 0 | 0
2 |  | A.C.S.R Zebra Conductor | Km. | 231471.78 | 0.022 | 5092.3792 | 0 | 0 | 0 | 0 | 0 | 0 | 0 | 0
3 |  | GS Earth wire 7/9 SWG | Km. | 83619.63 | 0.55 | 45990.7965 | 0 | 0 | 0 | 0 | 0 | 0 | 0 | 0
4 |  | 220kV Dismantled(old and used)tower parts | Kg | 20 | 0 | 0 | 0 | 0 | 0 | 0 | 0 | 0 | 15030.68 | 0
5 |  | ACSR Deer Conductor(old and used)dismantled | Kg | 60 | 0 | 0 | 0 | 0 | 0 | 0 | 0 | 0 | 1700 | 102000
6 |  | Dismentled Zebra and deer conductor(old & used) | Kg | 60 | 0 | 0 | 0 | 0 | 0 | 0 | 0 | 0 | 2280 | 136800
7 | II31301002 | PG Clamp (Deer to deer) | No | 1850 | 12 | 22200 | 0 | 0 | 0 | 0 | 0 | 0 | 0 | 0
8 |  | Mid Span(Dear) | No | 1800 | 4 | 7200 | 0 | 0 | 0 | 0 | 0 | 0 | 0 | 0
9 | II31302002 | Mid Span Earth Wire 7/9 SWG | No | 220 | 8 | 1760 | 0 | 0 | 0 | 0 | 0 | 0 | 0 | 0
10 | II31302003 | Repair Sleeve (Deer) | No | 1100 | 12 | 13200 | 0 | 0 | 0 | 0 | 0 | 0 | 0 | 0
11 |  | Repair Sleeve (Zebra) | No | 850 | 8 | 6800 | 0 | 0 | 0 | 0 | 0 | 0 | 0 | 0
12 |  | Single Tension Fitting ( Deer) | Sets | 9000 | 1 | 9000 | 0 | 0 | 0 | 0 | 0 | 0 | 0 | 0
13 |  | Double Tension Fitting ( Deer) | Sets | 15999 | 1 | 15999 | 0 | 0 | 0 | 0 | 0 | 0 | 0 | 0
14 |  | Suspention Fitting (Single) | Sets | 7990 | 1 | 7990 | 0 | 0 | 0 | 0 | 0 | 0 | 0 | 0
15 |  | ACSR Deer Conductor(old and used)dismantled | Kg | 60 | 0 | 0 | 0 | 0 | 0 | 0 | 0 | 0 | 1680 | 100800
16 |  | PG Clamp Zebra to Zebra | No | 875.79 | 5 | 4378.95 | 0 | 0 | 0 | 0 | 0 | 0 | 0 | 0
17 |  | PG Clamp Zebra to Zebra | No | 882 | 5 | 4410 | 0 | 0 | 0 | 0 | 0 | 0 | 0 | 0
18 |  | Supply of double tension fitting 160 KN for single Zebra alongwith all accessories | Sets | 22420 | 5 | 112100 | 0 | 0 | 0 | 0 | 0 | 0 | 0 | 0
19 |  | Supply of single tension fitting 160 KN for single Zebra alongwith all accessories | Sets | 11798.82 | 4 | 47195.28 | 0 | 0 | 0 | 0 | 0 | 0 | 0 | 0
20 |  | Supply of double tension fitting 160 KN for single Deer alongwith all accessories | Sets | 21830 | 6 | 130980 | 0 | 0 | 0 | 0 | 0 | 0 | 0 | 0
21 |  | Supply of single tension fitting 160 KN for single Deer alongwith all accessories | Sets | 11798.82 | 8 | 94390.56 | 0 | 0 | 0 | 0 | 0 | 0 | 0 | 0
22 |  | Supply of single suspension fitting 120 KN for single Zebra alongwith all accessories | Sets | 11210 | 5 | 56050 | 0 | 0 | 0 | 0 | 0 | 0 | 0 | 0
23 |  | Supply of mid span compression joint for ACSR deer alongwith all accessories | Nos | 1770 | 10 | 17700 | 0 | 0 | 0 | 0 | 0 | 0 | 0 | 0
24 |  | Supply of mid span compression joint for ACSR Zebra alongwith all accessories | Nos | 1770 | 10 | 17700 | 0 | 0 | 0 | 0 | 0 | 0 | 0 | 0
25 |  | Repair sleeve for ACSR Deer | Nos | 1475 | 10 | 14750 | 0 | 0 | 0 | 0 | 0 | 0 | 0 | 0
26 |  | Supply of repair sleeve for ACSR Zebra alongwith all accessories | Nos | 1475 | 10 | 14750 | 0 | 0 | 0 | 0 | 0 | 0 | 0 | 0
27 |  | Supply of single suspension fitting 120 KN for single Deer alongwith all accessories | Nos | 10620 | 10 | 106200 | 0 | 0 | 0 | 0 | 0 | 0 | 0 | 0
28 |  | Supply of PG clamp (Zebra to Zebra) alongwith all accessories | Nos | 2230.2 | 12 | 26762.4 | 0 | 0 | 0 | 0 | 0 | 0 | 0 | 0
29 |  | Supply of PG clamp (Deer to Deer) alongwith all accessories | Nos | 2230.2 | 20 | 44604 | 0 | 0 | 0 | 0 | 0 | 0 | 0 | 0
30 |  | Supply of PG clamp (Deer to Zebra) alongwith all accessories | Nos | 2230.2 | 20 | 44604 | 0 | 0 | 0 | 0 | 0 | 0 | 0 | 0
31 |  | Supply of Cwage clamp Deer to Deer alongwith all accessories | Nos | 4307 | 20 | 86140 | 0 | 0 | 0 | 0 | 0 | 0 | 0 | 0
32 |  | Supply of Cwage clamp Zebra to Zebra alongwith all accessories | Nos | 3538.82 | 20 | 70776.4 | 0 | 0 | 0 | 0 | 0 | 0 | 0 | 0
33 |  | Supply of vibration damper for zebra conductor alongwith all accessories | Nos | 1711 | 15 | 25665 | 0 | 0 | 0 | 0 | 0 | 0 | 0 | 0
34 |  | Supply of vibration damper for deer conductor alongwith all accessories | Nos | 1711 | 15 | 25665 | 0 | 0 | 0 | 0 | 0 | 0 | 0 | 0
35 |  | D-shackle | Nos | 1829 | 10 | 18290 | 0 | 0 | 0 | 0 | 0 | 0 | 0 | 0
|  |  | Total |  |  | 1313149.7357 | 0 | 0 | 0 | 0 | 0 | 0 | 20690.68 | 339600
132/33kV Substation Laltappad, Dehradun
1 | JJ3J301007 | 132 KV CB Closing coil(Spare) | Nos | 3013 | 2 | 6026 | _ | _ | _ | _ | _ | _ | _ | _
2 | JJ3J301005 | 132 KV CB Tripping coil(Spares) | Nos | 3013 | 3 | 9039 | _ | _ | _ | _ | _ | _ | _ | _
3 | JJ3J301016 | 132 KV CB Gas filling equipment(spares) | Nos | 35550 | 1 | 35550 | _ | _ | _ | _ | _ | _ | _ | _
4 | PP1P122004 | 132 KV CB Gas Leakage detector(spares) | Nos | 42117 | 1 | 42117 | _ | _ | _ | _ | _ | _ | _ | _
5 | JJ7J707001, JJ7J707003 | 132 kv CB SF6 Gas cylinder 50 KG(spares) | Nos | 162683 | 1 | 162683 | _ | _ | _ | _ | _ | _ | _ | _
6 | PP1P122003 | 132 Kv CB gas filling and Evacuation Equipment. | Nos | 198835 | 1 | 198835 | _ | _ | _ | _ | _ | _ | _ | _
7 | SS3S301011 | 132 KV Isolator rotary bearing(spares) | Nos | 3615 | 1 | 3615 | _ | _ | _ | _ | _ | _ | _ | _
8 |  | 132 KV Isolator Terminal Pads (spares) | Nos | 723 | 1 | 723 | _ | _ | _ | _ | _ | _ | _ | _
9 | JJ5J503008 | 33 KV CB Closing coil(Spare) | Nos | 1808 | 6 | 10848 | _ | _ | _ | _ | _ | _ | _ | _
10 | JJ5J503006 | 33 KV CB Tripping coil(Spare) | Nos | 1808 | 5 | 9040 | _ | _ | _ | _ | _ | _ | _ | _
11 |  | Set of Illumination lamp one set each type | Nos | 10846 | 1 | 10846 | _ | _ | _ | _ | _ | _ | _ | _
12 |  | Set of Control switch one set each type (total 4 nos are present) | Nos | 14461 | 1 | 14461 | _ | _ | _ | _ | _ | _ | _ | _
13 |  | Set of Aux. Relay one no each type( total 3 relay are present) | Nos | 42177 | 1 | 42177 | _ | _ | _ | _ | _ | _ | _ | _
14 |  | Set of Trip Relay one no each type( total 3 relay are present) | Nos | 964068 | 1 | 964068 | _ | _ | _ | _ | _ | _ | _ | _
15 | MM0M009005 | Trip coil supervision type TSR Aux. 110V , Dc model no-1N352-001-AS | Nos | 4500 | 1 | 4500 | _ | _ | _ | _ | _ | _ | _ | _
16 | MM0M019037 | Master trip relay model no- RK251206AN | Nos | 664048 | 1 | 664048 | _ | _ | _ | _ | _ | _ | _ | _
17 |  | Push button for resetting M.NO-IN3963001-AC | Nos | 1250 | 1 | 1250 | _ | _ | _ | _ | _ | _ | _ | _
18 | MM0M009002 | DC Supervision relay 110V DC ,MNO-INRK27019AN | Nos | 6670 | 1 | 6670 | _ | _ | _ | _ | _ | _ | _ | _
19 | MM0M019038 | DC Changeover relay110V DC INRK21105-2AN | Nos | 8576 | 1 | 8576 | _ | _ | _ | _ | _ | _ | _ | _
20 | MM0M019039 | DC fail accepatance relay 240V AC M.NO-INRK211052BS | Nos | 14383 | 1 | 14383 | _ | _ | _ | _ | _ | _ | _ | _
21 | MM0M019040 | AC Supervision Relay 240V AC M.NO-INRK211052BS | Nos | 6798 | 1 | 6798 | _ | _ | _ | _ | _ | _ | _ | _
22 | MM0M007012 | Transfrmer trouble relay 110V DC INRK271018AN | Nos | 300000 | 1 | 300000 | _ | _ | _ | _ | _ | _ | _ | _
23 | NN4N408005 | Isolator control switch 3 position 4 way 25 amp | Nos | 4615 | 1 | 4615 | _ | _ | _ | _ | _ | _ | _ | _
24 | NN4N412005 | Trip transfer switch 3 position 20 way 25 amp | Nos | 2600 | 1 | 2600 | _ | _ | _ | _ | _ | _ | _ | _
25 |  | Voltmeter selector switch 4 position 25 amp | Nos | 3631 | 1 | 3631 | _ | _ | _ | _ | _ | _ | _ | _
26 |  | Neutral bushing complete with gasket(spares) | Nos | 64579 | 2 | 129158 | _ | _ | _ | _ | _ | _ | _ | _
27 |  | 36 KV bushing complete with(spares) | Nos | 42890 | 2 | 85780 | _ | _ | _ | _ | _ | _ | _ | _
28 |  | Set of Gasket for tank cover & fitting (spares) | Nos | 12450 | 2 | 24900 | _ | _ | _ | _ | _ | _ | _ | _
29 |  | Flow indicator | Nos | 32900 | 2 | 65800 | _ | _ | _ | _ | _ | _ | _ | _
30 |  | Contact thermometer of each type(spares)(total 4 are present) | Nos | 4200 | 2 | 8400 | _ | _ | _ | _ | _ | _ | _ | _
31 |  | Bochholz Relay each type (spares) | Nos | 23500 | 2 | 47000 | _ | _ | _ | _ | _ | _ | _ | _
32 |  | Oil level indicator of each type (150 mm dia 2 nos & 100 mm dia 2 nos) (spares) | Nos | 45500 | 2 | 91000 | _ | _ | _ | _ | _ | _ | _ | _
33 | VV2V209001 | Pressure releif device of each type(spares) | Nos | 46281 | 2 | 92562 | _ | _ | _ | _ | _ | _ | _ | _
34 |  | Bushing CTs of each type (spares) (total 4 in which 2 hv & 2 lv) | Nos | 18500 | 2 | 37000 | _ | _ | _ | _ | _ | _ | _ | _
35 |  | Jack for jacking the transformer | Nos | 1500 | 8 | 12000 | _ | _ | _ | _ | _ | _ | _ | _
36 |  | Sling fitting device for transformer | Nos | 2500 | 2 | 5000 | _ | _ | _ | _ | _ | _ | _ | _
37 | VV2V204007 | Empty transformer oil drums | Nos | 50 | 155 | 7750 | _ | _ | _ | _ | _ | _ | _ | _
38 | YY0Y005031 | Empty Acid cans | Nos | 80 | 33 | 2640 | _ | _ | _ | _ | _ | _ | _ | _
39 | JJ7J707005 | 11 KG empty SF6 Gas cylinder | Nos | 4500 | 5 | 22500 | _ | _ | _ | _ | _ | _ | _ | _
40 | CC2C201003 | HF cable | KM | 179455 | 1.792 | 321583.36 | _ | _ | _ | _ | _ | _ | _ | _
41 | FF2F202003 | M.S Flat 50× 6 mm | MT | 25000 | 0.2 | 5000 | _ | _ | _ | _ | _ | _ | _ | _
42 | FF2F201004 | Earthing Material M.S round 36 mm dia | MT | 19600 | 0.091 | 1783.6 | _ | _ | _ | _ | _ | _ | _ | _
43 | FF0F050032 | Main and auixialry structure, Bolts & nuts( Lattice structure & Hardware) | MT | 71099 | 0.2 | 14219.8 | _ | _ | _ | _ | _ | _ | _ | _
44 | AA0A002003 | ACSR Zebra conductor | KM | 231471.8 | 0.165 | 38192.847 | _ | _ | _ | _ | _ | _ | _ | _
45 | AA0A002004 | ACSR Panther conductor | KM | 100000 | 0.451 | 45100 | _ | _ | _ | _ | _ | _ | _ | _
46 | AA0A001001 | AAC Tarantula conductor | KM | 257000 | 0.115 | 29555 | _ | _ | _ | _ | _ | _ | _ | _
47 | II5I504005 | Suspension fitting for ACSR panther conductor | Nos | 1808 | 10 | 18080 | _ | _ | _ | _ | _ | _ | _ | _
48 | II0I001006 | Disc Insulator | Nos | 281 | 73 | 20513 | _ | _ | _ | _ | _ | _ | _ | _
49 | PP1P141022 | Submersible Pumping set 7.5 Hp | Nos | 35000 | 1Set | 35000 | _ | _ | _ | _ | _ | _ | _ | _
50 |  | Chain pulley block 02 m.t capacity | Nos | 12200 | 1Set | 12200 | _ | _ | _ | _ | _ | _ | _ | _
51 |  | Wrench | Nos | 1600 | 1Set | 1600 | _ | _ | _ | _ | _ | _ | _ | _
52 |  | Pipe clamp | Nos | 400 | 1Set | 400 | _ | _ | _ | _ | _ | _ | _ | _
53 |  | Monoblock pump 5 Hp 3 phesh | Nos | 27000 | 1Set | 27000 | _ | _ | _ | _ | _ | _ | _ | _
54 |  | Street light fitting suitable for 40 watt 4 feet long flouroscent day /light tube complete with all accessories along with L shape G.I pipe& clamps | Nos | 1248 | 1 | 1248 | _ | _ | _ | _ | _ | _ | _ | _
55 |  | Red,Yellow and Blue colour ,10 meter long copper testing lead having rolling drums. | Nos | 559 | 3 | 1677 | _ | _ | _ | _ | _ | _ | _ | _
56 |  | 415 volt, 6Amp, 50 Hz HRC Fuses | Nos | 185.46 | 11 | 2040.06 | _ | _ | _ | _ | _ | _ | _ | _
57 |  | 132 KV Al made C.T clamp | Nos | 1133.6 | 2 | 2267.2 | _ | _ | _ | _ | _ | _ | _ | _
58 |  | Heater Blower | Nos | 5702 | 1 | 5702 | _ | _ | _ | _ | _ | _ | _ | _
59 |  | Air Blower(Dust Cleaner), 230 volt,50 hz | Nos | 5610 | 1 | 5610 | _ | _ | _ | _ | _ | _ | _ | _
60 |  | 33 kv Isolator clamp | Nos | 1133.6 | 5 | 5668 | _ | _ | _ | _ | _ | _ | _ | _
61 |  | 33 kv CT clamp | Nos | 1133.6 | 5 | 5668 | _ | _ | _ | _ | _ | _ | _ | _
62 |  | 132 kv C.V.T clamps for panther conductor made of aluminium alloy including all nut & bolt etc. | Nos | 820 | 1 | 820 | _ | _ | _ | _ | _ | _ | _ | _
63 |  | 132 kv Transformer bushing clamps for panther conductor made of aluminium alloy including all nut & bolt etc. | Nos | 820 | 1 | 820 | _ | _ | _ | _ | _ | _ | _ | _
64 |  | 132 kv Isolator clamps for Tarantula conductor made of aluminium alloy including all nut & bolt etc. | Nos | 920 | 6 | 5520 | _ | _ | _ | _ | _ | _ | _ | _
65 |  | 33 kv P.T clamps for Tarantula conductor made of aluminium alloy including all nut & bolt etc. | Nos | 980 | 5 | 4900 | _ | _ | _ | _ | _ | _ | _ | _
66 |  | 33 kv P.T clamps for panther conductor made of aluminium alloy including all nut & bolt etc. | Nos | 920 | 6 | 5520 | _ | _ | _ | _ | _ | _ | _ | _
67 |  | 33 kv L.A clamps for Panther conductor made of aluminium alloy including all nut & bolt etc. | Nos | 920 | 4 | 3680 | _ | _ | _ | _ | _ | _ | _ | _
68 |  | Run through clamps for 132 kv post insulators made of aluminium alloy including all nut & bolt. | Nos | 920 | 1 | 920 | _ | _ | _ | _ | _ | _ | _ | _
69 |  | Run through clamps for 33kv post insulators made of aluminium alloy including all nut & bolt. | Nos | 920 | 1 | 920 | _ | _ | _ | _ | _ | _ | _ | _
70 |  | HRC Fuses rating of 32 Amp, TIA type for 48 volt, 300 AH battery charger. | Nos | 257.24 | 3 | 771.72 | _ | _ | _ | _ | _ | _ | _ | _
71 |  | Old and used Transformer oil. | Ltrs | 30 | 72 | 2160 | _ | _ | _ | _ | _ | _ | _ | _
72 |  | Red colour, 230 Volt, 6 amp, spring return push- button switch. | Nos | 405 | 3 | 1215 | _ | _ | _ | _ | _ | _ | _ | _
73 |  | Green colour, 230 Volt, 6 amp, spring return push- button switch. | Nos | 412 | 3 | 1236 | _ | _ | _ | _ | _ | _ | _ | _
74 |  | 3-way on-off 60 degree, 6 Amp, single pole selector switch of front side 5 c.m × 5 c.m. | Nos | 330 | 11 | 3630 | _ | _ | _ | _ | _ | _ | _ | _
75 |  | Fuse base with fuse holder suitable for HRC fuses of rating 20 Amp, 415 volt, 2.7 watt, single pole fot. | Nos | 572.3 | 3 | 1716.9 | _ | _ | _ | _ | _ | _ | _ | _
76 |  | 3- phase secure energy meters | Nos | 5000 | 6 | 30000 | _ | _ | _ | _ | _ | _ | _ | _
77 | NN4N401001 | Red color 220 volt A.C. Indicating lamp | Nos | 300.9 | 2 | 601.8 | _ | _ | _ | _ | _ | _ | _ | _
78 | NN4N401002 | Yellow color 220 volt A.C. Indicating lamp | Nos | 285.56 | 1 | 285.56 | _ | _ | _ | _ | _ | _ | _ | _
79 | NN4N401004 | Blue color 220 volt A.C. Indicating lamp | Nos | 286.74 | 1 | 286.74 | _ | _ | _ | _ | _ | _ | _ | _
80 | NN4N401003 | Green color 220 volt A.C. Indicating lamp | Nos | 295 | 3 | 885 | _ | _ | _ | _ | _ | _ | _ | _
81 |  | Transparent clear plastic sheet, minimum thickness 2-3 mm. | Sq. feet | 110.92 | 21 | 2329.32 | _ | _ | _ | _ | _ | _ | _ | _
82 | JJ7J701016 | Auxilary contacts Normally Open contact 08 nos. and auxilary contact Normally close contact 08 nos. | Nos | 9322 | 1 | 9322 | _ | _ | _ | _ | _ | _ | _ | _
83 |  | Double pole M.C.B 240V DC, Breaking capacity 10KA, Rating Amp- 06Amp DC | Nos | 1805.4 | 2 | 3610.8 | _ | _ | _ | _ | _ | _ | _ | _
84 | II1I104001 | Aluminium Alloy Mechanical Bolt less C- Wedge Connector suitable for ACSR Zebra to Zebra Conductor containing one 'C' Body, one wedge with oxide inhibitor as per IS 5561 : 1970 | Nos | 3687.5 | 3 | 11062.5 | _ | _ | _ | _ | _ | _ | _ | _
85 | II1I104002 | Aluminium Alloy Mechanical Bolt less C- Wedge Connector suitable for ACSR Zebra to Panther Conductor containing one 'C' Body, one wedge with oxide inhibitor as per IS 5561 : 1970 | Nos | 3687.5 | 3 | 11062.5 | _ | _ | _ | _ | _ | _ | _ | _
86 | II0I006001 | Panther to Panther conductor P.G. clamp with all nut and bolt. | nos | 961.7 | 2 | 1923.4 | _ | _ | _ | _ | _ | _ | _ | _
87 |  | 32 Amp. , 500 volt fuse fitting (Base and carrier. | Nos | 725.7 | 5 | 3628.5 | _ | _ | _ | _ | _ | _ | _ | _
88 |  | Aluminium scrap. | kg | 12 | - | - | _ | _ | _ | _ | _ | _ | 47.3 | 567.6
89 | VV1V101034 | 132 KV Transformer bushing complete. | Nos | 75493 | 2 | 150986 | _ | _ | _ | _ | _ | _ | _ | _
90 | II5I501010 | Galvanized steel earth wire tension clamp for 7/10 SWG Earth wire. | Nos | 1170.56 | 1 | 1170.56 | _ | _ | _ | _ | _ | _ | _ | _
91 | II5I504010 | Galvanized steel earth wire Suspension clamp for 7/10 SWG Earth wire. | Nos | 1170.56 | 5 | 5852.8 | _ | _ | _ | _ | _ | _ | _ | _
92 | II3I301009 | Galvanized Steel Mid span compression joint for Earth wire of 7/10 SWG Earth wire. | Nos | 731.6 | 8 | 5852.8 | _ | _ | _ | _ | _ | _ | _ | _
93 | II3I301004 | Mid span compression joint for ACSR Panther conductor with steel and Aluminium portion. | Nos | 1469.1 | 4 | 5876.4 | _ | _ | _ | _ | _ | _ | _ | _
94 |  | Metal cutter machine, Input 220-230 Volt, 670 watt. | Nos | 5805.6 | 1 | 5805.6 | _ | _ | _ | _ | _ | _ | _ | _
95 |  | Stud type terminal, suitable for 16 mm2 cable, 1000 volt, 76 Amp. | Nos | 167.56 | 3 | 502.68 | _ | _ | _ | _ | _ | _ | _ | _
96 |  | Stud type terminal, suitable for 25 mm2 cable, 1000 volt, 100 Amp. | Nos | 230.1 | 2 | 460.2 | _ | _ | _ | _ | _ | _ | _ | _
97 |  | Din Rail mounted Power terminals of rating volt.- 1000 Volt, rating current Ic- 125 Amp. | Nos | 578.2 | 1 | 578.2 | _ | _ | _ | _ | _ | _ | _ | _
98 |  | Din Rail mounted Power terminals of rating volt.- 1000 Volt, rating current Ic- 150 Amp. | Nos | 578.2 | 1 | 578.2 | _ | _ | _ | _ | _ | _ | _ | _
99 |  | 3 phase 3 way connector made of poly carbonate, rating 440 volt A.C. | Nos | 241.3 | 1 | 241.3 | _ | _ | _ | _ | _ | _ | _ | _
100 |  | 3 phase 4 way connector made of poly carbonate, rating 440 volt A.C. | Nos | 241.3 | 3 | 723.9 | _ | _ | _ | _ | _ | _ | _ | _
101 |  | Sliding link Type Disconnecting Terminal, Rated Volt- 800 V, Rated Current- 41 Amp, wire size- 6 mm2. | Nos | 236 | 3 | 708 | _ | _ | _ | _ | _ | _ | _ | _
102 |  | Neutral Link mounted with insulating Pad. | Nos | 300.9 | 8 | 2407.2 | _ | _ | _ | _ | _ | _ | _ | _
103 | NN4N409009 | 3-Phase Ammeter selector switch of rating 6 Amp, having 4 position, OFF-R-Y-B, deach position 90 degree. | Nos | 702.1 | 2 | 1404.2 | _ | _ | _ | _ | _ | _ | _ | _
104 |  | Exhaust type cooling fans with technical specification as- Voltage- 415 volt, Impeller Dia- 600 mm, 3 phase, 6 pole, I/P Power -550 watt, speed 950 r.p.m. | Nos | 18868 | 2 | 37736 | _ | _ | _ | _ | _ | _ | _ | _
105 |  | O.T.I meter of temperature range 0-150 Degree celcius, accuracy class +/1 1%FSD, Dia size 150mm, Dial angular sweep- 270 degree. | Nos | 29500 | 1 | 29500 | _ | _ | _ | _ | _ | _ | _ | _
106 |  | Slotted type DIN RAIL of dimension 35*15*1.5 mm (width*height*thickness). | Nos | 351.64 | 5 | 1758.2 | _ | _ | _ | _ | _ | _ | _ | _
107 |  | slotted type DIN RAIL of dimension 35*7.5*1.5 mm (width*height*thickness). | Nos | 233.64 | 4 | 934.56 | _ | _ | _ | _ | _ | _ | _ | _
108 |  | Bolted type HRC fuse of 660/690 volt , Rating Amp- 50 Amp, Breaking capacity 80 KA. | Nos | 413 | 12 | 4956 | _ | _ | _ | _ | _ | _ | _ | _
109 |  | Toggle switch having 2 pole ON-OFF rating 06 Amp. | Nos | 291.46 | 18 | 5246.28 | _ | _ | _ | _ | _ | _ | _ | _
110 |  | Cu ring lug of 10 mm2 size. | Nos | 35.4 | 8 | 283.2 | _ | _ | _ | _ | _ | _ | _ | _
111 |  | Cu ring lug of 16 mm2 size. | Nos | 47.2 | 12 | 566.4 | _ | _ | _ | _ | _ | _ | _ | _
112 |  | End U cut type Cu lug of size 10 mm2. | Nos | 35.4 | 20 | 708 | _ | _ | _ | _ | _ | _ | _ | _
113 |  | End U cut type Cu lug of size 16 mm2. | Nos | 47.2 | 16 | 755.2 | _ | _ | _ | _ | _ | _ | _ | _
114 |  | Pin type terminal end insulated Cu lug of size 10 mm2. | Nos | 35.4 | 7 | 247.8 | _ | _ | _ | _ | _ | _ | _ | _
115 |  | Pin type terminal end insulated Cu lug of size 16 mm2. | Nos | 59 | 16 | 944 | _ | _ | _ | _ | _ | _ | _ | _
116 |  | 440 V A.C HRC fuse 10 Amp. | Nos | 236 | 10 | 2360 | _ | _ | _ | _ | _ | _ | _ | _
117 |  | 440 V A.C HRC fuse 16 Amp. | Nos | 250.16 | 11 | 2751.76 | _ | _ | _ | _ | _ | _ | _ | _
118 | VV2V203001 | Silica gel. | kg | 389.4 | 28 | 10903.2 | _ | _ | _ | _ | _ | _ | _ | _
119 |  | Copper scrap. | kg | 400 | - | - | - | - | - | - | - | - | 1 | 400
120 |  | Yellow color, 230 Volt, 6 amp, spring return push- button switch. | Nos | 342.2 | 8 | 2737.6 | - | - | - | - | - | - | - | -
121 |  | Black color, 230 Volt, 6 amp, spring return push- button switch. | Nos | 342.2 | 7 | 2395.4 | - | - | - | - | - | - | - | -
122 |  | D.C contractor relay rated 110 volt, 125 Amp, operating coil voltage 110 volt suitable in STATCON make Battery charger as per sample. | Nos | 5876.4 | 1 | 5876.4 | - | - | - | - | - | - | - | -
123 | PP1P141013 | Metal Rotary Hand operated Barrel and oil Drum pump suitable for dispensing Transformer oil and minimum oil drain capacity 125 gal (5 ltr)/ 20 turns. | Nos | 5841 | 1 | 5841 | - | - | - | - | - | - | - | -
124 |  | Lubricant steel oil can with flexible nozzle pipe having lubricant capacity of minimum 250 gram. | Nos | 696.2 | 5 | 3481 | - | - | - | - | - | - | - | -
125 | CC3C317001 | Aluminium foil Adhesive Tape (72 MM *20 Mtr). | Nos | 971.14 | 1 | 971.14 | - | - | - | - | - | - | - | -
126 |  | Supplying of best quality polycarbonate make C- curve type 1- pole, 6 Amp, 240 volt AC, breaking Amp.- 10 KA, MCB of reputed company as HAVELLS, ANCHOR, C&S, Schnider etc. | Nos | 323.32 | 12 | 3879.84 | - | - | - | - | - | - | - | -
127 |  | Old and burnt Transformer fan. | Nos | 1000 | 1 | 1000 | - | - | - | - | - | - | - | -
128 |  | Old and deffective O/C & E/F fault relay Alstom make. | Nos | 50 | 1 | 50 | - | - | - | - | - | - | - | -
129 | II0I002005 | PG clamp for Tarantulla to Panrther conductor | Nos | 150 | 25 | 3750 | - | - | - | - | - | - | - | -
130 | II5I501005 | Single Tension fitting. | nos | 5267 | 3 | 15801 | - | - | - | - | - | - | - | -
131 |  | One way straight through connector. | nos | 300 | 1 | 300 | - | - | - | - | - | - | - | -
132 |  | Tower scrap material | MT | 10000 | [8 empty] | 20.195 | 201950
133 |  | ACSR Panther conductor | MT | 2000 | [8 empty] | 2.59 | 5180
134 |  | Earth Wire | MT | 2000 | [8 empty] | 0.23 | 460
135 |  | Deffected PRV of 132/33 KV, 40 MVA Transformer (CGL Make) main Tank. | No | 500 | 1 | 500 | - | - | - | - | - | - | - | -
136 |  | 2 pole, 10 Amp D.C. MCB | No | 684.4 | 6 | 4106.4 | - | - | - | - | - | - | - | -
137 | GG0G001001 | Petroleum jelly | Kg | 472 | 4.75 | 2242 | - | - | - | - | - | - | - | -
138 |  | 415 volt, 3phase D.O.L (Direct on line) starter of 5 HP, 10 Amp mono-block pump | No | 2891 | 1 | 2891 | - | - | - | - | - | - | - | -
139 |  | Thermal over load relay of rated voltage 500 volt A.C, 50 Hz, over current range 0.9 Amp- 1.5 Amp. | No | 2006 | 1 | 2006 | - | - | - | - | - | - | - | -
140 |  | 440/220 V AC, 06 Amp, 2 Pole, C curve MCB | No | 800 | 6 | 4800 | - | - | - | - | - | - | - | -
141 |  | 440/220 V AC, 16 Amp, 2 Pole, C curve MCB | No | 811.9 | 4 | 3247.6 | - | - | - | - | - | - | - | -
142 |  | Alluminium alloy mechanical bolt less C-Wedge connector suitable for ACSR Panther to Panther connector. | No | 2985.4 | 9 | 26868.6 | - | - | - | - | - | - | - | -
143 |  | Alluminium alloy mechanical bolt less C-Wedge connector suitable for ACSR Tarantula to Tarantula connector. | No | 2985.4 | 6 | 17912.4 | - | - | - | - | - | - | - | -
144 |  | Alluminium alloy mechanical bolt less C-Wedge connector suitable for ACSR Tarantula to Panther connector. | No | 2985.4 | 6 | 17912.4 | - | - | - | - | - | - | - | -
145 |  | Alluminium alloy bolted type P.G. clamp for Tarantula to Tarantula conductor complete witch its nut & bolts. | No | 2891 | 5 | 14455 | - | - | - | - | - | - | - | -
146 |  | Alluminium alloy bolted type P.G. clamp for Panther to Panther conductor complete witch its nut & bolts. | No | 2360 | 5 | 11800 | - | - | - | - | - | - | - | -
147 |  | Old and used deffective 33 KV V.C.B (ABB make). | No | 20000 | 1 | 20000 | - | - | - | - | - | - | - | -
148 |  | 132 KV CT clamps for Panther conductor made of Alluminium alloywith all nut & bolts. | No | 1060.8 | 2 | 2121.6 | - | - | - | - | - | - | - | -
149 |  | 132 KV CVT clamps for Panther conductor made of Alluminium alloywith all nut & bolts. | No | 1060.8 | 2 | 2121.6 | - | - | - | - | - | - | - | -
150 |  | 132 KV LA clamps for Panther conductor made of Alluminium alloywith all nut & bolts | No | 1060.8 | 4 | 4243.2 | - | - | - | - | - | - | - | -
151 |  | 132 KV CB clamps for Panther conductor made of Alluminium alloywith all nut & bolts. | No | 1060.8 | 3 | 3182.4 | - | - | - | - | - | - | - | -
152 |  | 132 KV Isolator clamps for Panther conductor made of Alluminium alloywith all nut & bolts. | No | 1060.8 | 1 | 1060.8 | - | - | - | - | - | - | - | -
153 |  | 132 KV Transformer bushing clamps for Panther conductor made of Alluminium alloywith all nut & bolts. | No | 1060.8 | 3 | 3182.4 | - | - | - | - | - | - | - | -
154 |  | 33 KV Transformer bushing clamps for Tarantula conductor made of Alluminium alloywith all nut & bolts. | No | 1060.8 | 2 | 2121.6 | - | - | - | - | - | - | - | -
155 |  | 132 KV Isolator clamps forZebra conductor made of Alluminium alloywith all nut & bolts. | No | 1060.8 | 4 | 4243.2 | - | - | - | - | - | - | - | -
156 |  | 132 KV C.B. clamps for Zebra conductor made of Alluminium alloywith all nut & bolts. | No | 1060.8 | 3 | 3182.4 | - | - | - | - | - | - | - | -
157 |  | 33 KV CT clamps for Tarantula conductor made of Alluminium alloywith all nut & bolts. | No | 1060.8 | 2 | 2121.6 | - | - | - | - | - | - | - | -
158 |  | 33 KV PT clamps for Tarantula conductor made of Alluminium alloywith all nut & bolts. | No | 1060.8 | 3 | 3182.4 | - | - | - | - | - | - | - | -
159 |  | 33 KV Isolator clamps for Tarantula conductor made of Alluminium alloywith all nut & bolts. | No | 1060.8 | 2 | 2121.6 | - | - | - | - | - | - | - | -
160 |  | 33 KV CB clamps for Tarantula conductor made of Alluminium alloywith all nut & bolts. | No | 1060.8 | 6 | 6364.8 | - | - | - | - | - | - | - | -
161 |  | 33 KVLAclamps for Tarantula conductor made of Alluminium alloywith all nut & bolts. | No | 1060.8 | 6 | 6364.8 | - | - | - | - | - | - | - | -
162 |  | 33 KV CT clamps for Panther conductor made of Alluminium alloywith all nut & bolts. | No | 1060.8 | 1 | 1060.8 | - | - | - | - | - | - | - | -
163 |  | 33 KV Isolator clamps for Panther conductor made of Alluminium alloywith all nut & bolts. | No | 1060.8 | 2 | 2121.6 | - | - | - | - | - | - | - | -
164 |  | 33 KV PT clamps for Panther conductor made of Alluminium alloywith all nut & bolts. | No | 1060.8 | 3 | 3182.4 | - | - | - | - | - | - | - | -
165 |  | 33 KV CB clamps for Panther conductor made of Alluminium alloywith all nut & bolts. | No | 1060.8 | 3 | 3182.4 | - | - | - | - | - | - | - | -
166 |  | 33s KV LA clamps for Panther conductor made of Alluminium alloywith all nut & bolts. | No | 1060.8 | 4 | 4243.2 | - | - | - | - | - | - | - | -
167 |  | Single Tension fitting for ACSR Panther conductor. | No | 7292.4 | 16 | 116678.4 | - | - | - | - | - | - | - | -
168 |  | 33 Kv Vaccume circuit breaker (110 Volt DC),2000 Amp, 31.5 KAC, motor volt- 230 V AC, Porcelain outdoor Type with GI support structure. | No | 559320 | 1 | 559320 | - | - | - | - | - | - | - | -
169 |  | 250 watt, 220 Volt, A.C. 50 Hz chocks/ Copper ballast. | No | 2596 | 3 | 7788 | - | - | - | - | - | - | - | -
170 |  | Heavy Duty C.T. clamp suitable for ACSR Panther conductor to C.T. | No | 4159.5 | 8 | 4159.5 | - | - | - | - | - | - | - | -
171 |  | 1200 Amp Isolator Blade having outer dia 38 mm, length 1010 mm having purity of copper 99.8%. | No | 6047.5 | 2 | 6047.5 | - | - | - | - | - | - | - | -
172 |  | 1200 Amp Isolator Jaw. | No | 7198 | 2 | 7198 | - | - | - | - | - | - | - | -
173 |  | Old and used R.T.C.C Panel of 40 MVA Transformer (IMP make Transformer). | No | 5000 | 1 | 5000
|  |  | Total |  |  | 5090744.227 |  | 0 |  | 0 |  | 0 |  | 208557.6
|  |  | Net Amount |  |  | 32058672.5593 | 0 | 0 | 0 | 0 | 0 | 0 | 20690.68 | 548157.6
Inventory
Name of Zone |  | Garhwal Zone Roorkee
Name of circle |  | O&M Circle Dehradun
Name of Division |  | O&M Division Yamuna Colony Dehradun
Name of S/s |  | 132kV Majra Substation Dehradun
Month |  | August 2025 (Upto 23.08.2025)
Incharge |  | Dinesh Kumar Singh JE O&M Majra
S. No. | Item code | Name of Item | Unit | Unit Rate | Qty. | Useable | Unserviceable | Non-Moving | Obsolete | Scrap | Total Inventory Amount
[6 empty] | Total Amount | Total Amount | Total Amount | Total Amount | Total Amount
Items not Included in the list
1 | VV3V305006 | 33KV 800/400/1A (3 Core) accuracy class 0.2 | No | 35752.5 | 1 | 0 | 0 | 0 | 0 | 35752.5 | 35752.5
2 | KK0K003001 | 132KV Surge Arrestor Old & Used | No | 200 | 15 | 0 | 0 | 0 | 3000 | 0 | 3000
3 | JJ0J005010 | 33KV Circuit Breaker Old & Used | No | 10000 | 1 | 0 | 0 | 0 | 0 | 10000 | 10000
4 | SS0S003003 | 132KV Isolator Old & Used | No | 500 | 2 | 0 | 0 | 0 | 1000 | 0 | 1000
5 | AA1A101002 | GI earth wire 7/10 SWG old & used in bits | Kg | 25 | 277.6 | 0 | 0 | 0 | 0 | 6940 | 6940
6 | SS0S003003 | 132kV Isolator with Damaged Post (Old & Used) | No | 500 | 2 | 0 | 0 | 0 | 1000 | 0 | 1000
7 | VV3V303004 | 132KV CT old & used | No | 1000 | 3 | 0 | 0 | 0 | 0 | 3000 | 3000
8 |  | 33KV CT 120/1 A old & damaged | No | 500 | 3 | 0 | 0 | 0 | 0 | 1500 | 1500
9 |  | Male Contact Copper Scrap | Kg | 40 | 4.5 | 0 | 0 | 0 | 0 | 180 | 180
10 |  | Al scrap (for various damage clamps) | Kg | 20 | 11.5 | 0 | 0 | 0 | 0 | 230 | 230
11 | VV3V305010 | 33KV CT damaged | No | 500 | 3 | 0 | 0 | 0 | 0 | 1500 | 1500
12 |  | 33KV Jaw Old & Used/Damage | No | 50 | 12 | 0 | 0 | 0 | 0 | 600 | 600
13 |  | 33KV Isolator Blade old & used/Damaged | No | 50 | 6 | 0 | 0 | 0 | 0 | 300 | 300
14 |  | 33KV SF6 circuit breaker ( 1-Pole damage) | No | 5000 | 1 | 0 | 5000 | 0 | 0 | 0 | 5000
15 | VV3V303004 | 132KV CT Leak from Delta Point | No | 5000 | 1 | 0 | 5000 | 0 | 0 | 0 | 5000
16 |  | 33KV PT Damaged | No | 1000 | 2 | 0 | 2000 | 0 | 0 | 0 | 2000
|  | Slow Moving |  |  | 345.6
1 | SS3S301007 | Male arm assembly for 145KV ELPRO | No | 12240 | 4 | 0 | 0 | 0 | 48960 | 0 | 48960
2 | SS3S301006 | Female arm assembly for 145KV ELPRO | No | 12240 | 4 | 0 | 0 | 0 | 48960 | 0 | 48960
3 | SS3S301007 | Male arm assembly for 145KV HVLEM | No | 12240 | 4 | 0 | 0 | 0 | 48960 | 0 | 48960
4 | SS3S301006 | Female contact assembly for 145KV HVLEM | No | 12240 | 4 | 0 | 0 | 0 | 48960 | 0 | 48960
5 | SS0S003003 | 145KV Bus Isolator complete Old & Used | No | 25000 | 1 | 0 | 25000 | 0 | 0 | 0 | 25000
6 | II2I210002 | Twin Type 33KV Isolator Clamp for Moose Conductor | No | 1493.5 | 41 | 0 | 0 | 61233.5 | 0 | 0 | 61233.5
7 | VV1V101034 | Bushing Assembly 145KV Alstom T/F | No | 25000 | 1 | 0 | 0 | 25000 | 0 | 0 | 25000
|  | Fast Moving (Useable) |  |  | 59
1 | VV3V305006 | 33KV CT Ratio 800/400/1 | No | 46964 | 1 | 46964 | 0 | 0 | 0 | 0 | 46964
2 | MM0M007003 | Buchholz Relay | No | 27730 | 1 | 27730 | 0 | 0 | 0 | 0 | 27730
3 | VV2V207001 | WTI | No | 30680 | 1 | 30680 | 0 | 0 | 0 | 0 | 30680
4 | VV3V305006 | 33KV CT 800-400/1 Amp 0.2s Class | No | 53454 | 1 | 53454 | 0 | 0 | 0 | 0 | 53454
5 | JJ7J707001 | SF6 Gas | Kg | 7044.6 | 4.5 | 31700.7 | 0 | 0 | 0 | 0 | 31700.7
6 |  | Amp Meter | No | 920.4 | 2 | 1840.8 | 0 | 0 | 0 | 0 | 1840.8
7 |  | ACSR Panther conductor | Mtr | 110 | 40 | 4400 | 0 | 0 | 0 | 0 | 4400
8 |  | 120 KV Surge Arrestor with counters | No | 66365 | 6 | 398190 | 0 | 0 | 0 | 0 | 398190
9 |  | Expulsion Type fuse | No | 973.5 | 5 | 4867.5 | 0 | 0 | 0 | 0 | 4867.5
10 |  | Expulsion Type fuse | No | 1444.3 | 11 | 15887.3 | 0 | 0 | 0 | 0 | 15887.3
11 |  | GI Nut and Bolts 12MM | Kg | 283.2 | 4 | 1132.8 |  |  |  |  | 1132.8
12 |  | GI Nut and Bolts 14MM | Kg | 283.2 | 6 | 1699.2 |  |  |  |  | 1699.2
13 |  | GI Nut and Bolts 16MM | Kg | 283.2 | 12 | 3398.4 |  |  |  |  | 3398.4
14 |  | GI Nut and Bolts 18MM | Kg | 283.2 | 7 | 1982.4 |  |  |  |  | 1982.4
15 |  | GI Nut and Bolts 20MM | Kg | 283.2 | 4 | 1132.8 |  |  |  |  | 1132.8
16 |  | 33 KV Circuit Breaker old and used | No | 5000 | 1 | 5000 |  |  |  |  | 5000
17 |  | 33 KV Isolator Blade | No | 6549 | 4 | 26196 |  |  |  |  | 26196
18 |  | 33 KV Isolator Jaw | No | 6549 | 4 | 26196 |  |  |  |  | 26196
19 |  | 33 KV Isolator Jaw | No | 6490 | 3 | 19470 |  |  |  |  | 19470
20 |  | 145 KV CT | No | 280000 | 3 | 840000 |  |  |  |  | 840000
21 |  | 33KV CT 800-400/1 Amp 0.2s Class | No | 86730 | 3 | 260190 |  |  |  |  | 260190
22 |  | Expulsion Type fuse for Capacitor Bank II | No | 973.5 | 22 | 21417 |  |  |  |  | 21417
23 |  | Expulsion Type fuse for Capacitor Bank I | No | 1445.5 | 66 | 95403 |  |  |  |  | 95403
24 |  | 132 KV Isolator Blade | No | 8850 | 24 | 212400 |  |  |  |  | 212400
25 |  | 132 KV Isolator Jaw | No | 8850 | 24 | 212400 |  |  |  |  | 212400
26 |  | Isolator Pad Clamp | No | 4130 | 20 | 82600 |  |  |  |  | 82600
27 |  | 132 KV Jaw for CB type isolator | No | 15104 | 12 | 181248 |  |  |  |  | 181248
28 |  | 133 KV Blade for CB type isolator | No | 12980 | 12 | 155760 |  |  |  |  | 155760
29 |  | 132 KV Isolator clamp | No | 6572.6 | 20 | 131452 |  |  |  |  | 131452
30 |  | 145 KV Bus post Insulator | No | 29981.44 | 6 | 179888.64 |  |  |  |  | 179888.64
31 |  | PVC Control Armoured cable 2.5mmX 4core | Km | 234230 | 1 | 234230 |  |  |  |  | 234230
32 |  | 33 KV Isolator 3phase | No | 182900 | 1 | 182900 |  |  |  |  | 182900
33 |  | Lattice structure with Nut and bolt | MT | 147500 | 0.61 | 89975 |  |  |  |  | 89975
34 |  | C-wej clamp Panther to panther | No | 4130 | 6 | 24780 |  |  |  |  | 24780
35 |  | Isolator clamp panther | No | 3776 | 6 | 22656 |  |  |  |  | 22656
36 |  | Isolator Pad Clamp | No | 3776 | 6 | 22656 |  |  |  |  | 22656
37 |  | MS Flat 50X6 | MT | 139240 | 0.1 | 13924 |  |  |  |  | 13924
38 |  | GI Nut and Bolts | Kg | 139.24 | 50 | 6962 |  |  |  |  | 6962
39 |  | Phase colour plate | No | 637.2 | 1 | 637.2 |  |  |  |  | 637.2
40 |  | Danger plate | No | 637.2 | 1 | 637.2 |  |  |  |  | 637.2
41 |  | 33 KV Current Transformer | No | 94400 | 6 | 566400 |  |  |  |  | 566400
Total Qty |  |  |  |  | 211.5 |  | 0 | 0 | 0 | 0 | 0
Total (in Rs) | [5 empty] | 4240437.94 | 37000 | 86233.5 | 200840 | 60002.5 | 4624513.94
Inventory
Name of Zone |  | Garhwal Zone
Name of circle |  | Dehradun Circle
Name of Division |  | O&M Division Yamuna Colony Dehradun
Name of Substation |  | 132 KV Substation Majra
Name of Section Holder |  | Kuldeep Jadli JE
Month |  | 2025-08-21
S. No. | Item code | Name of Item | Unit | Unit rate in Rs. | Useable |  | Unserviceable |  | Non-Moving |  | Obsolete |  | Scrap |  | Total Book Value in Rs.
[5 empty] | Qty. | Total Amount in Rs. | Qty. | Total Amount in Rs. | Qty. | Total Amount in Rs. | Qty. | Total Amount in Rs. | Qty. | Total Amount in Rs.
1 | FF0F015002 | Incomplete tower parts rusted in scrap | Kg | 72.2 | 16410 | 1184802 | [8 empty] | 1184802
2 | FF0F043010 | Template -B type tower stub (O/U) | KG | 40 | 1233.1 | 49324 | [8 empty] | 49324
3 | FF0F043012 | Template -C type tower stub (O/U) | KG | 20 | 2071.5 | 41430 | [8 empty] | 41430
4 | FF0F015002 | A+3type tower parts(O/U) | MT | 40000 | 5.165 | 206600 | [8 empty] | 206600
5 | FF0F043010 | Template for 132KV S/C B type tower | Kg | 40 | [8 empty] | 611.5 | 24460 | 24460
6 | FF0F043012 | Template for above 'C' type tower | Kg | 20 | [8 empty] | 934 | 18680 | 18680
7 | FF0F043012 | Template for 132KV S/C tower | MT | 72200 | 1.77 | 127794 | [8 empty] | 127794
8 | II3I301009 | Mid span joint for Earth wire | No | 50 | 4 | 200 | [8 empty] | 200
9 | AA1A101002 | Earth wire 7/10swg | Mtr | 44 | 249.97 | 10998.68 | [8 empty] | 10998.68
10 | II5I502006 | Double Tension Fitting Compression type for ACSR special panther | No | 9056.5 | 3 | 27169.5 | [8 empty] | 27169.5
11 | II5I501006 | Single Tension Fitting Compression type for ACSR special panther | No | 5428 | 9 | 48852 | [8 empty] | 48852
12 | II3I301005 | Mid Span Joint for ACSR special panther | No | 1239 | 6 | 7434 | [8 empty] | 7434
13 | II3I303005 | Vibration damper for ACSR special panther | No | 1410.1 | 14 | 19741.4 | [8 empty] | 19741.4
14 | II3I303005 | Vibration damper | No | 1342.84 | 1 | 1342.84 | [8 empty] | 1342.84
15 | II5I502005 | Double tensiion fitting | No | 9204 | 1 | 9204 | [8 empty] | 9204
16 | II3I302004 | Mid span joint | No | 1156.4 | 1 | 1156.4 | [8 empty] | 1156.4
17 | II3I303005 | Vibration Damper | No | 1180 | 4 | 4720 | [8 empty] | 4720
18 | II3I301009 | Steel joint | No | 955.8 | 3 | 2867.4 | [8 empty] | 2867.4
19 | FF0F015002 | 132 KV D/C B Type Tower Parts Incomplete CromptonMake | Kg | 40 | 28629 | 1145160 | [8 empty] | 1145160
20 | FF0F015002 | 132 KV D/C A Type Tower Parts Incomplete Crompton Make | Kg | 40 | 3030 | 121200 | [8 empty] | 121200
21 | FF0F015002 | 132 KV S/C A Type Tower Parts Incomplete SAE Make | Kg | 40 | 13022 | 520880 | [8 empty] | 520880
22 | FF0F015002 | 132KV S/C 'C' type tower parts incomplete scrap | MT | 100 | 0.5028 | 50.28 | [8 empty] | 50.28
23 | II0I001004 | Polymer Insulator String | No | 9676 | 12 | 116112 | [8 empty] | 116112
24 |  | Galvanised Stub Structure (HT) | MT | 131000 | 0 | 0 | [8 empty] | 0
25 |  | Galvanised Stub Structure (MS) | MT | 125000 | 0 | 0 | [8 empty] | 0
26 |  | Number Plate | No | 480 | 1 | 480 | [8 empty] | 480
27 |  | Danger Plate | No | 480 | 1 | 480 | [8 empty] | 480
28 |  | Phase Plate | Set | 550 | 1 | 550 | [8 empty] | 550
29 |  | Counter poise earthing | Set | 15500 | 1 | 15500 | [8 empty] | 15500
30 |  | Anti climb device | Set | 13800 | 1 | 13800 | [8 empty] | 13800
31 |  | Repair sleeve | No | 590 | 2 | 1180 | [8 empty] | 1180
32 |  | Repair sleeve for earth wire | No | 580 | 2 | 1160 | [8 empty] | 1160
33 |  | ACSR Panther conductor | Km | 225000 | 1 | 225000 | [8 empty] | 225000
34 |  | Double Tension Fitting 120 KN Disc insulator | Set | 9950 | 1 | 9950 | [8 empty] | 9950
35 |  | Single Tension Fitting 120 KN Disc insulator | Set | 6000 | 3 | 18000 | [8 empty] | 18000
36 |  | Tension fitting for earth wire | Set | 1450 | 2 | 2900 | [8 empty] | 2900
37 |  | Mid span joint for 7/10 SWG earth wire | No | 500 | 2 | 1000 | [8 empty] | 1000
38 |  | 120 KN Disc Insulator | No | 1050 | 66 | 69300 | [8 empty] | 69300
39 |  | GS Earth wire 7/10 SWG | Km | 68000 | 0.35 | 23800 | [8 empty] | 23800
40 |  | Vibration Damper for panther | No | 1560 | 6 | 9360 | [8 empty] | 9360
41 |  | Vibration Damper for 7/10 SWG earth wire | No | 850 | 4 | 3400 | [8 empty] | 3400
42 |  | Mid Span Joint | No | 1199 | 3 | 3597 | [8 empty] | 3597
43 |  | Bolted type PG Clamp with Nut Bolt | No | 2360 | 2 | 4720 | [8 empty] | 4720
44 |  | PG Clamp Panther to panther | No | 2926.4 | 10 | 29264 | [8 empty] | 29264
45 |  | C-Wej Clamp panther to panther | No | 2937.02 | 10 | 29370.2 | [8 empty] | 29370.2
Total (in Rs) | [5 empty] | 4109849.7 |  | 0 |  |  |  | 0 |  | 43140 | 4152989.7
Name Of Circle Zone :- Garhwal Zone
Name Of Division :- E.E. (O&M) Division, Yamuna colony Dehra Dun.
Stock inventory for the Month of :- August -2025
Name Of Substation: |  |  | 132KV Sub station Bindal
Sl. No. | Item code | Name Of Item | Unit | Unit Rate | Useable |  | Unserviceable |  | Non-Moving |  | Obsolete |  | Scrap
[5 empty] | Qty | Value | Qty | Value | Qty | Value | Qty | Value | Qty | Value
1 | II5I504004 | Tension fitting for zebra without dead end | No. | 700 |  | 0 |  | 0 | 54 | 37800 |  | 0 |  | 0
2 | n/a | Earth wire clamp for SP-55 | No. | 100 |  | 0 |  | 0 |  | 0 | 25 | 2500 |  | 0
3 | n/a | V Cross Arm 33KV | No. | 500 |  | 0 |  | 0 |  | 0 | 4 | 2000 |  | 0
4 | n/a | Contactor MN-25watt aux 1c AC 15-4 415V, AC 10A | No. | 1350.65 | 1 | 1350.65 |  | 0 |  | 0 |  | 0 |  | 0
5 | KK0K003001 | 145KV L.A | No. | 15000 |  | 0 |  | 0 | 4 | 60000 |  | 0 |  | 0
6 | VV3V303001 | 145KV C.T 800/400/1 | No. | 103650 | 5 | 518250 |  | 0 |  | 0 |  | 0 |  | 0
7 | n/a | Pin Insulator for LT line | No. | 221.32 | 40 | 8852.8 |  | 0 |  | 0 |  | 0 |  | 0
8 | CC1C103002 | Three & Haif core circular armoured XLPE cable size 3.5*400 Sqmm | Mtr. | 994.5 | 30 | 29835 |  | 0 |  | 0 |  | 0 |  | 0
9 | VV2V204000 | T/F oil O/U | KL. | 25000 | [6 empty] | 11 | 275000
10 | NN5N506045 | Line Matching unit | No. | 2000 |  | 0 |  | 0 |  | 0 | 2 | 4000 |  | 0
11 | CC2C201005 | H.F. Cable | Mtr. | 100 | 454 | 45400 |  | 0 |  | 0 |  | 0 |  | 0
12 | n/a | ACSR deer conductor in bits O/u | Mtr. | 50 |  | 0 | 2 | 100 |  | 0 |  | 0 |  | 0
13 | SS4S402020 | 33KV PIN insulator | No. | 300 | 1 | 300 |  | 0 |  | 0 |  | 0 |  | 0
14 | n/a | RZAO relay card o/u | No. | 15000 |  | 0 |  | 0 |  | 0 | 2 | 30000 |  | 0
15 | AA0A002004 | ACSR panther conductor in bits | Mtr. | 50 | 7 | 350 |  | 0 |  | 0 |  | 0
16 | VV4V305013 | 33KV C.T 200/100/1A | No. | 17000 | 1 | 17000 |  | 0 |  | 0 |  | 0 |  | 0
17 | II4I404006 | Space cum droper for Deer | No. | 1646 | 20 | 32920 |  | 0 |  | 0 |  | 0 |  | 0
18 | II5I505006 | Double Suspension fitting (SPL Pantther) | No. | 3975 |  | 0 |  | 0 |  | 0 | 5 | 19875 |  | 0
19 | II5I502006 | Double Tension fitting (SPL Pantther) | No. | 3975 |  | 0 |  | 0 |  | 0 | 5 | 19875 |  | 0
20 | II3I301005 | Mid Spain Joint (SPL Panther) | No. | 1490 |  | 0 |  | 0 |  | 0 | 5 | 7450 |  | 0
21 | PP0P001005 | Come Along Clamp Automatic (SPL Panther) | No. | 9975 | 2 | 19950 |  | 0 |  | 0 |  | 0 |  | 0
22 | II3I306005 | Jumpering Cone (SPL Panther) | No. | 1450 |  | 0 |  | 0 |  | 0 | 5 | 7250 |  | 0
23 | II0I001007 | Disc Insulator O/U | No. | 130 |  | 0 | 101 | 13130 |  | 0 |  | 0 |  | 0
24 | AA1A101001 | Earth Wire O/U | Km. | 10000 |  | 0 | 0.245 | 2450 |  | 0 |  | 0 |  | 0
25 | n/a | CMRI Sl.No. 1509-A7216HSD | No. | 38500 | 1 | 38500 |  | 0 |  | 0 |  | 0 |  | 0
26 | n/a | Rain Protection Cover | No. | 50 | 1 | 50 |  | 0 |  | 0 |  | 0 |  | 0
27 | PP2P212002 | Blower | No. | 100 |  | 0 |  | 0 |  | 0 | 1 | 100 |  | 0
28 |  | Operating Handle | No. | 50 | 1 | 50 |  | 0 |  | 0 |  | 0 |  | 0
29 | PP3P301004 | Safety Belt O/U | No. | 100 |  | 0 |  | 0 |  | 0 | 2 | 200 |  | 0
30 | YY1Y102002 | 110V, 300AH Battery Charger O/U | No. | 20000 |  | 0 | 1 | 20000 |  | 0 |  | 0 |  | 0
31 | JJ0J005010 | 33kV Breaker Damaged | No. | 15000 |  | 0 |  | 0 |  | 0 |  | 0 | 1 | 15000
32 | n/a | 132KV C.T. 800/400/1 Old & used Replaced under PSDF | No. | 10000 |  | 0 | 6 | 60000 |  | 0 |  | 0 |  | 0
33 | VV6V505002 | 33KV P.T. Old & used Replaced under PSDF | No. | 5000 |  | 0 | 3 | 15000 |  | 0 |  | 0 |  | 0
34 | n/a | 132KV P.T. Old & used Replaced under PSDF | No. | 10000 |  | 0 | 2 | 20000 |  | 0 |  | 0 |  | 0
35 | JJ0J003006 | 132 KV C.B. Damaged | No. | 15000 |  | 0 |  | 0 |  | 0 |  | 0 | 1 | 15000
36 | JJ0J005010 | 33 KV C.B. Old & used Replaced under PSDF | No. | 25000 |  | 0 | 2 | 50000 |  | 0 |  | 0 |  | 0
37 | JJ0J003006 | 132 KV C.B. Old & used Replaced under PSDF | No. | 35000 |  | 0 | 3 | 105000 |  | 0 |  | 0 |  | 0
38 | KK0K003001 | 132KV L.A. Old & used Replaced under PSDF | No. | 5000 |  | 0 | 3 | 15000 |  | 0 |  | 0 |  | 0
39 | II5I504009 | Suspension fitting for 7/9 Earth wire | No. | 1060.82 | 9 | 9547.38 |  | 0 |  | 0 |  | 0 |  | 0
40 | II5I504010 | Suspension fitting for 7/10 Earth wire | No. | 1060.82 | 9 | 9547.38 |  | 0 |  | 0 |  | 0 |  | 0
41 | II5I501009 | Tension fitting for 7/9 Earth wire | No. | 1062 | 6 | 6372 |  | 0 |  | 0 |  | 0 |  | 0
42 | II5I501010 | Tension fitting for 7/10 Earth wire | No. | 1062 | 1 | 1062 |  | 0 |  | 0 |  | 0 |  | 0
43 | II3I301008 | Mid Span joint for 7/9 E/W | No. | 1063.18 | 12 | 12758.16 |  | 0 |  | 0 |  | 0 |  | 0
44 | II3I301009 | Mid Span joint for 7/10 E/W | No. | 1063.18 | 14 | 14884.52 |  | 0 |  | 0 |  | 0 |  | 0
45 | FF0F003002 | Dismantald tower Parts | MT. | 40000 |  | 0 | 0.8 | 32000 |  | 0 |  | 0 |  | 0
46 | JJ0J005010 | 33 kV Areva make VCB Old & used Replaced under PSDF | No. | 75000 |  | 0 | 1 | 75000 |  | 0 |  | 0 |  | 0
47 | MM0M004007 | Electromag. O/C, E/F relay O/U | No. | 1000 |  | 0 |  | 0 |  | 0 | 7 | 7000 |  | 0
48 | II5I507004 | Bolted Type Tension Fitting for ACSR 'Zebra | No. | 4120.56 | 12 | 49446.72 |  | 0 |  | 0 |  | 0 |  | 0
49 | VV2V204001 | EHV Grade Transformer oil drum. | No. | 15357.11 | 1 | 15357.11 |  | 0 |  | 0 |  | 0 |  | 0
50 | II5I502005 | Double Tension Fitting for Panther Conductor | No. | 8873.6 | 1 | 8873.6 |  | 0 |  | 0 |  | 0 |  | 0
51 | AA0A002001 | Moose Conductor | Mtr. | 725.7 | 40 | 29028 |  | 0 |  | 0 |  | 0
52 | JJ0J005010 | 33 KV ABB VCB make old and used replaced under P.S.D.F scheme | No. | 10000 | 1 | 10000 |  | 0 |  | 0 |  | 0 |  | 0
53 | II5I501002 | Bolted type busbar tension fitting having 6 bolt sutable for Moose conductor | No. | 1400 | 2 | 2800
54 | VV6V505002 | 33 kV / 110 volt Potential transformer | No. | 12510.66 | 1 | 12510.66
55 | II3I301009 | Mid span compression joint for 7/10 Earthwire SWG | No | 401.2 | 2 | 802.4
56 | VV1V101034 | 145 kv bushing for 40mva T/F EMCO Make | No | 10000 | 1 | 10000
57 | VV2V204007 | Empty Drum of Transformer Oil each 209 ltr. Capacity | No | 200 | 50 | 10000
58 | VV2V204007 | Empty Drum of Transformer Oil each 209 ltr. Capacity (O&U) | No | 200 | [6 empty] | 25 | 5000
59 | VV6V602003 | 132KV C.V.T. Old & used | No. | 20000 | [6 empty] | 1 | 20000
60 | JJ0J005010 | 33 KV ABB VCB make old and used . | No | 25000 | [6 empty] | 1 | 25000
61 | JJ0J005010 | 33 KV Alstom VCB make old and used . | No. | 25000 | [6 empty] | 1 | 25000
62 | JJ7J707001 | SF-6 Gas | Kg. | 11800 | 05 | 59000
63 | JJ0J003006 | 132 KV C.B. Old & used | No. | 40000 |  | 0 |  |  |  |  | 1 | 40000
64 | VV3V305006 | 33 kV 800/400/01A ( 3core) C.T. acc.class 0.2 (Old & Used ) | No. | 10000 |  | 0 |  |  |  |  | 7 | 70000
65 | AA0A002004 | ACSR panther Conductor ( Old & used ) | MT. | 45000 | 1.48 | 66600
66 | JJ7J701014 | Screw auxillary switch 110Volt DC, 12NO+12NC for 33kV CB. | No. | 12154 | 1 | 12154
67 | II5I501005 | Single tension fitting (120KN) for panther conductor | No. | 7011.56 | 7 | 49080.92
68 | II3I301004 | Mid span joint for panther conductor | No. | 1460.84 | 8 | 11686.72
69 | VV5V407014 | CT clamp for Moose conductor having 6 no. U-Bolt | No. | 2265.6 | 06 | 13593.6
70 | II1I102001 | C- Wedge clamp for Moose to Moose | No. | 2684.5 | 4 | 10738
71 | II5I501005 | Tension Fitting for Panther Conductor | No. | 7080 | 02 | 14160
72 | SS4S402003 | 33 kV Isolator Jaw with Six contact | No. | 5894.1 | 11 | 64835.1
73 | SS4S402004 | 33 kV Isolator Jaw with four contact | No. | 3534.1 | 14 | 49477.4
74 | SS4S402012 | 33 kV Isolator Blade | No. | 4112.3 | 12 | 49347.6
75 | SS4S402020 | 33 kv Bus Post insulator | No. | 1758.2 | 77 | 135381.4
76 | SS4S402020 | 33 kv Bus Post Solid core insulator | No. | 2938.2 | 18 | 52887.6
77 | VV5V406005 | Junction Box for 33 kV CT/PT | No. | 11797.64 | 2 | 23595.28
78 | VV5V406003 | Junction Box for 132 kV CT | No. | 17226.82 | 05 | 86134.1
79 | VV6V601003 | Junction Box for 132 kV PT/CVT. | No. | 17226.82 | 04 | 68907.28
80 | II5I501010 | Tension fitting for 7/10 Earth wire | Sets | 1829 | 08 | 14632
81 | II5I507002 | Bolted Type Tension Fitting for ACSR Moose Conductor | Sets | 9440 | 05 | 47200
82 | II5I507005 | Bolted Type Tension Fitting for ACSR Panther Conductor | Nos | 4985.5 | 8 | 39884
83 | JJ5J501008 | Tripping Coil 110Volt DC operating for 33 kV C.B. | Nos | 15281 | 1 | 15281
84 |  | Non-Contact high voltage detector | Nos | 29323 | 1 | 29323
85 | II5I501005 | Tension Fitting for Panther Conductor | No. | 2183 | 15 | 32745
86 |  | D- Shackle | No. | 2301 | 6 | 13806
87 |  | Silica Gel | Kg. | 462.55 | 13 | 6013.15
88 |  | 145 kv 800A 300 BCT bushing for 40mva EMCO Make T/F | No. | 307437.2 | 2 | 614874.4
89 |  | 145 kv 800A 100 BCT bushing for 40mva ALSTOM Make T/F | No. | 283247.2 | 1 | 283247.2
|  | Total Rs. |  |  |  | 2780383.13 |  | 407680 |  | 97800 |  | 560250 |  | 30000
Name Of Circle Zone :- Garhwal Zone
Name Of Division :- E.E. (O&M) Division, Yamuna colony Dehra Dun.
Stock inventory for the Month of :- August -2025
Name Of Substation: |  |  | 132KV Sub station Bindal
Sl. No. | Item code | Name Of Item | Unit | Unit Rate | Useable |  | Unserviceable |  | Non-Moving |  | Obsolete |  | Scrap
[5 empty] | Qty | Value | Qty | Value | Qty | Value | Qty | Value | Qty | Value
1 | VV3V303003 | 145KV C.T 400/200/1 O/u | No. | 20000 | 6 | 120000 |  | 0 |  | 0 | 0 | 0 |  | 0
2 | VV3V305009 | 33 kV Single phase , outdoor type Live Tank C.T. having ratio 400/200/1A O/U | No. | 7000 | 15 | 105000
3 |  | 120 KN Disc Insulator for tension fitting. | No. | 849.6 | 120 | 101952
4 |  | Single Tension fitting (120 KN) for ACSR Panther conductor. | No. | 7434 | 24 | 178416
5 |  | Vibration damper for ACSR Panther conductor. | No. | 1593 | 24 | 38232
6 |  | Tension fitting for 7/10 SWG G.S Earth wire. | No. | 1486.8 | 2 | 2973.6
7 |  | Vibration damper for Earth wire | No. | 1593 | 2 | 3186
8 |  | Mid Span compression joint for ACSR Panther conductor. | No. | 1911.6 | 2 | 3823.2
9 |  | Mid Span compression joint for earthwire. | No. | 1593 | 2 | 3186
10 |  | Tension clamp for 7/10 SWG earth wire | No. | 5841 | 4 | 23364
11 |  | Repair Sleeve for ACSR Panther conductor. | No. | 2655 | 4 | 10620
12 |  | Flexible Copper Bonds | No. | 3186 | 2 | 6372
13 |  | Danger plate | No. | 637.2 | 1 | 637.2
14 |  | Number plate | No. | 531 | 1 | 531
15 |  | Phase plate (set of three) | No. | 531 | 1 | 531
16 |  | Pipe type earthing set (set of 02 No. for each tower) | Set. | 5310 | 1 | 5310
17 |  | Anti climbing device barbed wire | Set. | 5310 | 1 | 5310
18 |  | Bird guards ( set of six ) | No. | 531 | 6 | 3186
19 |  | 160 Amp. 415 Volt 4 pole 10 KA MCCB | No. | 17110 | 2 | 34220
20 |  | Contactor 3-Pole with Addon Block, MNX9 coil voltage | No. | 2242 | 2 | 4484
21 |  | 33 kV Lightening Arrester | No. | 23458.4 | 3 | 70375.2
22 |  | 33 kV C.B. ( Old & Used) | No. | 50000 | 2 | 100000
23 |  | CT clamp for Moose conductor having 6 no. U-Bolt | No. | 1752.3 | 30 | 52569
24 |  | CT clamp for Panther conductor having 6 no. U-Bolt | No. | 1752.3 | 19 | 33293.7
25 |  | Indicator of C&R panel | No. | 234.82 | 40 | 9392.8
26 |  | Digital Voltmeter PTR- 33/110Volt | No. | 3009 | 2 | 6018
[6 empty] | 907571.9 |  |  |  | 0 |  | 0 |  | 0

## Abstract
Summary of Inventory(Final Abstract)
Name of Circle/Zone |  | Dehradun/Garhwal
Name of Division |  | Jhajhra Div Dehradun
Month |  | 2025-08-01
S.n. | Description | 220/33kV Jhajhra,Dehradun | 220/33kV Jhajhra Line,Dehradun | 132 kV Purkul Substation Dehradun | Total
1 | Useable | 44605532.061 | 7356246.1786 | 5287902.982 | 57249681.2216
2 | Unserviceable | 0 | 22200 | 0 | 22200
3 | Non moving | 25075080.1813 | 0 | 0 | 25075080.1813
4 | Obsolete | 0 | 0 | 40000 | 40000
5 | Scrap | 671170.096 | 0 | 24400 | 695570.096
| Total | 70351782.3382 | 7378446.1786 | 5352302.982 | 83082531.4988
Grand Total
Summary of Inventory(Final Abstract)
Name of Circle/Zone |  | Dehradun/Garhwal
Name of Division |  | Yamuna Colony Div Dehradun
Month |  | 2025-08-01
S.n. | Description | 132kV Majra Substation Dehradun(Dinesh Kumar) | 132kV Majra Line Dehradun(Kuldeep jadli ) | 132kV Bindal Substation Dehradun(Vikas) | 132kV Bindal Substation Dehradun(Sanjay) | Total
1 | Useable | 4240437.94 | 4109849.7 | 2780383.13 | 907571.9 | 12038242.67
2 | Unserviceable | 37000 | 0 | 407680 | 0 | 444680
3 | Non moving | 86233.5 | 0 | 97800 | 0 | 184033.5
4 | Obsolete | 200840 | 0 | 560250 | 0 | 761090
5 | Scrap | 60002.5 | 43140 | 30000 | 0 | 133142.5
| Total | 4624513.94 | 4152989.7 | 3876113.13 | 907571.9 | 13561188.67
Grand Total
Summary of Inventory(Final Abstract)
Name of Circle/Zone |  | Dehradun/Garhwal
Name of Division |  | Harrawala Div Dehradun
Month |  | 2025-08-01
S.n. | Description | 220 kV Harrawala Substation Dehradun | 220 kV Harrawala Line Dehradun | 132kV Substation Laltappar | Total
1 | Useable | 25654778.5966 | 1313149.7357 | 5090744.227 | 32058672.5593
2 | Unserviceable | 0 | 0 | 0 | 0
3 | Non moving | 0 | 0 | 0 | 0
4 | Obsolete | 0 | 0 | 0 | 0
5 | Scrap | 0 | 339600 | 208557.6 | 548157.6
| Total | 25654778.5966 | 1652749.7357 | 5299301.827 | 32606830.1593
Grand Total