## Jhajhra+YC+harrawala
Item Inventory
Name of Zone - Garhwal Zone
Name of circle - (O&M) Circle Yamuna Colony Dehradun
Name of Division - 220 KV (O&M) I.D Jhajhra Dehradun
Name of Substation - 220 KV SubStation Jhajhra Dehradun
Name - Ajay Bhatt (Incharge of 132/33 KV Yards)
Month - March - 2025
S. No. | Item code | Name of Item | Unit | Unit rate in Rs. | Useable |  | Unserviceable |  | Non-Moving |  | Obsolete |  | Scrap
[5 empty] | Qty. | Total Amount in Rs. | Qty. | Total Amount in Rs. | Qty. | Total Amount in Rs. | Qty. | Total Amount in Rs. | Qty. | Total Amount in Rs.
1 | CC2C201003 | HF Cable | Km. | 202456.15 | 1.938 | 392360.0187 | … | … | … | … | … | … | … | …
2 | VV1V101035 | LV Bushing for 40MVA (36KV/2000A) Bushing, Porcelain | No. | 25000 | 1 | 25000 | … | … | … | … | … | … | … | …
3 | VV2V214001 | PT- 100 Sensor SR. No. B1201083.6 | No. | 3000 | 1 | 3000 | … | … | … | … | … | … | … | …
4 | VV2V216007 | CCU with PSU SR. No. B1201064.1 | No. | 2100 | 1 | 2100 | … | … | … | … | … | … | … | …
5 | VV2V214001 | PT- 100 Sensor SR. No. B1201065.2 | No. | 3000 | 1 | 3000 | … | … | … | … | … | … | … | …
6 | VV2V216007 | CCU with PSU SR. No. B1201087.3 | No. | 2100 | 1 | 2100 | … | … | … | … | … | … | … | …
7 | VV2V208002 | Magnetic oil Gauge (MOG SR.No. 86803) | No. | 1200 | 1 | 1200 | … | … | … | … | … | … | … | …
8 |  | Remote tap position indicator SR.No. 12049 MNO- TPC-12232) | No. | 3240 | 1 | 3240 | … | … | … | … | … | … | … | …
9 | JJ3J301010 | One complete pole of 1600A CB with pole column and interrupter without PIR & MB and operating mechanism and without support structure. | No. | 275776 | 1 | 275776 | … | … | … | … | … | … | … | …
10 | JJ7J707001 | SF6 gas | Kg. | 450 | 12 | 5400 | … | … | … | … | … | … | … | …
11 | JJ3J301018 | Spring Operating Mechanism complete | Set | 63000 | 1 | 63000 | … | … | … | … | … | … | … | …
12 |  | 145kV, 800A, 120% extended 5 core CT complete in all respects including terminal connectors and support stool for erecting on standard support structure. | No. | 73828.9 | 1 | 73828.9 | … | … | … | … | … | … | … | …
13 | JJ5J503011 | 33KV Circuit breaker pole | No. | 17255.67 | 2 | 34511.34 | … | … | … | … | … | … | … | …
14 | MM2M203002 | Ammeter with transducer | No. | 300 | 2 | 600 | … | … | … | … | … | … | … | …
15 |  | Wattmeter with transducer | No. | 280 | 1 | 280 | … | … | … | … | … | … | … | …
16 |  | Varmeter with transducer | No. | 310 | 1 | 310 | … | … | … | … | … | … | … | …
17 | MM2M202002 | Voltmeter with transducer | No. | 250 | 1 | 250 | … | … | … | … | … | … | … | …
18 |  | Voltmeter selector switch | No. | 360 | 1 | 360 | … | … | … | … | … | … | … | …
19 | SS7S710002 | Annunciations windows with necessary annunciation relay | No. | 3000 | 1 | 3000 | … | … | … | … | … | … | … | …
20 | MM0M012001 | Self reset trip relay (one relay of each type) Type- RXMS+RXME | No. | 4500 | 1 | 4500 | … | … | … | … | … | … | … | …
21 |  | Semaphore indicator for Earth switch | No. | 1000 | 2 | 2000 | … | … | … | … | … | … | … | …
22 |  | Synchronizing socket | No. | 356 | 1 | 356 | … | … | … | … | … | … | … | …
23 | MM0M012001 | Self reset trip relay (one relay of each type) Type- RXMS+RXME | No. | 4200 | 1 | 4200 | … | … | … | … | … | … | … | …
24 | MM0M018001 | Flag relays (one relay of each type) Type- RXSF1 | No. | 3700 | 1 | 3700 | … | … | … | … | … | … | … | …
25 |  | Inter-posing CT & PTs each type | Set | 500 | 1 | 500 | … | … | … | … | … | … | … | …
26 | NN5N506008 | Metrosil(No.n-linear resistor) each type | No. | 3500 | 1 | 3500 | … | … | … | … | … | … | … | …
27 | NN5N506009 | Longest optical cable (1Set = 90Mtr.) | Set | 19212 | 1 | 19212 | … | … | … | … | … | … | … | …
28 | NN5N506030 | Telephone Set | No. | 400 | 1 | 400 | … | … | … | … | … | … | … | …
29 | NN5N506032 | Telephone 4 wire with necessary connecting cable | Set. | 1050 | 1 | 1050 | … | … | … | … | … | … | … | …
30 | YY0Y003022 | Inter cell connectors with bolts and nuts | No. | 84 | 10 | 840 | … | … | … | … | … | … | … | …
31 |  | Main Control Card (CARD SPCL-441V2) | No. | 300 | 1 | 300 | … | … | … | … | … | … | … | …
32 |  | DC-DC Card (CARD SPCL-405, 48 V/12 V) | No. | 300 | 1 | 300 | … | … | … | … | … | … | … | …
33 |  | Feed back card(card SPCL-236 for 220 V) | No. | 200 | 1 | 200 | … | … | … | … | … | … | … | …
34 |  | TEMP. CONP. CARD(CARD SPCL-43V1) | No. | 350 | 1 | 350 | … | … | … | … | … | … | … | …
35 |  | LED INDICATOR CARD(CARD SPCL-442) | No. | 250 | 1 | 250 | … | … | … | … | … | … | … | …
36 |  | TRIP RELAY(Relay 12 V , 3C/O, 5A) | No. | 400 | 1 | 400 | … | … | … | … | … | … | … | …
37 |  | AUX .INPUT CONTACTOR( AC CONTACTOR 25 A,AC1 ,415 V, 1No.+1NC Aux) | No. | 450 | 1 | 450 | … | … | … | … | … | … | … | …
38 | YY1Y105002 | Filter capacitor selected Value 50000mf / 350 Volt | No. | 0 | 1 | 0 | … | … | … | … | … | … | … | …
39 | YY1Y105001 | Thyristor / diode (Blocking Diode) 150 A Lav / 1200Volt | No. | 350 | 1 | 350 | … | … | … | … | … | … | … | …
40 |  | Bleeder (W/W/R 750E/250W OR EQ) | No. | 100 | 1 | 100 | … | … | … | … | … | … | … | …
41 |  | Main Control Card (CARD SPCL-441V2) | No. | 300 | 1 | 300 | … | … | … | … | … | … | … | …
42 |  | Annunciation card ( SPCL-440V2) | No. | 500 | 1 | 500 | … | … | … | … | … | … | … | …
43 |  | DC-DC Card (CARD SPCL-405, 48 V/12 V) | No. | 300 | 1 | 300 | … | … | … | … | … | … | … | …
44 |  | TEMP. CONP. CARD(CARD SPCL-43V1) | No. | 350 | 1 | 350 | … | … | … | … | … | … | … | …
45 |  | LED INDICATOR CARD(CARD SPCL-442) | No. | 250 | 1 | 250 | … | … | … | … | … | … | … | …
46 |  | INPUT CONTACTOR( AC CONTACTOR 25 A,AC1 ,415 V, TP+1No.+2NC Aux) | No. | 550 | 1 | 550 | … | … | … | … | … | … | … | …
47 | YY1Y105002 | Filter capacitor selected Value 10000mf / 110 Volt | No. | 200 | 1 | 200 | … | … | … | … | … | … | … | …
48 |  | SCR-SCR Module (SCR-SCR Module 55A LAV/400 V | No. | 50 | 3 | 150 | … | … | … | … | … | … | … | …
49 | YY1Y109038 | Thyristor / diode (Blocking Diode) 150 A Lav / 400Volt | No. | 200 | 1 | 200 | … | … | … | … | … | … | … | …
50 |  | Bleeder (W/W/R 100E/100W OR EQ | No. | 100 | 1 | 100 | … | … | … | … | … | … | … | …
51 |  | Earth Fault Resistance(W/W/R 470 E /20W) | No. | 202.95 | 1 | 202.95 | … | … | … | … | … | … | … | …
52 |  | Potentiometer (potentionmeter 10 K/1 W) | No. | 180 | 1 | 180 | … | … | … | … | … | … | … | …
53 | SS7S707001 | HPL Make 400A FP MCCB | No. | 210 | 1 | 210 | … | … | … | … | … | … | … | …
54 | AA3A301004 | Al. Tube & welding Sleeves | mtr | 12 | 93 | 1116 | … | … | … | … | … | … | … | …
55 | AA3A302004 | Welding sleeve with 4 nos. Pin | Nos. | 5 | 4 | 20 | … | … | … | … | … | … | … | …
56 |  | 145 kV Bus Post Insulators (without corona ring) with creepage distance of 3625 mm. | Nos | 20 | 2 | 40 | … | … | … | … | … | … | … | …
57 |  | 145 kV Single tension string assembly of Disc insulator (120KN) with total creepage distance of 3625mm with all hardware accessories including arcing horn suitable for tension clamp set and Single Moose ACSR bundle without turn Buckle. | Nos. | 8 | 1 | 8 | … | … | … | … | … | … | … | …
58 | NN4N408016 | Double Pole Iron Clad Main Switch 63 Amp. Complete | Nos. | 4419.69 | 2 | 8839.38 | … | … | … | … | … | … | … | …
59 | FF2F206003 | 12mm. Chequer plate | MT | 74517.5 | 3.089 | 230184.5575 | … | … | … | … | … | … | … | …
60 | FF2F202003 | MS Flat 50 X 6 mm | MT | 63472.5 | 0.1 | 6347.25 | … | … | … | … | … | … | … | …
61 | CC2C201002 | Armoured optical fibre Cable D-Link NCB - FM500-AUHD-06-50 / 1.25µΩ OMZ | Mtr. | 105.79 | 580 | 61358.2 | … | … | … | … | … | … | … | …
62 | CC2C201004 | RS 485 Communicating Cable | Mtr. | 65.9384 | 90 | 5934.456 | … | … | … | … | … | … | … | …
63 | CC3C313014 | Cable gland O/S | Nos. | 166.24 | 30 | 4987.2 | … | … | … | … | … | … | … | …
64 | FF1F101041 | GI bolt & nut with spring & flat washer 10x50 mm, 10x75 mm,12x75 mm, 12x50 mm & 12x60 mm | Kg. | 105.79 | 34 | 3596.86 | … | … | … | … | … | … | … | …
65 | CC3C316003 | GI cable tray perforated 2.5 mtr. length 150 mm wide | Mtr. | 309.81 | 28 | 8674.68 | … | … | … | … | … | … | … | …
66 | CC3C316002 | GI cable tray perforated 2.5 mtr. length 225 mm wide | Mtr. | 385.37 | 15 | 5780.55 | … | … | … | … | … | … | … | …
67 | CC0C001020 | Armoured control cable 2C X 2.5sq.mm. | Km. | 64983.75 | 0.27 | 17545.6125 | … | … | … | … | … | … | … | …
68 | CC0C001013 | Armoured control cable 6C X 2.5sq.mm. | Km. | 158681.25 | 0.293 | 46493.6062 | … | … | … | … | … | … | … | …
69 | AA3A301004 | 4" IPS Al tube EH type | Mtr. | 2200 | 100 | 220000 | … | … | … | … | … | … | … | …
70 | MM0M019017 | 48VDC, 2250Ω, 48D-5 Relay with 8 pins consisting 2NO +2NC Contact | Nos. | 1362 | 4 | 5448 | … | … | … | … | … | … | … | …
71 | JJ2J201021 | Motor Contactor For 245 KV CB, 220 VDC (CGL) | No | 800 | 14 | 11200 | … | … | … | … | … | … | … | …
72 |  | Contactor (3NO+3NC) For 245 KV CB, 220 VDC (CGL) | No | 800 | 31 | 24800 | … | … | … | … | … | … | … | …
73 | SS7S701005 | 02 Amp, 2 pole, 250 VDC MCB | NOS | 2950 | 3 | 8850 | … | … | … | … | … | … | … | …
74 | SS7S701004 | 06 Amp, 2 pole, 250 VDC MCB | NOS | 2950 | 3 | 8850 | … | … | … | … | … | … | … | …
75 | PP1P122007 | N2 Regulator Assembly | No | 19558.5 | 1 | 19558.5 | … | … | … | … | … | … | … | …
76 |  | N2 Gas Cylinder Empty | No | 20000 | 1 | 20000 | … | … | … | … | … | … | … | …
77 |  | 33 KV CT(1PH), AC 0.2, 5 Core 1600/800/1A | No | 79490.7 | 1 | 79490.7 | … | … | … | … | … | … | … | …
78 |  | 36 KV, 3 Core CT 1600/800/1 A with 0.2 Accuracy | No | 79060 | 1 | 79060 | … | … | … | … | … | … | … | …
79 |  | Cap bank cell | No | 59000 | 2 | 118000
80 |  | Auxiliary switch of rating 10 amp 220 VDC, 6 NO+6NC | Nos | 9735 | 4 | 38940
81 |  | 33 KV VCB Tripping Coil | Nos | 9735 | 4 | 38940
82 |  | 33 KV VCB Closing Coil | Nos | 9735 | 4 | 38940
83 |  | 33 KV CT Old & Used | Nos | 15000 | 6 | 90000
84 |  | Moose Conductor | KM | 300000 | 0.035 | 10500
85 |  | 1600 Amp 33KV Motor Operated Isolator sets | Set | 163902 | 5 | 819510
86 |  | Silica Gel | NO | 376.538 | 85 | 32005.73
|  | Silica Gel | NO | 462.56 | 140 | 64758.4
87 |  | Auxiliary switch 220VDC 8 NO+8NC | NO | 9711.4 | 4 | 38845.6
88 |  | Log Sheet | NO | 3304 | 1 | 3304
89 |  | Daily supply postion register | NO | 684.4 | 6 | 4106.4
90 |  | Gate entry regidter | NO | 684.4 | 6 | 4106.4
91 |  | Monthly stoppage register | NO | 684.4 | 3 | 2053.2
92 |  | LA Surge Counter register | NO | 684.4 | 8 | 5475.2
93 |  | Daily battery register | NO | 684.4 | 4 | 2737.6
94 |  | Tripping base register | NO | 684.4 | 8 | 5475.2
95 |  | Maximum/Minimum Register 220 KV yard | NO | 684.4 | 8 | 5475.2
96 |  | Maximum/Minimum Register 132 KV yard | NO | 684.4 | 8 | 5475.2
97 |  | Maximum/Minimum Register 33 KV yard | NO | 684.4 | 8 | 5475.2
98 |  | 75x12 mm MS Flate | MT | 94931 | 0.62 | 58857.22
99 |  | 50x6 mm MS Flate | MT | 94931 | 0.62 | 58857.22
100 |  | Limit Switch 10A, 125VDC, 3A, 250VDC | NO | 4956 | 1 | 4956
101 |  | Circuit Breaker Upper Terminal Pad 16*75 | NO | 4720 | 4 | 18880
102 |  | Circuit Breaker Upper Terminal Pad 16*46 | NO | 6490 | 3 | 19470
103 |  | Breaker Control switch 3Position, 16 ways, 16-32 amp TNC Switch | NO | 9204 | 1 | 9204
104 |  | Tripping coil, 220-240 VDC, 73 Ω for 132 KV CGL CB | NO | 6844 | 6 | 41064
105 |  | Closing coil, 220-240 VDC, 90 Ω for 132 KV CGL CB | NO | 6844 | 4 | 27376
106 |  | Motor Contactor with addon block 220/132 KV CB | NO | 6844 | 2 | 13688
107 |  | Auxiliary contactor for 220/132 KV CB | NO | 6844 | 3 | 20532
108 |  | 40 mm MS Rod For earthing Purpose | MT | 153990 | 0.55 | 84694.5
109 |  | 40 mm MS 3 meter electrodes Rod For earthing Purpose | No | 2242 | 14 | 31388
110 |  | RXMA1 Relay | No | 23423 | 1 | 23423
111 |  | RXMVB2 Relay | No | 23423 | 1 | 23423
112 |  | 132KV 1250 Amp Isolator moving blade | No | 21240 | 6 | 127440
113 |  | 132KV 1250 Amp Isolator Fixed Contacyt assembly with earth switch | No | 15930 | 3 | 47790
114 |  | 33KV outdoor PT | No | 70018.9 | 6 | 420113.4
115 |  | 33KV Singal Phase outdoor type 1600/800/1A, .2S | No | 82686.14 | 3 | 248058.42
116 |  | 33KV Singal Phase outdoor type 800/400/1A, .2S | No | 82686.14 | 5 | 413430.7
117 |  | 33KV CT Junction Box | No | 16256.86 | 1 | 16256.86
118 |  | AC Voltmeter, 500 volt AC, 3.5 Digit, CL - 1 | No | 5900 | 2 | 11800
119 |  | AC Ammeter, 500 volt AC, 3.5 Digit, CL - 1 | No | 5900 | 2 | 11800
120 |  | DC Voltmeter, 500 volt AC, 3.5 Digit, CL - 1 | No | 7080 | 2 | 14160
121 |  | C wedge Moose to Moose | No | 3357.1 | 6 | 20142.6
122 |  | C wedge Panther to Dog | NO | 1640.2 | 4 | 6560.8
124 |  | 33KV Isolator Clamp Ped Type | No | 3363 | 5 | 16815
130 |  | 16 Sqm singal core flexible copper cable | No | 365.8 | 30 | 10974
131 |  | Terminal Block CTS 70 L | No | 302.08 | 40 | 12083.2
|  | BCU's (P14DL Model) GE Make | No | 684400 | 11 | 7528400
|  | BCU's (P14DL Model) GE Make | No | 621860 | 14 | 8706040
|  | BCU's (C650 Model) GE Make | No | 938100 | 9 | 8442900
|  | 220 Volt 500AH SMF VRLA Battery Set, 02 Volt Each cell | Set | 1766400 | 1 | 1766400
132 |  | Transformer cooling Fan (Old, Used & Damaged) | No | 1000 | … | … | … | … | 7 | 7000
133 | AA1A101001 | GS Earth wire 7/9 SWG (Old and dismantaled) | KM | 24800 | … | … | … | … | 0.31 | 7688 | … | … | … | …
134 |  | 3ɸ Transformer Cooling Fan ( Old & Used & Repairable) | Nos. | 5000 | … | … | … | … | 3 | 15000 | … | … | … | …
135 |  | Annunciation card ( SPCL-440V2) ( Old & Used & Repairable) | No. | 250 | … | … | … | … | 1 | 250 | … | … | … | …
136 | VV6V602003 | 132KV CVT (Sepaged) | No. | 100000 | … | … | … | … | 1 | 100000 | … | … | … | …
137 |  | D 400 Upgrade Kit (old used& repairable) | No. | 50000 | … | … | … | … | 2 | 100000 | … | … | … | …
138 |  | 220/132/33 KV Feeder Energy meeter (old & used) | No | 2000 | … | … | … | … | 26 | 52000 | … | … | … | …
139 | VV2V204001 | Transformer oil (old & used) | Ltr | 25 | … | … | … | … | 1404 | 35100 | … | … | … | …
140 |  | 145 KV 1250 amp, Transformer Bushing with rod (O&U, Dismantle) | No | 25000 | … | … | … | … | 1 | 25000
141 |  | 33 KV Circuit Breaker (Old & Used) | No | 50000 | … | … | … | … | 4 | 200000
142 |  | Fire Panel (O&U, Damage) | No | 500 | [8 empty] | 1 | 500
143 |  | Capacitor cell (old,Used, Brunt & Damaged) | No | 1000 | [8 empty] | 2 | 2000
144 |  | LMU (O&U,Damage) | Nos | 500 | [8 empty] | 4 | 2000
145 |  | NDR Relay (Old used & defective) | Nos | 2000 |  |  |  |  | … | … |  |  | 1 | 2000
146 |  | MS & Iron Scrap | Kg. | 15 | … | … | … | … | … | … | … | … | 9.72 | 145.8
147 |  | 3 phase Window AC compressor (old, used & damaged) | Nos | 300 | … | … | … | … | … | … | … | … | 5 | 1500
151 |  | battery cells (old, used and damaged) 500 AH | No. | 2400.132 | … | … | … | … | … | … | … | … | 116 | 278415.312
152 |  | battery cells (old, used and damaged) 300 AH | No. | 2100.132 | … | … | … | … | … | … | … | … | 5 | 10500.66
153 |  | 33 KV CT (O&U, Damaged) | No | 5000 | [8 empty] | 11 | 55000
154 | VV2V204007 | Empty Drum of Transformer Oil each 209 Ltrs. Capacity | Nos | 200 | … | … | … | … | … | … | … | … | 75 | 15000
155 | VV3V301002 | 36 KV CT 1600/800/1Amp.(Old, used & Damaged) | Nos. | 20000 | … | … | … | … | … | … | … | … | 1 | 20000
156 |  | Aluminium clamp Scrap | KG | 15 | [8 empty] | 10 | 150
157 |  | CT Junction Box (O&U, Damaged) | No | 200 | [8 empty] | 13 | 2600
158 |  | 33Kv Circuit Breaker (O&U, damaged) Without Pole & Structure | No | 5000 | [8 empty] | 3 | 15000
159 |  | 4" IPS Al tube (O&U) | KG | 15 | [8 empty] | 110 | 1650
160 |  | T-60 Relay (O&U, Damaged) | No | 5000 | [8 empty] | 1 | 5000
[6 empty] | 31405052.011 |  | 0 |  | 542038 |  | 0 |  | 411461.772
Item Inventory
Name of Zone - Garhwal Zone
Name of Circle - (O&M) Circle Yamuna Colony Dehradun
Name of Division - 220 KV (O&M) I.D Jhajhra Dehradun
Name of Substation - 220 KV SubStation Jhajhra Dehradun (220 kV Switchyard)
Month - March 2025 (Balram Giri, JE 220 kV Switch yard )
S. No. | Item code | Name of Item | Unit | Unit rate in Rs. | Useable |  | Unserviceable |  | Non-Moving |  | Obsolete |  | Scrap
[5 empty] | Qty. | Total Amount in Rs. | Qty. | Total Amount in Rs. | Qty. | Total Amount in Rs. | Qty. | Total Amount in Rs. | Qty. | Total Amount in Rs.
1 |  | C/D Type Tower with Bolts, Nuts & Stub (Galvanized) | MT | 102024 | 0.818 | 83455.63 | … | … | … | … | … | … | … | …
2 | AA0A002003 | ACSR Zebra Conductor | KM | 231471.78 | 0.692 | 160178.47 | … | … | … | … | … | … | … | …
3 | MM0M007001 | Buchhloz Relay Atvus GOR - III SR. No. JJ04178(Main Tank complete with contacts) | No. | 122000 | 1 | 122000 | … | … | … | … | … | … | … | …
4 | VV1V101010 | HV Bushing for 160 MVA ABB, 245 KV / 1250 Amp. Bushing OTP | No. | 1140000 | 1 | 1140000 | … | … | … | … | … | … | … | …
5 | VV1V101011 | LV Bushing for 160 MVA ABB, 145KV/ 1250Amp. Bushing OTP | No. | 90000 | 1 | 90000 | … | … | … | … | … | … | … | …
6 | VV2V214001 | PT- 100 Sensor SR. No. B1201057.5 | No. | 4500 | 1 | 4500 | … | … | … | … | … | … | … | …
7 | VV2V216007 | CCU with PSU SR. No. B1201064.2 | No. | 3500 | 1 | 3500 | … | … | … | … | … | … | … | …
8 | VV2V216001 | R.T. Indicator (M-2245T2) SR.No. B1201088.1 | No. | 4300 | 1 | 4300 | … | … | … | … | … | … | … | …
9 | VV2V214001 | PT- 100 Sensor SR. No. B1201057.2 | No. | 4500 | 1 | 4500 | … | … | … | … | … | … | … | …
10 | VV2V216006 | CCU with PSU SR. No. B1201087.4 | No. | 3500 | 1 | 3500 | … | … | … | … | … | … | … | …
11 | VV2V216002 | R.T. Indicator (M-2245T2) SR.No. B1201164.2 | No. | 4300 | 1 | 4300 | … | … | … | … | … | … | … | …
12 | VV2V209001 | Pressure relief device(PRV) SR. No.(M N-T-6LS-M) | No. | 34000 | 1 | 34000 | … | … | … | … | … | … | … | …
13 | VV2V208002 | Magnetic Oil Level Gauge (MOG SR.No. 86750 250 DIA) | No. | 32000 | 1 | 32000 | … | … | … | … | … | … | … | …
14 |  | Remote tap positio indicator SR.No. TPC 2001/12050 | No. | 45600 | 1 | 45600 | … | … | … | … | … | … | … | …
15 |  | Oil flow indicator SR.No. 36310 (Oil Flow Indicator with Flow Switch) | Set | 6197 | 1 | 6197 | … | … | … | … | … | … | … | …
16 |  | Cooler pump SR.No. 12050368 (Oil Cooler Pump with Motor) | No. | 162000 | 1 | 162000 | … | … | … | … | … | … | … | …
17 | MM0M007003 | Buchhloz Relay Atvus GOR - III SR. No. J05514(main tank) complete with contacts | No. | 32000 | 1 | 32000 | … | … | … | … | … | … | … | …
18 |  | Time delay relay for out of step (EAPL) | No. | 324 | 1 | 324 | … | … | … | … | … | … | … | …
19 |  | Control relay for cooler control supply (schneider) 6A, 415V, coil- 240V AC (MNO- CAD32M7) | No. | 678 | 2 | 1356 | … | … | … | … | … | … | … | …
20 | JJ2J201010 | One complete pole of 2500A CB with pole column and interrupter but without PIR with MB & operating mechanism and without support structure. | No. | 295000 | 1 | 295000 | … | … | … | … | … | … | … | …
21 | JJ7J704028 | O Ring P-260 | Nos. | 300 | 6 | 1800 | … | … | … | … | … | … | … | …
22 | JJ7J704028 | O Ring P-40 | Nos. | 215 | 3 | 645 | … | … | … | … | … | … | … | …
23 | JJ7J704028 | O Ring P-12 | Nos. | 250 | 3 | 750 | … | … | … | … | … | … | … | …
24 | JJ7J704028 | O Ring P-18 | Nos. | 90 | 12 | 1080 | … | … | … | … | … | … | … | …
25 | JJ7J704028 | O Ring P-7 | Nos. | 100 | 15 | 1500 | … | … | … | … | … | … | … | …
26 | JJ7J704028 | O Ring P-170 | Nos. | 60 | 12 | 720 | … | … | … | … | … | … | … | …
27 | JJ2J201016 | Gas pressure Switch | No. | 255 | 1 | 255 | … | … | … | … | … | … | … | …
28 |  | Gas pressure gauge (Coupling Device N/R) | No. | 500 | 1 | 500 | … | … | … | … | … | … | … | …
29 |  | Stationery Contact | No. | 2500 | 1 | 2500 | … | … | … | … | … | … | … | …
30 |  | Stationery Arc Contact | No. | 2000 | 1 | 2000 | … | … | … | … | … | … | … | …
31 | JJ2J201011 | Moving Contact | No. | 2200 | 1 | 2200 | … | … | … | … | … | … | … | …
32 |  | Moving Arc Contact | No. | 2300 | 1 | 2300 | … | … | … | … | … | … | … | …
33 | JJ7J710013 | Nozzle | No. | 2500 | 1 | 2500 | … | … | … | … | … | … | … | …
34 |  | Pressure Gauge & coupling device for each type(Gas pressure Gauge- 3 No. ) | Set | 619 | 1 | 619 | … | … | … | … | … | … | … | …
35 | JJ7J710003 | Joint M | No. | 45 | 1 | 45 | … | … | … | … | … | … | … | …
36 |  | Control valve (Dilo valve 1 No.) | Set | 280 | 1 | 280 | … | … | … | … | … | … | … | …
37 | JJ2J201020 | Spring Operating Mechanism complete | Set | 122000 | 1 | 122000 | … | … | … | … | … | … | … | …
38 | JJ7J710006 | Closing dashpot | Set | 18600 | 1 | 18600 | … | … | … | … | … | … | … | …
39 | JJ7J710005 | Opening dashpot | Set | 18600 | 1 | 18600 | … | … | … | … | … | … | … | …
40 | JJ7J710007 | Opening latch gear | Set | 18600 | 1 | 18600 | … | … | … | … | … | … | … | …
41 |  | One complete pole of Isolator including support insulator with 1 E/S with operating mechanism for main isolator and earth switch (excluding structure) | No. | 54000 | 1 | 54000 | … | … | … | … | … | … | … | …
42 |  | Corona shielding ring of each type | Set | 3500 | 2 | 7000 | … | … | … | … | … | … | … | …
43 | SS2S201006 | Support Insulator | No. | 24000 | 1 | 24000 | … | … | … | … | … | … | … | …
44 |  | 245 kV, 4400 pf, CVT complete in all respects including terminal connectors and support stool for erecting on standard support structure. | No. | 90854.8 | 1 | 90854.8 | … | … | … | … | … | … | … | …
45 | KK0K002001 | 216 kV Surge arrester complete with insulating base and surge monitor and terminal connectors | No. | 19434.53 | 2 | 38869.05 | … | … | … | … | … | … | … | …
46 | JJ7J704028 | O Ring P-40 | Nos. | 1500 | 1 | 1500 | … | … | … | … | … | … | … | …
47 | JJ7J704028 | O Ring P-12 | Nos. | 250 | 3 | 750 | … | … | … | … | … | … | … | …
48 | JJ7J704028 | O Ring P-18 | Nos. | 120 | 12 | 1440 | … | … | … | … | … | … | … | …
49 | JJ7J704028 | O Ring P-7 | Nos. | 100 | 13 | 1300 | … | … | … | … | … | … | … | …
50 | JJ7J704028 | O Ring P-170 | Nos. | 260 | 12 | 3120 | … | … | … | … | … | … | … | …
51 |  | Gas pressure gauge - 1No. (Coupling Device N/R) | No. | 500 | 1 | 500 | … | … | … | … | … | … | … | …
52 | JJ3J301011 | Moving Contact | No. | 2200 | 1 | 2200 | … | … | … | … | … | … | … | …
53 | JJ7J710013 | Nozzle | No. | 2500 | 1 | 2500 | … | … | … | … | … | … | … | …
54 |  | Pressure Gauge & coupling device for each type(Gas pressure Gauge- 2No. ) | Set | 2200 | 2 | 4400 | … | … | … | … | … | … | … | …
55 | JJ7J710003 | Joint M | No. | 45 | 1 | 45 | … | … | … | … | … | … | … | …
56 | JJ7J710011 | Copper T | No. | 75 | 1 | 75 | … | … | … | … | … | … | … | …
57 | JJ7J710004 | Joint F | No. | 90 | 1 | 90 | … | … | … | … | … | … | … | …
58 |  | Dilo Coupling -Male | No. | 95 | 1 | 95 | … | … | … | … | … | … | … | …
59 |  | Dilo Coupling -FeMale | No. | 45 | 1 | 45 | … | … | … | … | … | … | … | …
60 | JJ7J710030 | End Connector 1 No. | No. | 45 | 1 | 45 | … | … | … | … | … | … | … | …
61 |  | Control valve (Dilo valve 1 No.) | Set | 280 | 1 | 280 | … | … | … | … | … | … | … | …
62 | JJ7J710006 | Closing dashpot | Set | 8000 | 1 | 8000 | … | … | … | … | … | … | … | …
63 | JJ7J710005 | Opening dashpot | Set | 8000 | 1 | 8000 | … | … | … | … | … | … | … | …
64 | JJ7J710007 | Opening Latch gear | Set | 5038 | 1 | 5038 | … | … | … | … | … | … | … | …
65 | JJ7J710008 | Closing Latch gear | Set | 5039 | 1 | 5039 | … | … | … | … | … | … | … | …
66 |  | Interlocking coils with resistor | No. | 2400 | 4 | 9600 | … | … | … | … | … | … | … | …
67 | SS3S301016 | Support Insulator | No. | 21000 | 1 | 21000 | … | … | … | … | … | … | … | …
68 | NN4N408005 | Control switch for isolator | No. | 700 | 1 | 700 | … | … | … | … | … | … | … | …
69 |  | Nitrogen Cylinder (68 Ltrs Water capacity) | No. | 12300 | 1 | 12300 | … | … | … | … | … | … | … | …
70 |  | Fire Survival Cable sufficient for 1 System | Mtr. | 180 | 40 | 7200 | … | … | … | … | … | … | … | …
71 |  | PNRV | No. | 12000 | 1 | 12000 | … | … | … | … | … | … | … | …
72 |  | Solenoid Coil Fuel shut off Valve | No. | 2500 | 1 | 2500 | … | … | … | … | … | … | … | …
73 |  | 245 kV Bus Post Insulators (without corona ring) with creepage distance of 6125 mm. | Nos | 25 | 2 | 50 | … | … | … | … | … | … | … | …
74 |  | 245 kV Double tension string assembly of Disc insulator (120KN) with total creepage distance of 6125mm with all hardware accessories including arcing horn suitable for tension clamp set and Twin Moose ACSR with 250mm sub conductor spacing with turn Buckle . | Nos. | 10 | 1 | 10 | … | … | … | … | … | … | … | …
75 | II3I301003 | MS compression Joint for ACSR Zebra | Nos. | 1590 | 7 | 11130 | … | … | … | … | … | … | … | …
76 | II3I301002 | MS compression Joint for ACSR Deer | Nos. | 1688.16 | 3 | 5064.48 | … | … | … | … | … | … | … | …
77 |  | Bay control unit F-650 GE Make | No | 173528.44 | 1 | 173528.44 | … | … | … | … | … | … | … | …
78 | MM0M003003 | Back UP For Protection Relay With O/C and E/F Element Type- F650 | No | 57843.6 | 2 | 115687.2 | … | … | … | … | … | … | … | …
79 |  | Oil Tempecture Meter | Nos | 65195 | 1 | 65195
80 |  | Electromagnet switch old & Used | No | 1000 |  |  |  |  | 1 | 1000
81 | MM0M007004 | OSR (old & Used & Repairable) | No. | 5500 | … | … | … | … | 1 | 5500 | … | … | … | …
82 | FF0F015001 | Black Tower Parts (Old & Used) | MT | 20000 | … | … | … | … | 21.15 | 423000 | … | … | … | …
83 |  | ACSR Deer Conductor (Old & Used) | Mtr. | 50 | … | … | … | … | 2340.2 | 117010 | … | … | … | …
84 | AA1A101001 | Earthwire (Old & Used) | Mtr. | 50 | … | … | … | … | 813.4 | 40670 | … | … | … | …
85 | AA1A101001 | Earthwire (old & used) | Km. | 80916.67 | … | … | … | … | 0.378 | 30586.5 | … | … | … | …
86 | VV6V602002 | 245KV, 4400pf, CVT Complete in all respect including terminal connectors and support stool for erecting on standard support structure (Not working due to seepage) | No. | 90854.8 | … | … | … | … | 1 | 90854.8 | … | … | … | …
87 | VV0V002001 | Transformer PT- 6934 (Faulty condition ) With conservator tank, fan, fan Pump, Radiator, Turret CT, PRV | Nos | 20000000 | … | … | … | … | 1 | 20000000 | … | … | … | …
88 | VV1V101010 | 160 MVA T/F HV Bushing (old & used) With Copper Bushing Rod | Nos | 250000 | … | … | … | … | 1 | 250000 | … | … | … | …
89 | VV1V101010 | 160 MVA T/F HV Bushing (old & used & repairable / Damage) With Copper Bushing Rod | No | 200000 | … | … | … | … | 2 | 400000 | … | … | … | …
90 | VV1V101011 | 160 MVA T/F LV Bushing (old & used) With Copper Bushing Rod | Nos | 150000 | … | … | … | … | 3 | 450000 | … | … | … | …
91 | VV1V101012 | Neutral Bushing with Metal part | No | 100000 | … | … | … | … | 1 | 100000 | … | … | … | …
92 |  | Tertiary bushing With Metal Part | No | 100000 | … | … | … | … | 3 | 300000 | … | … | … | …
93 |  | DGA Analyzer system (old & used) | No | 400000 | … | … | … | … | 1 | 400000 | … | … | … | …
94 |  | PLCC Carrier Equipment For Speech and Data Panel with LMU (Old & Used) | No | 245139 | … | … | … | … | 1 | 245139 | … | … | … | …
95 |  | PLCC Carrier Equipment For Speech and Protection Panel with LMU (Old & Used) | No | 245139 | … | … | … | … | 1 | 245139 | … | … | … | …
96 |  | PRV For OLTC (Old Used & Damge) | No | 1000 | … | … | … | … | … | … | … | … | 1 | 1000
97 |  | 220 KV damage & burn CT ring | No | 500 | [8 empty] | 4 | 2000
98 |  | PRV (Old Used & Damge) | No | 500 | [8 empty] | 1 | 500
99 |  | 245 kv.1600A. 5 core CT old & burn Iron Part | No | 30 | [8 empty] | 50 | 1500
100 |  | CT burn, Copper Scrap | No | 30 | [8 empty] | 8 | 240
101 |  | 245kV CT (1600/800/1) Accuracy class 0.2s, core 5 core (4prot, &1metering ) without oil |  | 324500 |  |  |  |  | 1
102 |  | 245 kV CT (1600/800/1) Accuracy Class 0.2s, Core -5Core | No | 578269.62 |  |  |  |  | 2 | 1156539.24
103 |  | 220 Kv CT junction Box | N0 | 73866.82 |  |  |  |  | 2 | 147733.64
104 |  | 220 Kv 1600 Amp. Isolator Moving blade | No | 24740 |  |  |  |  | 6 | 148680
105 |  | 220 Kv 1600 Amp. Isolator Fixed Contact assembly Without earth switch | No. | 17700 |  |  |  |  | 6 | 106200
106 |  | 220Kv 1600 amp.Isolator Fixed Contact assembly with earth switch | No | 17700 |  |  |  |  | 3 | 53100
[6 empty] | 3121356.07 |  | 0 |  | 24711152.18 |  | 0 |  | 5240
[6 empty] | 34526408.0809 |  | 0 |  | 25253190.18 |  | 0 |  | 416701.772
Stock Inventory of 220 KV S/S, Jhajhra Line (March -2025 )
Name of Circle/ Zone : O&M Dehradun/ Garhwal Zone
Name of Division : O & M Division Jhajhra, Dehradun | [5 empty] | Name of Sub Station- 220 KV S/S Jhajhra, Dehradun
Stock Inventory for the month of : March- 2025 | [5 empty] | Name of Section Holder- Pradeep Kumar Bhatt, J.E.(Line)
Name of Substation : 220 KV Substation, Jhajhra, Dehradun
Sl. No | Item Code | Name of Item | Unit | Unit Rate | Useable |  | Unserviceable |  | Non-Moving |  | Obsolete |  | Scrap |  | Total Inventory Amt.
[5 empty] | Qty | Total Amt. in Rs | Qty | Total Amt. in Rs | Qty | Total Amt. in Rs | Qty | Total Amt. in Rs | Qty | Total Amt. in Rs
1 | NA | Galvanized Template of B type Tower | MT | 70074 | 1.326 | 92918.124 | _ | _ | _ | _ | _ | _ | _ | _ | 92918.124
2 | NA | Galvanized Template of C type Tower | MT | 70074 | 1.342 | 94039.308 | _ | _ | _ | _ | _ | _ | _ | _ | 94039.308
3 | NA | Pilot H/W fitting for ACSR Zebra conductor suitable for 90 KN disc insulator | Sets | 2601.25 | 19 | 49423.75 | _ | _ | _ | _ | _ | _ | _ | _ | 49423.75
4 | II3I303003 | Vibration damper for ACSR Zebra conductor | Nos | 1156.33 | 36 | 41627.88 | _ | _ | _ | _ | _ | _ | _ | _ | 41627.88
5 | II3I301003 | Mid span compression joint for ACSR Zebra conductor | Nos | 1517 | 24 | 36408 | _ | _ | _ | _ | _ | _ | _ | _ | 36408
6 | II3I302003 | Repair sleeve for Zebra conductor | Nos | 564.59 | 55 | 31052.45 | _ | _ | _ | _ | _ | _ | _ | _ | 31052.45
7 | II3I302003 | Repair sleeve for Zebra conductor (Old ) | Nos | 542.43 | 8 | 4339.44 | _ | _ | _ | _ | _ | _ | _ | _ | 4339.44
8 | NA | Rigid Spacer for Twin ACSR Zebra conductor | Nos | 1248.6 | 128 | 159820.8 | _ | _ | _ | _ | _ | _ | _ | _ | 159820.8
9 | II0I001001 | Disc Insulator 160KN | Nos | 670.68 | 9 | 6036.12 | _ | _ | _ | _ | _ | _ | _ | _ | 6036.12
10 | II0I001006 | Disc Insulator 90KN | Nos | 945.9 | 180 | 170262 | _ | _ | _ | _ | _ | _ | _ | _ | 170262
11 | NA | Disc Insulator 90 KN ( Old & Used) | Nos. | 500 | 31 | 15500 | 11 | 5500 | _ | _ | _ | _ | _ | _ | 21000
12 | AA0A002003 | ACSR Zebra Conductor (cut in different pieces ) | Km. | 265500 | 0.51 | 135405 | _ | _ | _ | _ | _ | _ | _ | _ | 135405
13 | NA | 220 KV suspension fitting for Deer Conductor (Old & Used) | Nos. | 50 | 6 | 300 | _ | _ | _ | _ | _ | _ | _ | _ | 300
14 | II3I301002 | Mid span joint for Deer conductor | Nos | 400 | 83 | 33200 | _ | _ | _ | _ | _ | _ | _ | _ | 33200
15 | II3I302002 | Repair sleeve for ACSR Deer conductor | Nos | 946.92 | 4 | 3787.68 | _ | _ | _ | _ | _ | _ | _ | _ | 3787.68
16 | NA | Single tension fitting for Zebra conductor(Old &Used) | Nos | 500 | 6 | 3000 | _ | _ | _ | _ | _ | _ | _ | _ | 3000
17 | NA | Double tension fitting for Zebra conductor (Old & used) | Nos | 500 | 9 | 4500 | _ | _ | _ | _ | _ | _ | _ | _ | 4500
18 | NA | Single tension fitting for Zebra conductor without Dead End | Nos | 500 | 3 | 1500 | _ | _ | _ | _ | _ | _ | _ | _ | 1500
19 | NA | Hot dip galvanized templates, including Bolts, Nuts and washers for above structure as per BOM | MT | 112455 | 1.591 | 178915.905 | _ | _ | _ | _ | _ | _ | _ | _ | 178915.905
20 | II3I301008 | Mid span compression joint for Earth wire 7/9 SWG | Nos. | 670.64 | 22 | 14754.08 | _ | _ | _ | _ | _ | _ | _ | _ | 14754.08
21 | NA | Bolted type tension fitting damage scrap | Nos. | 1000 | __ | __ | 3 | 3000 | _ | _ | _ | _ | _ | _ | 3000
22 | NA | Disc Insulators (Dismentled & Old & Used) | Nos. | 200 | 22 | 4400 | 8 | 1600 | _ | _ | _ | _ | _ | _ | 6000
23 | NA | Disc Insulator (Dismantled & Old & Used) | Nos. | 200 | 567 | 113400 | 33 | 6600 | _ | _ | _ | _ | _ | _ | 120000
24 | NA | Pilot Fitting (90 KN) | Nos. | 3088.8 | 2 | 6177.6 | _ | _ | _ | _ | _ | _ | _ | _ | 6177.6
25 | NA | Single Suspension Fitting for ACSR Deer (Old & Used) | Nos. | 65 | 10 | 650 | _ | _ | _ | _ | _ | _ | _ | _ | 650
26 | II5I501004 | Single tension fitting suitable for ACSR Zebra conductor | Nos. | 4118.4 | 20 | 82368 | _ | _ | _ | _ | _ | _ | _ | _ | 82368
27 | II3I303008 | Vibration damper for earth wire 7/9 SWG | Nos. | 949.08 | 9 | 8541.72 | _ | _ | _ | _ | _ | _ | _ | _ | 8541.72
28 | NA | Vibration damper for Deer Conductor (Dismantled & Old & Used) | Nos. | 250 | 43 | 10750 | _ | _ | _ | _ | _ | _ | _ | _ | 10750
29 | NA | Hanger Suitable for Deer Conductor (Dismantled & Old & Used) | Nos. | 65 | 18 | 1170 | _ | _ | _ | _ | _ | _ | _ | _ | 1170
30 | NA | Double Suspension fitting for Deer Conductor (Dismantled & Old & Used & Incomplete) | Nos. | 350 | __ | __ | 15 | 5250 | _ | _ | _ | _ | _ | _ | 5250
31 | NA | Armor Rod for Deer Conductor (Dismantled & Old & Used) | Nos. | 50 | 9 | 450 | _ | _ | _ | _ | _ | _ | _ | _ | 450
32 | NA | Dead End for Deer Conductor (Dismantled & Old & Used) | Nos. | 50 | __ | __ | 5 | 250 | _ | _ | _ | _ | _ | _ | 250
33 | II0I001007 | Disc Insulator - 70KN (B&S) | Nos. | 499.8 | 6 | 2998.8 | _ | _ | _ | _ | _ | _ | _ | _ | 2998.8
34 | II2I203002 | Suspension clamp for 7/10 SWG Earth Wire | Nos. | 1177.64 | 4 | 4710.56 | _ | _ | _ | _ | _ | _ | _ | _ | 4710.56
35 | II2I203001 | Suspension clamp for 7/9 SWG Earth Wire | Nos. | 1177.64 | 5 | 5888.2 | _ | _ | _ | _ | _ | _ | _ | _ | 5888.2
36 | II2I202001 | Tension clamp for 7/9 SWG Earth Wire | Nos. | 1175.23 | 8 | 9401.84 | _ | _ | _ | _ | _ | _ | _ | _ | 9401.84
37 | II3I301004 | Mid Span Compression Joint | Nos. | 1180 | 4 | 4720 | _ | _ | _ | _ | _ | _ | _ | _ | 4720
38 | II3I301009 | Mid Span Compression Joint for 7/10 SWG Earth Wire | Nos. | 733.96 | 2 | 1467.92 | _ | _ | _ | _ | _ | _ | _ | _ | 1467.92
39 | II3I302008 | Repair Sleeve for 7/9 SWG Earth Wire | No. | 735.13 | 6 | 4410.78 | _ | _ | _ | _ | _ | _ | _ | _ | 4410.78
40 | II3I302009 | Repair Sleeve for 7/10 SWG Earth Wire | No. | 735.13 | 4 | 2940.52 | _ | _ | _ | _ | _ | _ | _ | _ | 2940.52
41 | II3I302004 | Repair Sleeve for ACSR Panther Conductor | No. | 1174.08 | 4 | 4696.32 | _ | _ | _ | _ | _ | _ | _ | _ | 4696.32
42 | II3I305004 | Armour Rod for ACSR Panther Conductor | No. | 1455 | 1 | 1455 | _ | _ | _ | _ | _ | _ | _ | _ | 1455
43 | PP0P001012 | Come along clamp for 7/9 SWG Earth Wire | No. | 5876 | 1 | 5876 | _ | _ | _ | _ | _ | _ | _ | _ | 5876
44 | PP0P001013 | Come along clamp for 7/10 SWG Earth Wire | No. | 5853 | 1 | 5853 | _ | _ | _ | _ | _ | _ | _ | _ | 5853
45 | II5I501005 | Single tension fitting for Panther conductor | No. | 5888 | 1 | 5888 | _ | _ | _ | _ | _ | _ | _ | _ | 5888
46 | PP0P008011 | Bull Dog Grip for Earth wire | No. | 230.12 | 3 | 690.36 | _ | _ | _ | _ | _ | _ | _ | _ | 690.36
47 | II5I505005 | Double Suspension Fitting for Panther | No. | 5887 | 1 | 5887 | _ | _ | _ | _ | _ | _ | _ | _ | 5887
48 | NA | Flexible Copper Bond for G.S. Earth wire 7/9 SWG | No. | 1944.66 | 2 | 3889.32 | _ | _ | _ | _ | _ | _ | _ | _ | 3889.32
49 | FF1F101019 | 16mm Daimeter Galvanized HRH Nut & Bolt 60 mm Long | Kg | 232.44 | 5 | 1162.2 | _ | _ | _ | _ | _ | _ | _ | _ | 1162.2
50 | FF1F101024 | G.I Nut & Bolt 16x40mm | Kg | 102 | 13 | 1326 | _ | _ | _ | _ | _ | _ | _ | _ | 1326
51 | NA | Galvanised/MS Scrap of Tower Parts | Kg | 40 | 324 | 12960 | _ | _ | _ | _ | _ | _ | _ | _ | 12960
52 | NA | Galvanized Template of A type tower excluding Bolts, Nuts & washers etc. (Incomplete) | MT | 120383 | 0.148 | 17816.684 | _ | _ | _ | _ | _ | _ | _ | _ | 17816.684
53 | NA | Galvanized Template of B type tower excluding Bolts, Nuts & washers etc. (Incomplete) | MT | 120383 | 3.791 | 456371.953 | _ | _ | _ | _ | _ | _ | _ | _ | 456371.953
|  |  | MT | 125801.1924 | 1.649 | 207446.1663 | _ | _ | _ | _ | _ | _ | _ | _ | 207446.1663
54 | NA | Galvanized Template of C type tower excluding Bolts, Nuts & washers etc. (Incomplete) | MT | 120383 | 0.676 | 81378.908 | _ | _ | _ | _ | _ | _ | _ | _ | 81378.908
|  |  | MT | 125801.1924 | 5.718 | 719331.2181 | _ | _ | _ | _ | _ | _ | _ | _ | 719331.2181
55 | AA1A101002 | GS Earthwire 7/10 SWG | Kms | 54226.6404 | 0.75 | 40669.9803 | _ | _ | _ | _ | _ | _ | _ | _ | 40669.9803
56 | NA | Double Tension Fitting for Twin ACSR Zebra Conductor Suitable for 160 KN Disc Insulator | Sets | 12525.4286 | 6 | 75152.5716 | _ | _ | _ | _ | _ | _ | _ | _ | 75152.5716
57 | II3I303003 | Vibration Damper for Zebra Conductor | Nos. | 1095.748 | 80 | 87659.84 | _ | _ | _ | _ | _ | _ | _ | _ | 87659.84
58 | II3I303009 | Vibration Damper for GS Earthwire 7/10 SWG | Nos. | 682.8542 | 5 | 3414.271 | _ | _ | _ | _ | _ | _ | _ | _ | 3414.271
59 | II3I301003 | Mid Span Compression Joint for Zebra Conductor | Nos. | 1134.924 | 293 | 332532.732 | _ | _ | _ | _ | _ | _ | _ | _ | 332532.732
60 | NA | Flexible Copper Bond | Nos. | 1054.4598 | 4 | 4217.8392 | _ | _ | _ | _ | _ | _ | _ | _ | 4217.8392
61 | II3I302003 | Repair Sleeve for Zebra Conductor | Nos. | 507.1168 | 301 | 152642.1568 | _ | _ | _ | _ | _ | _ | _ | _ | 152642.1568
62 | II0I001001 | Disc Insulator 160 KN | Nos. | 1267.5324 | 327 | 414483.0948 | _ | _ | _ | _ | _ | _ | _ | _ | 414483.0948
63 | II0I001006 | Disc Insulator 90 KN | Nos. | 830.307 | 8 | 6642.456 | _ | _ | _ | _ | _ | _ | _ | _ | 6642.456
64 | II4I404008 | Bundle Spacer for ACSR Twin Zebra Conductor | Nos. | 1448.2966 | 128 | 185381.9648 | _ | _ | _ | _ | _ | _ | _ | _ | 185381.9648
65 | AA1A101002 | GS Earth wire 7/10 SWG | Km. | 55460 | 2 | 110920 | _ | _ | _ | _ | _ | _ | _ | _ | 110920
66 | II2I203002 | Suspension Fitting for GS Earth wire 7/10 SWG | Nos. | 1652 | 4 | 6608 | _ | _ | _ | _ | _ | _ | _ | _ | 6608
67 | NA | Double Tension Fitting without Dead End for twin Zebra Conductor Suitable for 160 KN Disc Insulator (Dismantled & Incomplete) | Nos. | 2000 | 24 | 48000 | _ | _ | _ | _ | _ | _ | _ | _ | 48000
68 | NA | ACSR Zebra Conductor in pieces( Dismantled & Used) | Km | 168000 | 0.835 | 140280 | _ | _ | _ | _ | _ | _ | _ | _ | 140280
69 | NA | Pilot Fitting (90 KN) Dismantled & incomplete) | Nos. | 500 | 3 | 1500 | _ | _ | _ | _ | _ | _ | _ | _ | 1500
70 | II5I501004 | Single tension fitting for Single Zebra Conductor | Nos. | 9912 | 4 | 39648 | _ | _ | _ | _ | _ | _ | _ | _ | 39648
71 | FF1F101013 | G.I Nuts & Bolts Size M 16x80mm | Kg | 130 | 50 | 6500 | _ | _ | _ | _ | _ | _ | _ | _ | 6500
72 | NA | G.I Nuts & Bolts Size M 16 Different Size | Kg | 130 | 50 | 6500 | _ | _ | _ | _ | _ | _ | _ | _ | 6500
73 | NA | Galvanised Tower Parts of Tower | MT | 120383 | 0.4 | 48153.2 | _ | _ | _ | _ | _ | _ | _ | _ | 48153.2
74 | II0I006001 | PG Clamp for ACSR Panther to Panther Conductor | Nos. | 1469.1 | 20 | 29382 | _ | _ | _ | _ | _ | _ | _ | _ | 29382
75 | AA1A101001 | GS Earthwire 7/3.66mm or 7/9 SWG | Km | 92000 | 0.6 | 55200 | _ | _ | _ | _ | _ | _ | _ | _ | 55200
76 | NA | 90 KN Polymer Disc Insulator for Suspension fitting | No. | 9000 | 12 | 108000 | _ | _ | _ | _ | _ | _ | _ | _ | 108000
77 | NA | Double Suspension fitting (90KN) suitable for polymer disc for Single ACSR Zebra conductor | Sets | 19500 | 3 | 58500 | _ | _ | _ | _ | _ | _ | _ | _ | 58500
78 | NA | Single Suspension fitting (90KN) suitable for polymer disc for Single ACSR Zebra conductor | Sets | 8500 | 17 | 144500 | _ | _ | _ | _ | _ | _ | _ | _ | 144500
79 | II2I203001 | Suspension fitting for 7/9 Swg G.S. Earth wire | No. | 2250 | 5 | 11250 | _ | _ | _ | _ | _ | _ | _ | _ | 11250
80 | II5I504003 | Single Suspension fitting (90KN) suitable for Single ACSR Deer conductor | Sets | 2000 | 10 | 20000 | _ | _ | _ | _ | _ | _ | _ | _ | 20000
81 | II5I501003 | Single Tension fitting for ACSR Deer conductor suitable for (160KN) Disc Insulator | Sets | 4000 | 1 | 4000 | _ | _ | _ | _ | _ | _ | _ | _ | 4000
82 | II3I303003 | Vibration Damper for ACSR Zebra Conductor | Sets | 1575 | 17 | 26775 | _ | _ | _ | _ | _ | _ | _ | _ | 26775
83 | II3I303008 | Vibration Damper for 7/9 SWG Earth Wire | No. | 950 | 4 | 3800 | _ | _ | _ | _ | _ | _ | _ | _ | 3800
84 | NA | Deer Conductor in pieces( Old, used & Dismantled with Dead End Fitting ) | Kg | 180 | 3080 | 554400 | _ | _ | _ | _ | _ | _ | _ | _ | 554400
85 | II0I005001 | PG Clamp for Zebra to Zebra Conductor (Dismantled) | No. | 882 | 29 | 25578 | _ | _ | _ | _ | _ | _ | _ | _ | 25578
Total in Rs. | [5 empty] | 5625555.7129 |  | 22200 |  | 0 |  | 0 |  | 0 | 5647755.7129
Stock Inventory Report for the M/o March -2025
EE, 220 KV O&M Industrial Division , Jhajhra , Dehradun.
Name of Division |  | 132 KV Substation Purkul, Dehradun
Name of Substation |  | AE : Jasbir Tomar , JE: Ranjan Kumar Negi
Incharge/Section Holder
S.No | Item Code |  | Unit | Unit Rates | Useable |  | Unserviceable |  | Non-Moving |  | Obsolete |  | Scrap
|  | Name of Item /Description |  |  | Quantity | Total Amount in Rs. | Quantity | Total Amount in Rs. | Quantity | Total Amount in Rs. | Quantity | Total Amount in Rs. | Quantity | Total Amount in Rs.
2 |  | W pin (For 165 KN Disc Insulator) | No. | 20 | 236 | 4720 |  | 0 |  | 0 |  | 0 | 0 | 0
3 | II0I009001 | PG Clamp for Dog - Dog Conductor scrap | No. | 10 |  | 0 |  | 0 |  | 0 |  | 0 | 10 | 100
4 | II5I507008 | Gun fitting for Dog Conductor Scrap | No. | 10 |  | 0 |  | 0 |  | 0 |  | 0 | 12 | 120
5 | VV3V305010 | 33 KV CT 400/1 Defective | No. | 500 |  | 0 |  | 0 |  | 0 |  | 0 | 1 | 500
6 | VV3V305010 | 33 KV CT 400/1 Damaged | No. | 100 |  | 0 |  | 0 |  | 0 |  | 0 | 2 | 200
7 |  | 33 KV PT O&U 33KV/110V | No. | 1000 |  | 0 |  | 0 |  | 0 |  | 0 | 2 | 2000
8 |  | Voltmeter 132KV110V 0-150KV | No. | 10 |  | 0 |  | 0 |  | 0 |  | 0 | 1 | 10
9 |  | MVAR 400/1 132KV/110V -75-0-+75MVAR | No. | 10 |  | 0 |  | 0 |  | 0 |  | 0 | 2 | 20
10 |  | Voltmeter 0-500V | No. | 10 |  | 0 |  | 0 |  | 0 |  | 0 | 1 | 10
11 |  | Voltmeter 33KV/110V 0-40KV | No. | 10 |  | 0 |  | 0 |  | 0 |  | 0 | 1 | 10
12 |  | Voltmeter 132KV/110V 0-150KV | No. | 10 |  | 0 |  | 0 |  | 0 |  | 0 | 2 | 20
13 |  | Ameter 200/1 0-500A | No. | 10 |  | 0 |  | 0 |  | 0 |  | 0 | 2 | 20
14 |  | Ameter 400- 200/1 250-500A | No. | 10 |  | 0 |  | 0 |  | 0 |  | 0 | 1 | 10
15 | MM2M203016 | Ameter 100/1 0-100A | No. | 10 |  | 0 |  | 0 |  | 0 |  | 0 | 1 | 10
16 |  | Ameter 100/1 0-125A | No. | 10 |  | 0 |  | 0 |  | 0 |  | 0 | 4 | 40
17 | VV6V505001 | 33KV 3Ø Voltage T/f O&U | No. | 1000 |  | 0 |  | 0 |  | 0 |  | 0 | 1 | 1000
18 |  | 33KV CT 200-100/1 O&U | No. | 1000 |  | 0 |  | 0 |  | 0 |  | 0 | 2 | 2000
19 |  | Bushing rod | No. | 50 | 1 | 50 |  | 0 |  | 0 |  | 0 |  | 0
20 |  | 36KV PT 33KV/110V Damaged | No. | 100 |  | 0 |  | 0 |  | 0 |  | 0 | 1 | 100
21 | VV3V305010 | 33KV CT 400/200/1 Damaged | No. | 100 |  | 0 |  | 0 |  | 0 |  | 0 | 2 | 200
22 |  | 33KV CB Mechnism Damaged | No. | 100 |  | 0 |  | 0 |  | 0 |  | 0 | 1 | 100
23 |  | Auxiliary relay VAA O&U | No | 100 |  | 0 |  | 0 |  | 0 |  | 0 | 1 | 100
24 |  | Series reactor 33KV Damaged | No. | 1000 |  | 0 |  | 0 |  | 0 |  | 0 | 3 | 3000
25 | JJ0J005008 | 33KV BOCB Without oil Damaged | No. | 2000 |  | 0 |  | 0 |  | 0 |  | 0 | 2 | 4000
26 |  | 33KV MOCB without mechnism | No. | 1000 |  | 0 |  | 0 |  | 0 |  | 0 | 1 | 1000
27 |  | 33 KV CT 200/100/1A Damaged | No. | 100 |  | 0 |  | 0 |  | 0 |  | 0 | 2 | 200
28 |  | 11KV 1200A CT Demaged | No. | 100 |  | 0 |  | 0 |  | 0 |  | 0 | 6 | 600
29 |  | 11KV / 110 V 3ph PT Deffective | No. | 100 |  | 0 |  | 0 |  | 0 |  | 0 | 1 | 100
30 | VV6V507003 | 132 KV CT 100/50/1A Deffective | No. | 1000 |  | 0 |  | 0 |  | 0 |  | 0 | 2 | 2000
31 |  | 33 KV Single phase PT Scrap | No. | 100 |  | 0 |  | 0 |  | 0 |  | 0 | 1 | 100
32 |  | 33 KV Isolator jaw Damaged (Aluminium) | kg | 96.1538 |  | 0 |  | 0 |  | 0 |  | 0 | 0.52 | 50
34 |  | Finger Contact (Copper) | No. | 608.1081 |  | 0 |  | 0 |  | 0 |  | 0 | 1.48 | 900
35 |  | Finger Contact tip for BHEL BOCB (Copper) | No. | 1428.57 |  | 0 |  | 0 |  | 0 | 0.63 | 899.9991 |  | 0
36 |  | Polycone Insulator Chipped | No. | 50 |  | 0 |  | 0 |  | 0 |  | 0 | 2 | 100
37 |  | PT Bushing O&U | No. | 100 |  | 0 |  | 0 |  | 0 |  | 0 | 1 | 100
38 |  | 11KV Bus Bar spout 11KV | No. | 50 |  | 0 |  | 0 |  | 0 |  | 0 | 1 | 50
39 |  | Terminal Bushing | No. | 100 |  | 0 |  | 0 |  | 0 |  | 0 | 3 | 300
40 |  | Arc contact pot Assembly(PVC Fibre) | No. | 500 |  | 0 |  | 0 |  | 0 |  | 0 | 3 | 1500
41 |  | 33KV CT 200-100/1 O&U | No. | 5000 |  | 0 |  | 0 |  | 0 |  | 0 | 2 | 10000
42 |  | DCDB 110 V O&U | No. | 75000 |  | 0 |  | 0 |  | 0 |  | 0 | 1 | 75000
43 | VV2V204007 | Empty Drum (T/F oil 209 ltr capacity)(42 No 2020) | No. | 200 | 61 | 12200 |  | 0 |  | 0 |  | 0 | 42 | 8400
44 | II5I501003 | Tension fitting for Deer conductor with out aluminium portion | No. | 3178 | 4 | 12712 |  | 0 |  | 0 |  | 0 |  | 0
46 |  | Inverter damage | No. | 1000 |  | 0 |  | 0 |  | 0 |  | 0 | 1 | 1000
48 | II2I202001 | Bolted type Tension clamp for E/w 7/9 SWG | No. | 948 | 4 | 3792 |  | 0 |  | 0 |  | 0 |  | 0
49 | II2I203001 | Bolted type Suspension clamp for E/w 7/9 SWG | No. | 948 | 10 | 9480 |  | 0 |  | 0 |  | 0 |  | 0
50 | II3I302002 | Compression repair sleeve for Deer conductor | No. | 1237 | 1 | 1237 |  | 0 |  | 0 |  | 0 |  | 0
51 |  | Electronic TVM | No. | 6299 | 1 | 6299 |  | 0 |  | 0 |  | 0 |  | 0
52 |  | Turn Buckle | No. | 10782 | 6 | 64692 |  | 0 |  | 0 |  | 0 |  | 0
53 |  | Channel for Turn Buckle | No. | 7264 | 6 | 43584 |  | 0 |  | 0 |  | 0 |  | 0
54 |  | Earthing lugs | No. | 104 | 99 | 10296 |  | 0 |  | 0 |  | 0 |  | 0
55 |  | Steel wire rope 12 mm | No. | 169 | 400 | 67600 |  | 0 |  | 0 |  | 0 |  | 0
56 | VV3V303001 | 145KV CT 800-400/1 5 core | No. | 103650 | 2 | 207300 |  | 0 |  | 0 |  | 0 |  | 0
57 |  | HF Cable | km | 148680 | 0.3 | 44604 |  | 0 |  | 0 |  | 0 |  | 0
58 |  | Distance protection Relay O&U YTG 31 | No. | 15000 |  | 0 |  | 0 |  | 0 |  | 0 | 6 | 90000
59 |  | 132 KV CT 400-200-100/1A Damaged | No. | 5000 |  | 0 |  | 0 |  | 0 |  | 0 | 3 | 15000
60 |  | Digital MW meter PTR110V/132 KVA | No. | 9980 | 2 | 19960 |  | 0 |  | 0 |  | 0 |  | 0
61 |  | ACSR Deer Conductor O&U | km | 20000 | 0.071 | 1420 |  | 0 |  | 0 |  | 0 |  | 0
62 |  | RABSD Relay | No. | 100000 |  | 0 |  | 0 |  | 0 |  | 0 | 1 | 100000
63 |  | Come Along Clamp auto 7/9 SWG (damage) | No. | 10759 |  | 0 |  | 0 |  | 0 |  | 0 | 2 | 21518
64 |  | Come Along Clamp auto 7/10 SWG (Damage) | No. | 10759 |  | 0 |  | 0 |  | 0 |  | 0 | 2 | 21518
65 |  | 132 KV CT 200-100/1 O&U (Meru) | No. | 50000 |  | 0 |  | 0 |  | 0 |  | 0 | 1 | 50000
66 | II4I401001 | D Shackle screw Pin Bow | No. | 566 | 14 | 7924 |  | 0 |  | 0 |  | 0 |  | 0
67 |  | 1200A Double break isolator with out earth switch (Uncomplete) | No. | 52777 |  | 0 |  | 0 |  | 0 |  | 0 | 1 | 52777
68 |  | Contactor with 2NO+2NC Auxi 240VAC 45A, 440VAC 15A | No. | 1873 | 5 | 9365 |  | 0 |  | 0 |  | 0 |  | 0
69 |  | Contactor with 4NO+4NC Auxi 240VAC 45A, 440VAC 15A | No. | 3604 | 4 | 14416 |  | 0 |  | 0 |  | 0 |  | 0
70 |  | Neutral Impedence Replica O&U | No. | 100 |  | 0 |  | 0 |  | 0 |  | 0 | 2 | 200
71 | MM0M016002 | Defenite Time Relay O&U | No. | 100 |  | 0 |  | 0 |  | 0 |  | 0 | 2 | 200
72 |  | Power swing Blocking Relay O&U | No. | 100 |  | 0 |  | 0 |  | 0 |  | 0 | 2 | 200
73 |  | Vacuum Interrupter Bottle (O&U) for 33 KV VCB | No. | 15000 |  | 0 |  | 0 |  | 0 |  | 0 | 1 | 15000
74 |  | 132KV T/f Contorl & Relay panel (O&U) | No. | 50000 |  | 0 |  | 0 |  | 0 |  | 0 | 1 | 50000
75 |  | GI Bolt & Nut | kg | 77 | 199.8 | 15384.6 |  | 0 |  | 0 |  | 0 |  | 0
76 |  | 33KV VCB (Damaged) with 2 No. Pole | No. | 7500 |  | 0 |  | 0 |  | 0 |  | 0 | 1 | 7500
77 | JJ0J003008 | 132 KV MOCB BHEL (Obsolete) | No. | 10000 |  | 0 |  | 0 |  | 0 |  | 0 | 6 | 60000
78 |  | Coupling Capacitor unit (Obsolete damaged) | No. | 5000 |  | 0 |  | 0 |  | 0 |  | 0 | 2 | 10000
79 |  | 132 KV CVT Damaged | No. | 2000 |  | 0 |  | 0 |  | 0 |  | 0 | 2 | 4000
80 |  | 132 KV LA Damaged/Defective | No. | 1000 |  | 0 |  | 0 |  | 0 |  | 0 | 7 | 7000
81 | (VV5V406005) | C.T Junction Box | No. | 5561.5 | 1 | 5561.5 |  | 0 |  | 0 |  | 0 |  | 0
82 | (VV6V601004) | P.T Junction Box | No. | 5561.5 | 1 | 5561.5 |  | 0 |  | 0 |  | 0 |  | 0
83 |  | Shaft for Revolving Blade of 132 KV WIGMAN Isolator | No. | 705.97 |  | 0 |  | 0 |  | 0 |  | 0 | 2 | 1411.94
84 |  | Earth Wire Mid Span Joint for 7/9 SWG E/W | No. | 800.18 | 5 | 4000.9 |  | 0 |  | 0 |  | 0 |  | 0
85 |  | Earth Wire Mid Span Joint for 7/10 SWG E/W | No. | 805.85 | 7 | 5640.95 |  | 0 |  | 0 |  | 0 |  | 0
86 |  | Capcitor cell unit damaged or defective (1No 2019) | No. | 1000 |  | 0 |  | 0 |  | 0 |  | 0 | 13 | 13000
87 |  | 132 KV HIVELM Isolator Jaw | No. | 5448 | 2 | 10896 |  | 0 |  | 0 |  | 0 |  | 0
88 |  | 132 KV WIGMEN Isolator Jaw | No. | 5448 | 3 | 16344 |  | 0 |  | 0 |  | 0 |  | 0
89 |  | 132 KV WIGMEN Isolator male contact | No. | 3745 | 3 | 11235 |  | 0 |  | 0 |  | 0 |  | 0
90 |  | Resistance 4.0 KΩ 35 W | No. | 136.2 | 16 | 2179.2 |  | 0 |  | 0 |  | 0 |  | 0
91 |  | Resistance 1.5 KΩ 35 W | No. | 102.15 | 18 | 1838.7 |  | 0 |  | 0 |  | 0 |  | 0
92 |  | Steel rope 8 mm | m | 60 | 300 | 18000 |  | 0 |  | 0 |  | 0 |  | 0
93 |  | D Shacle screw pin D | No. | 400 | 50 | 20000 |  | 0 |  | 0 |  | 0 |  | 0
94 |  | Mid span joint compression 7/9SWG | No. | 500 | 16 | 8000 |  | 0 |  | 0 |  | 0 |  | 0
95 |  | Mid span joint compression 7/10SWG | No. | 500 | 9 | 4500 |  | 0 |  | 0 |  | 0 |  | 0
96 | II3I306004 | A.I Jumper Cone for Panther | No | 950.34 | 1 | 950.34 |  | 0 |  | 0 |  | 0 |  | 0
97 | JJ0J005010 | 33KV ABB make VCB old and used replaced under P.S.D.F scheme | No | 10000 |  | 0 |  | 0 |  | 0 | 1 | 10000 |  | 0
98 |  | N type fuse casing 415V 32A | No | 290.3 | 5 | 1451.5 |  | 0 |  | 0 |  | 0 |  | 0
99 |  | H type fuse casing 415V 63A | No | 363.4375 | 14 | 5088.125 |  | 0 |  | 0 |  | 0 |  | 0
100 |  | 132KV CT old & Used (obselute) (Replace under PSDF) | No | 1000 |  | 0 |  | 0 |  | 0 |  | 0 | 3 | 3000
101 |  | 132KV CVT(obselute) (Replace under PSDF) | No | 1000 |  | 0 |  | 0 |  | 0 |  | 0 | 2 | 2000
102 | VV6V507003 | Metering Cubical with 300/5A C.T | No | 12541 | 1 | 12541 |  | 0 |  | 0 |  | 0 |  | 0
103 |  | Fuse failure relay (Replace under PSDF) | No | 100 |  | 0 |  | 0 |  | 0 |  | 0 | 2 | 200
104 |  | Transformer relay Control/relay panel Old used obsulute (Replace under PSDF) | No | 20000 |  | 0 |  | 0 |  | 0 |  | 0 | 3 | 60000
105 |  | Directional over Current relay Old used obsulute (Replace under PSDF) | No | 1000 |  | 0 |  | 0 |  | 0 |  | 0 | 4 | 4000
106 |  | Directional Earth fault relay Old used obsulute (Replace under PSDF) | No | 1000 |  | 0 |  | 0 |  | 0 |  | 0 | 2 | 2000
107 |  | 132KV P.T old used & used obsulete ( Replace under PSDF) | No | 10000 |  | 0 |  | 0 |  | 0 |  | 0 | 2 | 20000
108 |  | 132KV CVT old & used( Replace under PSDF) | No | 50000 | 1 | 50000 |  | 0 |  | 0 |  | 0 |  | 0
109 | VV6V507003 | 16Amp Single pole DC MCB | No | 580.6 | 6 | 3483.6 |  | 0 |  | 0 |  | 0 |  | 0
110 |  | O/C & Earth Fault relay JVS Make (old & used) | No | 10000 | 1 | 10000 |  | 0 |  | 0 |  | 0 |  | 0
111 |  | Under Voltage relay JVS Make (old & used) | No | 5000 |  | 0 |  | 0 |  | 0 | 1 | 5000 |  | 0
112 |  | Over Voltage Relay JVS Make (old & used) | No | 5000 |  | 0 |  | 0 |  | 0 | 1 | 5000 |  | 0
113 |  | 132KV central Breaker Isolator (old ,Used & Dismental) | No | 10000 |  | 0 |  | 0 |  | 0 | 1 | 10000 |  | 0
114 |  | 132KV C.T old and used | No | 10000 |  | 0 |  | 0 |  | 0 | 1 | 10000 |  | 0
115 |  | 415V 4NC contactor | No | 2944 | 1 | 2944 |  | 0 |  | 0 |  | 0 |  | 0
116 |  | 50mm dia. Isolator clamp panther conducter | No | 973.5 | 6 | 5841 |  | 0 |  | 0 |  | 0 |  | 0
117 |  | 33KV tipple feeder panel old and used (1No) | No | 20000 |  | 0 |  | 0 |  | 0 |  | 0 | 3 | 60000
118 |  | 33KV P.T (new) Jhajhra | No | 12510.66 | 1 | 12510.66 |  | 0 |  | 0 |  | 0 |  | 0
119 |  | 33KV P.T (Defective recived back from plant) Single Phase outdoor type |  | 500 |  | 0 |  | 0 |  | 0 |  | 0 | 2 | 1000
120 |  | 33KV MOCB (old & Used or defective)without mechnism | No | 1000 |  | 0 |  | 0 |  | 0 |  | 0 | 4 | 4000
121 |  | 33KV MOCB mechnism (old & Used or defective) | No | 1000 |  | 0 |  | 0 |  | 0 |  | 0 | 6 | 6000
122 |  | Corona ring dismentaled | No | 200 |  | 0 |  | 0 |  | 0 |  | 0 | 6 | 1200
123 |  | 600volt 20Amp 6mm flat head terminal | No | 38.94 | 133 | 5179.02 |  | 0 |  | 0 |  | 0 |  | 0
124 |  | 600volt 20Amp 15mm Cylinderical head terminal | No | 73.1625 | 55 | 4023.9375 |  | 0 |  | 0 |  | 0 |  | 0
125 |  | 600volt 20Amp 6mm Cylinderical head terminal | No | 38.94 | 145 | 5646.3 |  | 0 |  | 0 |  | 0 |  | 0
126 |  | 11KV Breaker frame | No | 3000 |  | 0 |  | 0 |  | 0 |  | 0 | 1 | 3000
127 |  | Wave trap Defective | No | 3000 |  | 0 |  | 0 |  | 0 |  | 0 | 3 | 9000
128 |  | Wave trap structure | No | 500 |  | 0 |  | 0 |  | 0 |  | 0 | 3 | 1500
129 |  | LA Defective//Uncomplete/Damage | No | 200 |  | 0 |  | 0 |  | 0 |  | 0 | 24 | 4800
130 |  | Carrier Pannel obselute | No | 1500 |  | 0 |  | 0 |  | 0 |  | 0 | 2 | 3000
131 |  | 33KV C.T Defective/Damage (16No2020)1No 2023 | No | 1000 |  | 0 |  | 0 |  | 0 |  | 0 | 21 | 21000
132 |  | Iron scrap | Kg | 25 |  | 0 |  | 0 |  | 0 |  | 0 | 175 | 4375
133 |  | 33KV Breaker completely damage | No | 2000 |  | 0 |  | 0 |  | 0 |  | 0 | 1 | 2000
134 |  | Fuse wire 6Amp | Kg | 1740 | 0.672 | 1169.28 |  | 0 |  | 0 |  | 0 |  | 0
135 |  | L/T ACDB old and used | No | 10000 |  | 0 |  | 0 |  | 0 |  | 0 | 1 | 10000
136 |  | ACB of ABB make 800Amp | No | 50000 | 1 | 50000 |  | 0 |  | 0 |  | 0 |  | 0
137 |  | Empty Drum of T/F oil 209 Capacity | No | 200 | 1 | 200 |  | 0 |  | 0 |  | 0 |  | 0
138 |  | 33KV C.T 800/400/1(old & Used) | No | 2000 | 1 | 2000 |  | 0 |  | 0 |  | 0 |  | 0
139 |  | LED Display 440Volt Meter | No | 2773 | 1 | 2773 |  | 0 |  | 0 |  | 0 |  | 0
140 |  | Rotatoy 3Phase voltage selecter switch | No | 767 | 1 | 767 |  | 0 |  | 0 |  | 0 |  | 0
141 |  | 48Volt Battery Charger old & used | No | 1000 |  | 0 |  | 0 |  | 0 |  | 0 | 1 | 1000
142 |  | 132KV Isolator uncomplete old & Used | No | 1500 |  | 0 |  | 0 |  | 0 |  | 0 | 1 | 1500
143 |  | 10X2.5Sqmm Control Cable | Km | 266090 | 0.04 | 10643.6 |  | 0 |  | 0 |  | 0 |  | 0
144 |  | 132KV Defective C.T 200/100/1 | No | 1000 |  | 0 |  | 0 |  | 0 |  | 0 | 1 | 1000
145 |  | 132KV C.T 400/200/100/1Defective Recived Back from plant | No | 1000 |  | 0 |  | 0 |  | 0 |  | 0 | 3 | 3000
146 |  | Isolator Blade | No | 5310 | 3 | 15930 |  | 0 |  | 0 |  | 0 |  | 0
147 |  | 110Volt Battery Charger | No | 10000 | 1 | 10000 |  | 0 |  | 0 |  | 0 |  | 0
149 |  | 4Core old & Used in bit Control cable (without armoured Wire) | Mtr | 50 | 69 | 3450 |  | 0 |  | 0 |  | 0 |  | 0
150 |  | 6Core old & Used in bit Control cable (without armoured Wire) | Mtr | 60 | 120 | 7200 |  | 0 |  | 0 |  | 0 |  | 0
151 |  | 10Core old & Used in bit Control cable (without armoured Wire) | Mtr | 100 | 100 | 10000 |  | 0 |  | 0 |  | 0 |  | 0
152 |  | 145KV C.T 400/ 200/100/1 Damage | No | 1000 |  | 0 |  | 0 |  | 0 |  | 0 | 1 | 1000
153 |  | 145KV C.T 200/100/1 old & Used | No | 20000 | 1 | 20000 |  | 0 |  | 0 |  | 0 |  | 0
154 |  | Moose Conducter | Km | 300000 | 0.17 | 51000 |  | 0 |  | 0 |  | 0 |  | 0
155 |  | 33KV L.A Damage/Old& Used | No | 200 |  | 0 |  | 0 |  | 0 |  | 0 | 2 | 400
156 |  | MS Round 32mm Dia | KG | 15 | 179 | 2685 |  | 0 |  | 0 |  | 0 |  | 0
157 |  | Silica Gel | Kg | 376.54 | 11 | 4141.94 |  | 0 |  | 0 |  | 0 |  | 0
159 |  | Aluminium Alloy Double Groove 132KV Roatatory Isolator Clamp | No | 2942.9 | 1 | 2942.9 |  | 0 |  | 0 |  | 0 |  | 0
160 |  | 33KV C.T 400/200/1 old and use (Recived from Spare(Future Bay) | No | 2000 | 1 | 2000 |  | 0 |  | 0 |  | 0 |  | 0
161 |  | Panther conducter Isolator clamp old and used | No | 10 | 24 | 240 |  | 0 |  | 0 |  | 0 |  | 0
162 |  | Panther to Deer conducter P.G clamp old and used | No | 10 | 13 | 130 |  | 0 |  | 0 |  | 0 |  | 0
163 |  | Deer to Deer conducter P.G clamp old and used | No | 10 | 9 | 90 |  | 0 |  | 0 |  | 0 |  | 0
164 |  | C-WEDGE CLAMP Deer to Panther Conducter | No | 2714 | 7 | 18998 |  | 0 |  | 0 |  | 0 |  | 0
165 |  | C-WEDGE CLAMP Moose to Moose Conducter | No | 2714 | 9 | 24426 |  | 0 |  | 0 |  | 0 |  | 0
166 |  | Aluminium Alloy Double Groove Moose Conducter Isolator Clamp | No | 2714 | 6 | 16284 |  | 0 |  | 0 |  | 0 |  | 0
167 |  | 33KV Isolator Jaw | No | 2714 | 5 | 13570 |  | 0 |  | 0 |  | 0 |  | 0
|  | 33KV L.A Old & Used | No | 1000 | 2 | 2000 |  | 0 |  | 0 |  | 0 |  | 0
168 |  | 33KV C.T Clamp | No | 3327.6 | 6 | 19965.6 |  | 0 |  | 0 |  | 0 |  | 0
169 |  | 75X12mm MS Flat | MT | 94931 | 0.112 | 10632.272 |  | 0 |  | 0 |  | 0 |  | 0
170 |  | 132KV Sure Arrester old and used | No | 1000 | 5 | 5000 |  | 0 |  | 0 |  | 0 |  | 0
171 |  | C-Wej Clamps Moose to Moose | No | 3829.1 | 3 | 11487.3 |  | 0 |  | 0 |  | 0 |  | 0
172 |  | C-Wej Clamps Moose to panther | No | 2183 | 6 | 13098 |  | 0 |  | 0 |  | 0 |  | 0
173 |  | 132KV C.T old and used (TelK Scrap) | No | 1000 | 2 | 2000 |  | 0 |  | 0 |  | 0 |  | 0
174 |  | 33KV C.T old and used | No | 3000 | 3 | 9000 |  | 0 |  | 0 |  | 0 |  | 0
175 |  | 33KV L.A Old & Used ( Scrap) | No | 100 | 9 | 900 |  | 0 |  | 0 |  | 0 |  | 0
[6 empty] | 1135176.7245 |  | 0 |  | 0 |  | 40899.9991 |  | 864269.94
Stock Inventory Report for the M/o March -2025
Name of Division |  | EE, 220 KV O&M Industrial Division , Jhajhra , Dehradun.
Name of Substation |  | 132 KV Substation Purkul, Dehradun
Incharge/Section Holder |  | AE : Jasbir Singh Tomar, JE: Om Prakash
S.No | Item Code |  | Unit | Unit in Rates | Useable |  | Unserviceable |  | Non-Moving |  | Obsolete |  | Scrap
|  | Name of Item /Description |  |  | Quantity | Total Amount in Rs. | Quantity | Total Amount in Rs. | Quantity | Total Amount in Rs. | Quantity | Total Amount in Rs. | Quantity | Total Amount in Rs.
166 | FF0F015002 | Tower Parts Old and Used (Dismentalled) | MT | 40000 | 8.946 | 357840 |  | 0 |  | 0 |  | 0 |  | 0
167 | AA0A002004 | ACSR Panther Conductor (Old & Used) | KM | 110000 | 1.083 | 119130 |  | 0 |  | 0 |  | 0 |  | 0
168 | II0I001007 | Disc Insulators 70 KN Old and Used (Dismentalled) | Nos | 110 | 112 | 12320 |  | 0 |  | 0 |  | 0 |  | 0
169 |  | 7/9 Earth Wire Old and Used In Bits | KG | 20 |  | 0 |  | 0 |  | 0 |  | 0 | 500 | 10000
170 |  | Pilot fitting for single ACSR conductor (suitabe for 70 KN disc) | Nos | 2295 | 14 | 32130 |  | 0 |  | 0 |  | 0 |  | 0
171 | II3I303009 | Vibration damper for 7/10 SWG Earth Wire | Nos | 703.8 | 9 | 6334.2 |  | 0 |  | 0 |  | 0 |  | 0
172 | II3I301004 | Mid span joint for panther conductor | Nos | 663 | 4 | 2652 |  | 0 |  | 0 |  | 0 |  | 0
173 | II3I301004 | Mid spann joint for panther conductor | Nos | 750 | 9 | 6750 |  | 0 |  | 0 |  | 0 |  | 0
[6 empty] | 537156.2 |  | 0 |  | 0 |  | 0 |  | 10000
[6 empty] | 1672332.9245 |  | 0 |  | 0 |  | 40899.9991 |  | 874269.94
Inventory
Name of Zone |  | Garhwal Zone Roorkee
Name of circle |  | O&M Circle Dehradun
Name of Division |  | O&M Division Yamuna Colony Dehradun
Name of S/s |  | 132kV Majra Substation Dehradun
Month |  | March 2025 (Upto 31.03.2025)
Incharge |  | Dinesh Kumar Singh JE O&M Majra
S. No. | Item code | Name of Item | Unit | Unit Rate | Qty. | Useable | Unserviceable | Non-Moving | Obsolete | Scrap | Total Inventory Amount | Store Location
[6 empty] | Total Amount | Total Amount | Total Amount | Total Amount | Total Amount
Surveyed by External Agency (2018)
1 |  | Motor for 132KV Asea make OCB | No | 100 | 1 | 0 | 0 | 0 | 0 | 100 | 100 | Main Store
2 | JJ0J005009 | 36/33KV MOCB without connector pin, clamp with structure filled oil | No | 500 | 1 | 0 | 0 | 0 | 0 | 500 | 500 | Open Store
3 |  | 33KV OCB damaged Takoka make u/s | No | 500 | 1 | 0 | 0 | 0 | 0 | 500 | 500 | Open Store
4 | JJ0J005008 | Empty bulk OCB without oil obsolete | No | 500 | 1 | 0 | 0 | 0 | 0 | 500 | 500 | Open Store
5 | JJ0J005008 | Bulk OCB without oil, bushing damaged u/s | No | 500 | 1 | 0 | 0 | 0 | 0 | 500 | 500 | Open Store
6 | JJ0J005008 | 33KV 800A BOCB completely burnt & damaged without oil bushing | No | 500 | 1 | 0 | 0 | 0 | 0 | 500 | 500 | Open Store
7 | JJ0J005009 | 33KV BOCB HEL make old & used without oil (obsolete) | No | 500 | 1 | 0 | 0 | 0 | 0 | 500 | 500 | Open Store
8 | JJ0J003007 | MOCB BHEL make 132KV old & used without oil, mechanism, breather & revolving insulator | No | 500 | 1 | 0 | 0 | 0 | 0 | 500 | 500 | Open Store
9 | JJ0J003007 | 132KV 1000A Asea make MOCB completely damaged without oil, oil indicator, connector, revolving insulator & mechanism | No | 1000 | 1 | 0 | 0 | 0 | 0 | 1000 | 1000 | Open Store
10 | JJ0J003007 | 132KV 1000A Asea make MOCB old & used without oil & mechanism (obsolete) | No | 1000 | 2 | 0 | 0 | 0 | 0 | 2000 | 2000 | Open Store
11 | JJ0J003007 | 132KV MOCB BHEL make old & used (obsolete) | No | 500 | 2 | 0 | 0 | 0 | 0 | 1000 | 1000 | Open Store
12 | JJ0J005009 | 33KV MOCB BHEL make old & used | No | 10 | 1 | 0 | 0 | 0 | 0 | 10 | 10 | Open Store
13 |  | 132KV Breaker pole for Asea make breaker without oil damaged | No | 500 | 2 | 0 | 0 | 0 | 0 | 1000 | 1000 | Open Store
14 | JJ0J005009 | 33KV MOCB BHEL completely busted & damaged with mechanism without oil, bushing, cover, male/female contact etc | No | 150 | 1 | 0 | 0 | 0 | 0 | 150 | 150 | Open Store
15 | JJ0J005010 | 36 KV 1250 Amp VCB Bhel Make Dameged | No | 500 | 1 | 0 | 0 | 0 | 0 | 500 | 500 | Open Store
16 | JJ0J003006 | 145 KV Circuit breaker defective | No | 5000 | 1 | 0 | 0 | 0 | 0 | 5000 | 5000 | Line Store
17 | JJ0J005010 | 33KV circuit breaker defective | No | 5000 | 2 | 0 | 0 | 0 | 0 | 10000 | 10000 | Open Store
18 | JJ0J005010 | 33KV VCB ABB make mechanically defective | No | 5000 | 1 | 0 | 0 | 0 | 0 | 5000 | 5000 | Open Store
19 |  | Damaged AC motor for 33KV MOCB | No | 150 | 1 | 0 | 0 | 0 | 0 | 150 | 150 | Main Store
20 |  | O/C Relay old & used | No | 50 | 6 | 0 | 0 | 0 | 0 | 300 | 300
21 |  | E/F Relay old & used | No | 50 | 2 | 0 | 0 | 0 | 0 | 100 | 100
22 |  | E/F Relay for Asea make panel old & used | No | 50 | 3 | 0 | 0 | 0 | 0 | 150 | 150
23 |  | O/C Relay for Asea make panel old & used | No | 50 | 6 | 0 | 0 | 0 | 0 | 300 | 300
24 |  | English electric relay YTG 31 phase to phase o/u | No | 100 | 1 | 0 | 0 | 0 | 0 | 100 | 100
25 |  | Numerical relay 132 KV D.P.R.P.R.I.E.S 511 Defective | No | 1000 | 1 | 0 | 0 | 0 | 0 | 1000 | 1000
26 |  | Old and obsolete over current relay | No | 100 | 3 | 0 | 0 | 0 | 0 | 300 | 300
27 |  | O/C E/F relay type CDG 61/31 o/u | No | 100 | 2 | 0 | 0 | 0 | 0 | 200 | 200
28 |  | DVBIAS M-2 WDG W/O CBF 110 volt damage | No | 50000 | 1 | 0 | 0 | 0 | 0 | 50000 | 50000
29 |  | E/F Relay old & used Damaged | No | 10 | 1 | 0 | 0 | 0 | 0 | 10 | 10
30 | VV6V507003 | 145KV CVT o/u | No | 3000 | 1 | 0 | 0 | 0 | 0 | 3000 | 3000 | Open Store
31 | VV6V503002 | 132KV/110V PT old and Damaged | No | 1500 | 1 | 0 | 0 | 0 | 0 | 1500 | 1500 | Open Store
32 |  | RVT damaged | No | 150 | 1 | 0 | 0 | 0 | 0 | 150 | 150 | Open Store
33 |  | 33KV RVT Damaged | No | 500 | 1 | 0 | 0 | 0 | 0 | 500 | 500 | Open Store
34 | VV3V303002 | 132KV CT ratio 800/400/1A damaged | No | 50 | 3 | 0 | 0 | 0 | 0 | 150 | 150 | Open Store
35 | VV3V305006 | 33KV CT O/D type 800/400/1A class accuracy 0.2 damage | No | 5000 | 1 | 0 | 0 | 0 | 0 | 5000 | 5000 | Open Store
36 | VV3V305006 | 33KV CT 800/400/1A Compltly damage | No | 5000 | 1 | 0 | 0 | 0 | 0 | 5000 | 5000 | Open Store
37 | VV3V305006 | 33KV 800/400/1 A CT Damaged | No | 5000 | 2 | 0 | 0 | 0 | 0 | 10000 | 10000 | Open Store
38 | VV3V305006 | 33KV CT outdoor type 800/400/1A | No | 4000 | 2 | 0 | 0 | 0 | 0 | 8000 | 8000 | Open Store
39 | VV3V305006 | 33KV CT O/D type 800/400/1A class accuracy 0.2 damage | No | 5000 | 3 | 0 | 0 | 0 | 0 | 15000 | 15000 | Open Store
40 | VV3V305006 | 33KV 800/400/1 A completely burst and damage (irrepaireable) | No | 500 | 2 | 0 | 0 | 0 | 0 | 1000 | 1000 | Open Store
41 | VV3V305006 | 33KV 800/400/1 A completely burst and damage | No | 500 | 3 | 0 | 0 | 0 | 0 | 1500 | 1500 | Open Store
42 | VV3V305010 | 33KV CT 400/200/1A damaged | No | 50 | 3 | 0 | 0 | 0 | 0 | 150 | 150 | Open Store
43 | VV3V305010 | 33KV CT 400/200/1A old & used | No | 2425 | 8 | 0 | 0 | 0 | 0 | 19400 | 19400 | Open Store
44 | VV4V305012 | 33KV CT 300/1A completely damaged brusted without oil & connector | No | 500 | 3 | 0 | 0 | 0 | 0 | 1500 | 1500 | Open Store
45 | VV3V303006 | 132KV CT of ratio 200-100/1A completely damage | No | 500 | 1 | 0 | 0 | 0 | 0 | 500 | 500 | Open Store
46 | VV4V305013 | 33KV CT 200/100/1A completely damaged | No | 500 | 3 | 0 | 0 | 0 | 0 | 1500 | 1500 | Open Store
47 |  | 33KV built in CT 200/1A damaged | No | 500 | 1 | 0 | 0 | 0 | 0 | 500 | 500 | Open Store
48 | VV4V305013 | 33KV CT 200/1A old & damagd | No | 150 | 1 | 0 | 0 | 0 | 0 | 150 | 150 | Open Store
49 |  | 33KV CT 120/1 A old & damaged | No | 500 | 3 | 0 | 0 | 0 | 0 | 1500 | 1500 | Open Store
50 | VV3V303004 | 132KV CT old & used | No | 1000 | 1 | 0 | 0 | 0 | 0 | 1000 | 1000 | Open Store
51 | VV3V303004 | 132KV CT old & used ( leaked) | No | 500 | 2 | 0 | 0 | 0 | 0 | 1000 | 1000 | Open Store
52 | VV3V305010 | 33KV CT completely damage busted in pieces | No | 10 | 3 | 0 | 0 | 0 | 0 | 30 | 30 | Open Store
53 | VV3V305010 | 33KV CT damaged | No | 500 | 3 | 0 | 0 | 0 | 0 | 1500 | 1500 | Open Store
54 |  | Pressure guage meter defective | No | 10 | 1 | 0 | 0 | 0 | 0 | 10 | 10
55 |  | Voltmeter old & used various rating | No | 50 | 4 | 0 | 0 | 0 | 0 | 200 | 200
56 |  | Ammeter (old & used) various rating | No | 50 | 16 | 0 | 0 | 0 | 0 | 800 | 800
57 | MM2M206001 | P.F. meter damaged | No | 50 | 2 | 0 | 0 | 0 | 0 | 100 | 100
58 |  | Voltmeter damaged various rating | No | 50 | 3 | 0 | 0 | 0 | 0 | 150 | 150
59 | MM2M204007 | MW meter 144-0 AC | No | 10 | 2 | 0 | 0 | 0 | 0 | 20 | 20
60 | MM2M205007 | MVAr meter old & used various rating | No | 50 | 2 | 0 | 0 | 0 | 0 | 100 | 100
61 | VV2V215003 | HT bushing for 20MVA T/F 132/33 KV NGEF make without arcing horn & top plate assembly | No | 100 | 1 | 0 | 0 | 0 | 0 | 100 | 100
62 |  | Bushing insulator for Intrument CT | No | 50 | 3 | 0 | 0 | 0 | 0 | 150 | 150
63 |  | Bushing insulator for Hittachi make | No | 50 | 2 | 0 | 0 | 0 | 0 | 100 | 100
64 | VV1V101041 | 33 KV Bushing for above | No | 500 | 1 | 0 | 0 | 0 | 0 | 500 | 500
65 | VV1V101034 | HV Bushing with Metal part and gasket EMCO make for 40 MVA T/F | No | 500 | 1 | 0 | 0 | 0 | 0 | 500 | 500
66 | VV1V101036 | Neutral Bushing for above | No | 500 | 1 | 0 | 0 | 0 | 0 | 500 | 500
67 |  | LV bushing For above | No | 500 | 1 | 0 | 0 | 0 | 0 | 500 | 500
68 |  | HV Bushing for 36 KVAT/F | No | 100 | 1 | 0 | 0 | 0 | 0 | 100 | 100
69 |  | LV Bushing Insulator | No | 100 | 1 | 0 | 0 | 0 | 0 | 100 | 100
70 |  | LV bushing insulator old & used | No | 60 | 1 | 0 | 0 | 0 | 0 | 60 | 60
71 |  | Bushing insulator damaged | No | 10 | 2 | 0 | 0 | 0 | 0 | 20 | 20
72 | VV2V208002 | Megnetic Oil level Gauge with Oil level Alarm Contact for above | No | 100 | 1 | 0 | 0 | 0 | 0 | 100 | 100
73 | VV2V206001 | Oil Temparature meter for above | No | 100 | 1 | 0 | 0 | 0 | 0 | 100 | 100
74 | JJ3J302009 | Extinguisher chamber for 132KV MOCB BHEL make | No | 10 | 2 | 0 | 0 | 0 | 0 | 20 | 20
75 | JJ3J302009 | Extinguisher chamber for 132KV MOCB Asea make | No | 10 | 1 | 0 | 0 | 0 | 0 | 10 | 10
76 | JJ3J302009 | Extinguisher chamber for 132KV MOCB Asea make damaged | No | 10 | 1 | 0 | 0 | 0 | 0 | 10 | 10
77 |  | Al solder 75% | Kg | 10 | 5.5 | 0 | 0 | 0 | 0 | 55 | 55 | Main Store
78 |  | Motor 1.5HP for 50GPH C/F M/C | No | 10 | 1 | 0 | 0 | 0 | 0 | 10 | 10 | Main Store
79 |  | GI thumble for stay rod | No | 50 | 806 | 0 | 0 | 0 | 0 | 40300 | 40300
80 |  | Surge counter u/s damaged | No | 2 | 3 | 0 | 0 | 0 | 0 | 6 | 6
81 |  | Paint Zinc u/s | No | 5 | 175 | 0 | 0 | 0 | 0 | 875 | 875
82 |  | Poly cone insulator chipped u/s damaged | No | 1 | 4 | 0 | 0 | 0 | 0 | 4 | 4
83 |  | Oil rension compound u/s | Kg | 10 | 200 | 0 | 0 | 0 | 0 | 2000 | 2000 | Battery Store/Line Store
84 | JJ5J502022 | Completely damaged Arc extingusher chamber for 33KV BOCB | No | 150 | 13 | 0 | 0 | 0 | 0 | 1950 | 1950
85 |  | Fire extingusher chamber 45Kg completely Damage | No | 150 | 1 | 0 | 0 | 0 | 0 | 150 | 150
86 |  | Glass wool in jally completely u/s | No | 2 | 44 | 0 | 0 | 0 | 0 | 88 | 88
87 |  | GI socket rusted | No | 2 | 75 | 0 | 0 | 0 | 0 | 150 | 150
88 |  | GI elbow o/s rusted | No | 50 | 25 | 0 | 0 | 0 | 0 | 1250 | 1250
89 |  | GI bend o/s rusted | No | 10 | 223 | 0 | 0 | 0 | 0 | 2230 | 2230
90 |  | GI plug rusted | No | 10 | 24 | 0 | 0 | 0 | 0 | 240 | 240
91 |  | Surburger (wave trap ) completely u/s | No | 50 | 2 | 0 | 0 | 0 | 0 | 100 | 100
92 |  | 132KV Isolator Jaw EMC with Earth Link Damage | No | 2100 | 1 | 0 | 0 | 0 | 0 | 2100 | 2100
93 |  | Glass wool u/s | Kg | 2 | 90 | 0 | 0 | 0 | 0 | 180 | 180
94 |  | 33KV Damaged shunt reactor | No | 1000 | 1 | 0 | 0 | 0 | 0 | 1000 | 1000 | Open Store
95 | NN2N201003 | PLCC terminal equipment type RTL-41 | No | 150000 | 1 | 0 | 0 | 0 | 0 | 150000 | 150000 | Cable Gallery
96 |  | O/C & E/F tripping relay | No | 500 | 2 | 0 | 0 | 0 | 0 | 1000 | 1000
97 |  | Air presser switch Danfoss make | No | 10200 | 1 | 0 | 0 | 0 | 0 | 10200 | 10200
98 | JJ3J301006 | Trippi ng/Closing coil for 132KV Alsthom make | No | 2295 | 2 | 0 | 0 | 0 | 0 | 4590 | 4590
99 |  | Fuse failure relay type VTP | No | 500 | 1 | 0 | 0 | 0 | 0 | 500 | 500
100 | MM0M010001 | Auxilary relay type VAA | No | 500 | 1 | 0 | 0 | 0 | 0 | 500 | 500
101 | MM2M204007 | MW meter old & used various rating | No | 50 | 2 | 0 | 0 | 0 | 0 | 100 | 100
102 |  | Kilo volt meter AC 132kv | No | 1 | 1 | 0 | 0 | 0 | 0 | 1 | 1
103 | MM3M305015 | MVAr meter digitel | No | 10 | 1 | 0 | 0 | 0 | 0 | 10 | 10
104 | VV6V507003 | 145KV CVT (1Phase) defective old & used | No | 1000 | 1 | 0 | 0 | 0 | 0 | 1000 | 1000 | Office Gallery
Surveyed by External Agency 19-20
1 | VV3V303006 | 132KV CT of ratio 200-100/1A completely damage | No | 500 | 2 | 0 | 0 | 0 | 0 | 1000 | 1000 | Open Store
2 | VV3V303004 | 132KV CT old & used | No | 1000 | 15 | 0 | 0 | 0 | 0 | 15000 | 15000 | Open Store
3 | JJ0J003006 | 145 KV Circuit breaker defective | No | 5000 | 1 | 0 | 0 | 0 | 0 | 5000 | 5000 | Line Store
4 | JJ0J005010 | 33KV circuit breaker defective | No | 5000 | 1 | 0 | 0 | 0 | 0 | 5000 | 5000 | Open Store
5 | VV3V305010 | 33KV CT 400/200/1A old & used | No | 2425 | 22 | 0 | 0 | 0 | 0 | 53350 | 53350 | Open Store
6 | VV3V305010 | 33KV CT damaged | No | 500 | 3 | 0 | 0 | 0 | 0 | 1500 | 1500 | Open Store
7 |  | Al scrap of damaged clamps | Kg | 20 | 5.7 | 0 | 0 | 0 | 0 | 114 | 114
8 |  | Al scrap (for various damage clamps) | Kg | 20 | 7 | 0 | 0 | 0 | 0 | 140 | 140
9 |  | Male Contact Copper Scrap | Kg | 40 | 6.9 | 0 | 0 | 0 | 0 | 276 | 276
10 | VV6V507003 | 145KV CVT (1Phase) defective old & used | No | 1000 | 9 | 0 | 0 | 0 | 0 | 9000 | 9000 | Office Gallery
11 |  | Steel joint for Panther conductor | No | 150 | 105 | 0 | 0 | 0 | 0 | 15750 | 15750
12 | II3I301009 | Mid span joint for Earth wire | No | 50 | 53 | 0 | 0 | 0 | 0 | 2650 | 2650
13 | MM0M007003 | Buchholz Relay GOR 3 | No | 34050 | 1 | 0 | 0 | 0 | 0 | 34050 | 34050
14 | NN0N003003 | 132KV C&R Panel Old & Used | No | 100 | 2 | 0 | 0 | 0 | 0 | 200 | 200
15 | NN0N003005 | 33KV C&R Panel old & used | No | 500 | 5 | 0 | 0 | 0 | 0 | 2500 | 2500
16 | JJ0J005007 | 33KV GCB (Burnt/Damage) | No | 1000 | 1 | 0 | 0 | 0 | 0 | 1000 | 1000
17 | VV1V101034 | 145kV T/F Bushing (Kanohar) damage | No | 150 | 3 | 0 | 0 | 0 | 0 | 450 | 450
18 | VV1V101035 | 33kV T/F Bushing (Kanohar) damage | No | 100 | 3 | 0 | 0 | 0 | 0 | 300 | 300
Items not Included in the list
1 | VV3V305006 | 33KV 800/400/1A (3 Core) accuracy class 0.2 | No | 35752.5 | 1 | 0 | 0 | 0 | 0 | 35752.5 | 35752.5 | Open Store
2 | KK0K003001 | 132KV Surge Arrestor Old & Used | No | 200 | 15 | 0 | 0 | 0 | 3000 | 0 | 3000
3 | JJ0J005010 | 33KV Circuit Breaker Old & Used | No | 100000 | 1 | 0 | 0 | 0 | 0 | 100000 | 100000 | Open Store
4 | SS0S003003 | 132KV Isolator Old & Used | No | 500 | 2 | 0 | 0 | 0 | 1000 | 0 | 1000
5 | AA1A101002 | GI earth wire 7/10 SWG old & used in bits | Kg | 25 | 277.6 | 0 | 0 | 0 | 0 | 6940 | 6940
6 | SS0S003003 | 132kV Isolator with Damaged Post (Old & Used) | No | 500 | 2 | 0 | 0 | 0 | 1000 | 0 | 1000
7 | VV3V303004 | 132KV CT old & used | No | 1000 | 3 | 0 | 0 | 0 | 0 | 3000 | 3000 | Open Store
8 |  | 33KV CT 120/1 A old & damaged | No | 500 | 3 | 0 | 0 | 0 | 0 | 1500 | 1500 | Office Gallery
9 |  | Male Contact Copper Scrap | Kg | 40 | 4.5 | 0 | 0 | 0 | 0 | 180 | 180
10 |  | Al scrap (for various damage clamps) | Kg | 20 | 11.5 | 0 | 0 | 0 | 0 | 230 | 230
11 | VV3V305010 | 33KV CT damaged | No | 500 | 3 | 0 | 0 | 0 | 0 | 1500 | 1500 | Open Store
12 |  | 33KV Jaw Old & Used/Damage | No | 50 | 12 | 0 | 0 | 0 | 0 | 600 | 600
13 |  | 33KV Isolator Blade old & used/Damaged | No | 50 | 6 | 0 | 0 | 0 | 0 | 300 | 300
14 |  | 33KV SF6 circuit breaker ( 1-Pole damage) | No | 5000 | 1 | 0 | 5000 | 0 | 0 | 0 | 5000 | Switch Yard
15 | VV3V303004 | 132KV CT Leak from Delta Point | No | 5000 | 1 | 0 | 5000 | 0 | 0 | 0 | 5000
16 |  | 33KV PT Damaged | No | 1000 | 2 | 0 | 2000 | 0 | 0 | 0 | 2000 | Side Gallery
Slow Moving
1 | SS3S301007 | Male arm assembly for 145KV ELPRO | No | 12240 | 6 | 0 | 0 | 0 | 73440 | 0 | 73440
2 | SS3S301006 | Female arm assembly for 145KV ELPRO | No | 12240 | 6 | 0 | 0 | 0 | 73440 | 0 | 73440
3 | SS3S301007 | Male arm assembly for 145KV HVLEM | No | 12240 | 6 | 0 | 0 | 0 | 73440 | 0 | 73440
4 | SS3S301006 | Female contact assembly for 145KV HVLEM | No | 12240 | 6 | 0 | 0 | 0 | 73440 | 0 | 73440
5 | SS3S301016 | 145KV Post Insulator | No | 12250 | 2 | 0 | 0 | 0 | 24500 | 0 | 24500
6 |  | Scrap of Iron Galvanised | Kg | 40 | 133.22 | 0 | 5328.8 | 0 | 0 | 0 | 5328.8 | Open Store
7 | SS0S003003 | 145KV Bus Isolator complete Old & Used | No | 25000 | 1 | 0 | 25000 | 0 | 0 | 0 | 25000 | Line Store
8 | II2I210002 | Twin Type 33KV Isolator Clamp for Moose Conductor | No | 1493.5 | 41 | 0 | 0 | 61233.5 | 0 | 0 | 61233.5 | Line Store
9 | VV1V101034 | HV Bushing for 40MVA ABB 145KV/1250Amp Bushing OTP | No | 90000 | 1 | 0 | 0 | 90000 | 0 | 0 | 90000 | Line Store
10 | VV1V101034 | Bushing Assembly 145KV Alstom T/F | No | 25000 | 1 | 0 | 0 | 25000 | 0 | 0 | 25000 | Line Store
11 | VV1V101034 | 145KV Transformer Bushing HT side Alstom Make | No | 62000 | 1 | 0 | 0 | 62000 | 0 | 0 | 62000 | Main Store
12 | VV1V101035 | Trippi ng/Closing coil for 132KV Alsthom make | No | 87540.33 | 1 | 0 | 0 | 87540.33 | 0 | 0 | 87540.33 | Main Store
Fast Moving (Useable)
1 | VV3V305006 | 33KV CT Ratio 800/400/1 | No | 46964 | 1 | 46964 | 0 | 0 | 0 | 0 | 46964 | Cable Gallery Room 2
2 | MM0M007003 | Buchholz Relay | No | 27730 | 1 | 27730 | 0 | 0 | 0 | 0 | 27730 | Main Store
3 | VV2V207001 | WTI | No | 30680 | 1 | 30680 | 0 | 0 | 0 | 0 | 30680 | A1
4 | VV3V305006 | 33KV CT 800-400/1 Amp 0.2s Class | No | 53454 | 1 | 53454 | 0 | 0 | 0 | 0 | 53454 | Main Store
5 | JJ7J707001 | SF6 Gas | Kg | 7044.6 | 4.5 | 31700.7 | 0 | 0 | 0 | 0 | 31700.7
6 |  | Amp Meter | No | 920.4 | 7 | 6442.8 | 0 | 0 | 0 | 0 | 6442.8
7 |  | ACSR Panther conductor | Mtr | 110 | 100 | 11000 | 0 | 0 | 0 | 0
9 |  | 120 KV Surge Arrestor with counters | No | 66365 | 6 | 398190 | 0 | 0 | 0 | 0
10 |  | 30 KV Surge Arrestor | No | 23352.2 | 5 | 116761 | 0 | 0 | 0 | 0
11 |  | Expulsion Type fuse | No | 973.5 | 16 | 15576 | 0 | 0 | 0 | 0
12 |  | Expulsion Type fuse | No | 1444.3 | 20 | 28886 | 0 | 0 | 0 | 0
13 |  | GI Nut and Bolts 12MM | Kg | 283.2 | 7 | 1982.4
14 |  | GI Nut and Bolts 14MM | Kg | 283.2 | 9 | 2548.8
15 |  | GI Nut and Bolts 16MM | Kg | 283.2 | 18 | 5097.6
16 |  | GI Nut and Bolts 18MM | Kg | 283.2 | 12 | 3398.4
17 |  | GI Nut and Bolts 20MM | Kg | 283.2 | 4 | 1132.8
18 |  | 33 KV Circuit Breaker old and used | No | 5000 | 1 | 5000 |  |  |  | 5000 |  | Open Store near gate
19 |  | 33 KV Isolator Blade | No | 6549 | 6 | 39294
20 |  | 33 KV Isolator Jaw | No | 6549 | 6 | 39294
21 |  | CT Clamp | No | 1416 | 6 | 8496
22 |  | C-Wej clamp Moose to Moose | No | 3829.1 | 4 | 15316.4
23 |  | 33 KV Isolator Blade | No | 6608 | 6 | 39648
24 |  | 33 KV Isolator Jaw | No | 6490 | 9 | 58410
25 |  | 145 KV PT | No | 365599.4 | 3 | 1096798.2
26 |  | PT Clamps | No | 354 | 6 | 2124
Total Qty |  |  |  |  | 2798.42 |  | 0 | 0 | 0 | 0
Total (in Rs) | [5 empty] | 2085925.1 | 42328.8 | 325773.83 | 323260 | 683521.5 | 1571855.63
Inventory
Name of Zone |  | Garhwal Zone
Name of circle |  | Dehradun Circle
Name of Division |  | O&M Division Yamuna Colony Dehradun
Name of Substation |  | 132 KV Substation Majra
Name of Section Holder |  | Dinesh Kumar Singh JE
Month |  | 2025-03-21
S. No. | Item code | Name of Item | Unit | Unit rate in Rs. | Useable |  | Unserviceable |  | Non-Moving |  | Obsolete |  | Scrap
[5 empty] | Qty. | Total Amount in Rs. | Qty. | Total Amount in Rs. | Qty. | Total Amount in Rs. | Qty. | Total Amount in Rs. | Qty. | Total Amount in Rs. | Total Book Value in Rs.
1 | NN0N003008 | 11 KV panel damage | No | 100 | [8 empty] | 1 | 100 | 100
2 |  | 110V DCDB panel (old &used) | No | 100 | [8 empty] | 1 | 0 | 0
3 | II5I504005 | Suspension fitting (o/u) | No | 50 | [8 empty] | 7 | 350 | 350
4 |  | Lenovo K6 mobile phone (old & used) | No | 7500 |  |  | 1 | 7500 | [6 empty] | 7500
5 |  | 11KV BVP top plate assembly | No | 10 | [8 empty] | 1 | 10 | 10
6 | VV4V306009 | 11KV CT single core | No | 15 | [8 empty] | 1 | 15 | 15
7 | VV4V306009 | 11KV CT single core 100/5 Amp | No | 15 | [8 empty] | 3 | 45 | 45
8 | VV4V306007 | 11KV CT single core200/100/5Amp | No | 15 | [8 empty] | 3 | 45 | 45
9 | VV4V306007 | 11KV CT Epoxy type suitable for HEL make switchgear for ratio 200/100/5A | No | 500 | [8 empty] | 6 | 3000 | 3000
10 | JJ6J601010 | Trolly bushing for 11KV HEL make OCB | No | 50 | [8 empty] | 4 | 200 | 200
11 | NN0N001012 | 11KV 630A, 350 MVA, JV VCB I/C Panel | No | 309206 | [6 empty] | 1 | 309206 |  |  | 309206
12 | NN0N001012 | 11KV 630A, 350 MVA, JV VCB Out going Panel | No | 315076.5 | [6 empty] | 3 | 945229.5 |  |  | 945229.5
13 | YY1Y102002 | 110 volt Battery Charger damage | No | 500 | [8 empty] | 1 | 500 | 500
14 |  | Disc Fittings damage | No | 50 | [8 empty] | 3 | 150 | 150
15 | NN0N001012 | 11 KV MOCB incoming panel(Obselete) | No | 1000 | [8 empty] | 1 | 1000 | 1000
16 | NN0N001012 | 11 KV MOCB outgoing panel(Obselete) | No | 1000 | [8 empty] | 2 | 2000 | 2000
17 | II3I308001 | Bird Guard | No | 564.1 | 18 | 10153.8 | [8 empty] | 10153.8
18 |  | 11 KV trolly breaker without cover damaged | No | 500 | [8 empty] | 1 | 500 | 500
19 | VV4V306007 | 11KV CT old and used damage 200/100/5A | No | 150 | [8 empty] | 1 | 150 | 150
20 | VV4V306009 | 11KV CT old and damage 100/5A | No | 150 | [8 empty] | 12 | 1800 | 1800
21 | VV4V306005 | 11KV CT old and damage 400/200/5A | No | 150 | [8 empty] | 5 | 750 | 750
22 |  | Completely damaged 11 KV top plate assembly | No | 150 | [8 empty] | 2 | 300 | 300
23 |  | 11 KV PT old and damaged | No | 100 | [8 empty] | 2 | 200 | 200
24 | NN0N001012 | 11KV feeder panel with trolly damage ampere meter w/u CT and bus bar | No | 500 | [8 empty] | 4 | 2000 | 2000
25 | VV4V306009 | 11 KV ct old and damage | No | 100 | [8 empty] | 3 | 300 | 300
26 | VV4V306007 | 11 KV CT double core 400/200/5amp epoxy coated damage | No | 1000 | [8 empty] | 2 | 2000 | 2000
27 | YY1Y102002 | battery charger 110 volt damage u/s | No | 500 | [8 empty] | 1 | 500 | 500
28 |  | 110 v DCDB GN16 damaged | No | 100 | [8 empty] | 1 | 100 | 100
29 |  | Exide battery u/s damaged | No | 10 | [8 empty] | 1 | 10 | 10
30 | II5I501009 | Tension Fitting 7/09 SWG Earth Wire | Set | 1416 | 8 | 11328 | [8 empty] | 11328
31 | II2I202002 | Tension Clamp 7/10 SWG Earth Wire | No | 1003 | 4 | 4012 | [8 empty] | 4012
32 | II5I502005 | Double Tension Fitting for Panther | No | 4708.2 | 3 | 14124.6 | [8 empty] | 14124.6
33 | YY0Y003005 | 2 volt 300 AH Battery Cell damage | No | 10 | [8 empty] | 54 | 540 | 540
34 | YY1Y102002 | Battery charger 300AH Statcon make Old and used | No |  |  |  | 1 | 1000 | [6 empty] | 1000
35 | AA0A002004 | ACSR Panther Conductor damage | Kg | 50 | [8 empty] | 80 | 4000 | 4000
Total (in Rs) | [5 empty] | 39618.4 |  | 8500 |  |  |  | 1254435.5 |  | 20565 | 1323118.9
[6 empty] | 2125543.5 |  | 50828.8 |  | 325773.83 |  | 1577695.5 |  | 704086.5
Inventory
Name of Zone |  | Garhwal Zone
Name of circle |  | Dehradun Circle
Name of Division |  | O&M Division Yamuna Colony Dehradun
Name of Substation |  | 132 KV Substation Majra
Name of Section Holder |  | Kuldeep Jadli JE
Month |  | 2025-03-21
S. No. | Item code | Name of Item | Unit | Unit rate in Rs. | Useable |  | Unserviceable |  | Non-Moving |  | Obsolete |  | Scrap
[5 empty] | Qty. | Total Amount in Rs. | Qty. | Total Amount in Rs. | Qty. | Total Amount in Rs. | Qty. | Total Amount in Rs. | Qty. | Total Amount in Rs. | Total Book Value in Rs.
1 | FF0F015002 | Incomplete tower parts rusted in scrap | Kg | 72.2 | 16410 | 1184802 | [8 empty] | 1184802
2 | FF0F043010 | Template -B type tower stub (O/U) | KG | 40 | 1233.1 | 49324 | [8 empty] | 49324
3 | FF0F043012 | Template -C type tower stub (O/U) | KG | 20 | 2071.5 | 41430 | [8 empty] | 41430
4 | FF0F015002 | A-type tower parts(O/U) | MT | 40000 | 0.955 | 38200 | [8 empty] | 38200
5 | FF0F015002 | A+3type tower parts(O/U) | MT | 40000 | 5.165 | 206600 | [8 empty] | 206600
6 | FF0F043010 | Template for 132KV S/C B type tower | Kg | 40 | [8 empty] | 611.5 | 24460 | 24460
7 | FF0F043012 | Template for above 'C' type tower | Kg | 20 | [8 empty] | 934 | 18680 | 18680
8 | FF0F043012 | Template for 132KV S/C tower | MT | 72200 | 1.77 | 127794 | [8 empty] | 127794
9 | II3I301009 | Mid span joint for Earth wire | No | 50 | 4 | 200 | [8 empty] | 200
10 | AA1A101002 | Earth wire 7/10swg | Mtr | 44 | 249.97 | 10998.68 | [8 empty] | 10998.68
11 | II5I502006 | Double Tension Fitting Compression type for ACSR special panther | No | 9056.5 | 3 | 27169.5 | [8 empty] | 27169.5
12 | II5I501006 | Single Tension Fitting Compression type for ACSR special panther | No | 5428 | 9 | 48852 | [8 empty] | 48852
13 | II3I301005 | Mid Span Joint for ACSR special panther | No | 1239 | 6 | 7434 | [8 empty] | 7434
14 | II3I303005 | Vibration damper for ACSR special panther | No | 1410.1 | 14 | 19741.4 | [8 empty] | 19741.4
15 | II3I303005 | Vibration damper | No | 1342.84 | 1 | 1342.84 | [8 empty] | 1342.84
16 | II5I502005 | Double tensiion fitting | No | 9204 | 1 | 9204 | [8 empty] | 9204
17 | II3I302004 | Mid span joint | No | 1156.4 | 1 | 1156.4 | [8 empty] | 1156.4
18 | II3I303005 | Vibration Damper | No | 1180 | 4 | 4720 | [8 empty] | 4720
19 | II3I301009 | Steel joint | No | 955.8 | 3 | 2867.4 | [8 empty] | 2867.4
20 | FF0F015002 | 132 KV D/C B Type Tower Parts Incomplete CromptonMake | Kg | 40 | 28629 | 1145160 | [8 empty] | 1145160
21 | FF0F015002 | 132 KV D/C A Type Tower Parts Incomplete Crompton Make | Kg | 40 | 6400 | 256000
22 | FF0F015002 | 132 KV S/C A Type Tower Parts Incomplete SAE Make | Kg | 40 | 13022 | 520880
23 | FF0F015002 | 132KV S/C 'C' type tower parts incomplete scrap | MT | 100 | 2.8399 | 283.99
24 | II0I001004 | Polymer Insulator String | No | 9676 | 12 | 116112
|  | Galvanised Stub Structure (HT) | MT | 131000 | 0.325 | 42575
|  | Galvanised Stub Structure (MS) | MT | 125000 | 0.019 | 2375
|  | Number Plate | No | 480 | 1 | 480
|  | Danger Plate | No | 480 | 1 | 480
|  | Phase Plate | Set | 550 | 1 | 550
|  | Counter poise earthing | Set | 15500 | 1 | 15500
|  | Anti climb device | Set | 13800 | 1 | 13800
|  | Repair sleeve | No | 590 | 2 | 1180
|  | Repair sleeve for earth wire | No | 580 | 2 | 1160
|  | ACSR Panther conductor | Km | 225000 | 1 | 225000
|  | Double Tension Fitting 120 KN Disc insulator | Set | 9950 | 1 | 9950
|  | Single Tension Fitting 120 KN Disc insulator | Set | 6000 | 3 | 18000
|  | Tension fitting for earth wire | Set | 1450 | 2 | 2900
|  | Mid span joint for 7/10 SWG earth wire | No | 500 | 2 | 1000
|  | 120 KN Disc Insulator | No | 1050 | 66 | 69300
|  | GS Earth wire 7/10 SWG | Km | 68000 | 0.35 | 23800
|  | Vibration Damper for panther | No | 1560 | 6 | 9360
|  | Vibration Damper for 7/10 SWG earth wire | No | 850 | 4 | 3400
|  | Mid Span Joint | No | 1199 | 3 | 3597
Total (in Rs) | [5 empty] | 4264679.21 |  | 0 |  |  |  | 0 |  | 43140 | 2970136.22
Name Of Circle Zone :- Garhwal Zone
Name Of Division :- E.E. (O&M) Division, Yamuna colony Dehra Dun.
Stock inventory for the Month of :- March -2025
Name Of Substation: |  |  | 132KV Sub station Bindal
Sl. No. | Item code | Name Of Item | Unit | Unit Rate | Useable |  | Unserviceable |  | Non-Moving |  | Obsolete |  | Scrap
[5 empty] | Qty | Value | Qty | Value | Qty | Value | Qty | Value | Qty | Value
1 | II5I504004 | Tension fitting for zebra without dead end | No. | 700 |  | 0 |  | 0 | 54 | 37800 |  | 0 |  | 0
2 | n/a | Earth wire clamp for SP-55 | No. | 100 |  | 0 |  | 0 |  | 0 | 25 | 2500 |  | 0
3 | n/a | V Cross Arm 33KV | No. | 500 |  | 0 |  | 0 |  | 0 | 4 | 2000 |  | 0
4 | SS3S301016 | 132KV Post insulator for 132KV isolator | No. | 13052 | 1 | 13052 |  | 0 |  | 0 |  | 0 |  | 0
5 | n/a | Contactor MN-25watt aux 1c AC 15-4 415V, AC 10A | No. | 1350.65 | 1 | 1350.65 |  | 0 |  | 0 |  | 0 |  | 0
6 | SS6S610008 | 145KV post insulator | Set | 10868 | 4 | 43472 |  | 0 |  | 0 |  | 0 |  | 0
7 | KK0K003001 | 145KV L.A | No. | 15000 |  | 0 |  | 0 | 4 | 60000 |  | 0 |  | 0
8 | VV3V303001 | 145KV C.T 800/400/1 | No. | 103650 | 5 | 518250 |  | 0 |  | 0 |  | 0 |  | 0
9 | n/a | Pin Insulator for LT line | No. | 221.32 | 40 | 8852.8 |  | 0 |  | 0 |  | 0 |  | 0
10 | CC1C103002 | Three & Haif core circular armoured XLPE cable size 3.5*400 Sqmm | Mtr. | 994.5 | 30 | 29835 |  | 0 |  | 0 |  | 0 |  | 0
11 | VV2V204000 | T/F oil O/U | KL. | 25000 | [6 empty] | 15 | 375000
12 | NN5N506045 | Line Matching unit | No. | 2000 |  | 0 |  | 0 |  | 0 | 2 | 4000 |  | 0
13 | CC2C201005 | H.F. Cable | Mtr. | 100 | 454 | 45400 |  | 0 |  | 0 |  | 0 |  | 0
14 | n/a | ACSR deer conductor in bits O/u | Mtr. | 50 |  | 0 | 2 | 100 |  | 0 |  | 0 |  | 0
15 | SS4S402020 | 33KV PIN insulator | No. | 300 | 1 | 300 |  | 0 |  | 0 |  | 0 |  | 0
16 | n/a | RZAO relay card o/u | No. | 15000 |  | 0 |  | 0 |  | 0 | 2 | 30000 |  | 0
17 | AA0A002004 | ACSR panther conductor in bits | Mtr. | 50 | 7 | 350 |  | 0 |  | 0 |  | 0
18 | VV4V305013 | 33KV C.T 200/100/1A | No. | 17000 | 1 | 17000 |  | 0 |  | 0 |  | 0 |  | 0
19 | II4I404006 | Space cum droper for Deer | No. | 1646 | 20 | 32920 |  | 0 |  | 0 |  | 0 |  | 0
20 | II5I505006 | Double Suspension fitting (SPL Pantther) | No. | 3975 |  | 0 |  | 0 |  | 0 | 5 | 19875 |  | 0
21 | II5I502006 | Double Tension fitting (SPL Pantther) | No. | 3975 |  | 0 |  | 0 |  | 0 | 5 | 19875 |  | 0
22 | II3I301005 | Mid Spain Joint (SPL Panther) | No. | 1490 |  | 0 |  | 0 |  | 0 | 5 | 7450 |  | 0
23 | PP0P001005 | Come Along Clamp Automatic (SPL Panther) | No. | 9975 | 2 | 19950 |  | 0 |  | 0 |  | 0 |  | 0
24 | II3I306005 | Jumpering Cone (SPL Panther) | No. | 1450 |  | 0 |  | 0 |  | 0 | 5 | 7250 |  | 0
25 | II0I001007 | Disc Insulator O/U | No. | 130 |  | 0 | 142 | 18460 |  | 0 |  | 0 |  | 0
26 | AA1A101001 | Earth Wire O/U | Km. | 10000 |  | 0 | 0.255 | 2550 |  | 0 |  | 0 |  | 0
27 | n/a | CMRI Sl.No. 1509-A7216HSD | No. | 38500 | 1 | 38500 |  | 0 |  | 0 |  | 0 |  | 0
28 | n/a | Rain Protection Cover | No. | 50 | 1 | 50 |  | 0 |  | 0 |  | 0 |  | 0
29 | PP2P212002 | Blower | No. | 100 |  | 0 |  | 0 |  | 0 | 1 | 100 |  | 0
30 |  | Operating Handle | No. | 50 | 1 | 50 |  | 0 |  | 0 |  | 0 |  | 0
31 | PP3P301004 | Safety Belt O/U | No. | 100 |  | 0 |  | 0 |  | 0 | 2 | 200 |  | 0
32 | YY1Y102002 | 110V, 300AH Battery Charger O/U | No. | 20000 |  | 0 | 1 | 20000 |  | 0 |  | 0 |  | 0
33 | JJ0J005010 | 33kV Breaker Damaged | No. | 15000 |  | 0 |  | 0 |  | 0 |  | 0 | 1 | 15000
34 | n/a | 132KV C.T. 800/400/1 Old & used Replaced under PSDF | No. | 10000 |  | 0 | 6 | 60000 |  | 0 |  | 0 |  | 0
35 | VV6V505002 | 33KV P.T. Old & used Replaced under PSDF | No. | 5000 |  | 0 | 3 | 15000 |  | 0 |  | 0 |  | 0
36 | n/a | 132KV P.T. Old & used Replaced under PSDF | No. | 10000 |  | 0 | 2 | 20000 |  | 0 |  | 0 |  | 0
37 | JJ0J003006 | 132 KV C.B. Damaged | No. | 15000 |  | 0 |  | 0 |  | 0 |  | 0 | 1 | 15000
38 | JJ0J005010 | 33 KV C.B. Old & used Replaced under PSDF | No. | 25000 |  | 0 | 2 | 50000 |  | 0 |  | 0 |  | 0
39 | JJ0J003006 | 132 KV C.B. Old & used Replaced under PSDF | No. | 35000 |  | 0 | 3 | 105000 |  | 0 |  | 0 |  | 0
40 | KK0K003001 | 132KV L.A. Old & used Replaced under PSDF | No. | 5000 |  | 0 | 3 | 15000 |  | 0 |  | 0 |  | 0
41 | II5I504009 | Suspension fitting for 7/9 Earth wire | No. | 1060.82 | 9 | 9547.38 |  | 0 |  | 0 |  | 0 |  | 0
42 | II5I504010 | Suspension fitting for 7/10 Earth wire | No. | 1060.82 | 9 | 9547.38 |  | 0 |  | 0 |  | 0 |  | 0
43 | II5I501009 | Tension fitting for 7/9 Earth wire | No. | 1062 | 6 | 6372 |  | 0 |  | 0 |  | 0 |  | 0
44 | II5I501010 | Tension fitting for 7/10 Earth wire | No. | 1062 | 4 | 4248 |  | 0 |  | 0 |  | 0 |  | 0
45 | II3I301008 | Mid Span joint for 7/9 E/W | No. | 1063.18 | 12 | 12758.16 |  | 0 |  | 0 |  | 0 |  | 0
46 | II3I301009 | Mid Span joint for 7/10 E/W | No. | 1063.18 | 14 | 14884.52 |  | 0 |  | 0 |  | 0 |  | 0
47 | FF0F003002 | Dismantald tower Parts | MT. | 40000 |  | 0 | 0.8 | 32000 |  | 0 |  | 0 |  | 0
48 | JJ0J005010 | 33 kV Areva make VCB Old & used Replaced under PSDF | No. | 75000 |  | 0 | 1 | 75000 |  | 0 |  | 0 |  | 0
49 | MM0M004007 | Electromag. O/C, E/F relay O/U | No. | 1000 |  | 0 |  | 0 |  | 0 | 7 | 7000 |  | 0
50 | II5I507004 | Bolted Type Tension Fitting for ACSR 'Zebra | No. | 4120.56 | 12 | 49446.72 |  | 0 |  | 0 |  | 0 |  | 0
51 | VV2V204001 | EHV Grade Transformer oil drum. | No. | 15357.11 | 1 | 15357.11 |  | 0 |  | 0 |  | 0 |  | 0
52 | II5I502005 | Double Tension Fitting for Panther Conductor | No. | 8873.6 | 1 | 8873.6 |  | 0 |  | 0 |  | 0 |  | 0
53 | AA0A002001 | Moose Conductor | Mtr. | 725.7 | 64 | 46444.8 |  | 0 |  | 0 |  | 0
54 | JJ0J005010 | 33 KV ABB VCB make old and used replaced under P.S.D.F scheme | No. | 10000 | 1 | 10000 |  | 0 |  | 0 |  | 0 |  | 0
55 | II5I501002 | Bolted type busbar tension fitting having 6 bolt sutable for Moose conductor | No. | 1400 | 2 | 2800
56 | VV6V505002 | 33 kV / 110 volt Potential transformer | No. | 12510.66 | 1 | 12510.66
57 | II3I301009 | Mid span compression joint for 7/10 Earthwire SWG | No | 401.2 | 2 | 802.4
58 | VV1V101034 | 145 kv bushing for 40mva T/F EMCO Make | No | 10000 | 1 | 10000
59 | VV2V204007 | Empty Drum of Transformer Oil each 209 ltr. Capacity | No | 200 | 50 | 10000
60 | VV2V204007 | Empty Drum of Transformer Oil each 209 ltr. Capacity (O&U) | No | 200 | [6 empty] | 30 | 6000
61 | VV6V602003 | 132KV C.V.T. Old & used | No. | 20000 | [6 empty] | 1 | 20000
62 | JJ0J005010 | 33 KV ABB VCB make old and used . | No | 25000 | [6 empty] | 1 | 25000
63 | JJ0J005010 | 33 KV Alstom VCB make old and used . | No. | 25000 | [6 empty] | 1 | 25000
64 | JJ7J707001 | SF-6 Gas | Kg. | 11800 | 11 | 129800
65 | JJ0J003006 | 132 KV C.B. Old & used | No. | 40000 |  | 0 |  |  |  |  | 1 | 40000
66 | VV3V305006 | 33 kV 800/400/01A ( 3core) C.T. acc.class 0.2 (Old & Used ) | No. | 10000 |  | 0 |  |  |  |  | 7 | 70000
67 | AA0A002004 | ACSR panther Conductor ( Old & used ) | MT. | 45000 | 1.889 | 85005
68 | JJ7J701014 | Screw auxillary switch 110Volt DC, 12NO+12NC for 33kV CB. | No. | 12154 | 1 | 12154
69 | II1I105001 | P.G. four bolted type clamp for panther to panther | No. | 2159.4 | 8 | 17275.2
70 | II5I501005 | Single tension fitting (120KN) for panther conductor | No. | 7011.56 | 7 | 49080.92
71 | II5I504005 | Single Suspention fitting (70KN) for panther conductor | No. | 5841 | 2 | 11682
72 | II3I302004 | Repair Sleeve for panther conductor | No. | 699.74 | 6 | 4198.44
73 | II3I301004 | Mid span joint for panther conductor | No. | 1460.84 | 8 | 11686.72
74 |  | CT clamp for Moose conductor having 6 no. U-Bolt | No. | 2265.6 | 09 | 20390.4
75 |  | Isolator Clamps for Panther conductor | No. | 1180 | 2 | 2360
76 |  | Expulsion type Fuse suitable for the capacitance unit | No. | 1475 | 07 | 10325
77 |  | C- Wedge clamp for Moose to Panther | No. | 2183 | 08 | 17464
78 |  | C- Wedge clamp for Moose to Moose | No. | 2684.5 | 15 | 40267.5
79 |  | Tension Fitting for Panther Conductor | No. | 7080 | 20 | 141600
80 |  | D- Shackle. | No. | 1829 | 13 | 23777
81 |  | Surge Counter for 33 kV L.A. | No. | 13570 | 3 | 40710
82 |  | Copper Cable of size 35 sqmm, length 1.5 | No. | 1681.5 | 3 | 5044.5
83 |  | Insulating base for 33 kV L.A. | No. | 472 | 09 | 4248
84 |  | 132 kV Tower Parts (Mix). | Kg. | 40 | 220 | 8800
|  | 33 kV Isolator Jaw with Six contact | No. | 5894.1 | 20 | 117882
|  | 33 kV Isolator Jaw with four contact | No. | 3534.1 | 23 | 81284.3
|  | 33 kV Isolator Blade | No. | 4112.3 | 23 | 94582.9
|  | 33 kv Bus Post insulator | No. | 1758.2 | 99 | 174061.8
|  | 33 kv Bus Post Solid core insulator | No. | 2938.2 | 24 | 70516.8
|  | Junction Box for 33 kV CT/PT | No. | 11797.64 | 6 | 70785.84
|  | Junction Box for 132 kV CT | No. | 17226.82 | 08 | 137814.56
|  | Junction Box for 132 kV PT/CVT. | No. | 17226.82 | 06 | 103360.92
|  | Total Rs. |  |  |  | 2479082.98 |  | 413110 |  | 97800 |  | 661250 |  | 30000
Name Of Circle Zone :- Garhwal Zone
Name Of Division :- E.E. (O&M) Division, Yamuna colony Dehra Dun.
Stock inventory for the Month of :- March -2025
Name Of Substation: |  |  | 132KV Sub station Bindal
Sl. No. | Item code | Name Of Item | Unit | Unit Rate | Useable |  | Unserviceable |  | Non-Moving |  | Obsolete |  | Scrap
[5 empty] | Qty | Value | Qty | Value | Qty | Value | Qty | Value | Qty | Value
1 | VV3V303003 | 145KV C.T 400/200/1 O/u | No. | 20000 | 6 | 120000 |  | 0 |  | 0 | 0 | 0 |  | 0
2 | VV3V305009 | 33 kV Single phase , outdoor type Live Tank C.T. having ratio 400/200/1A O/U | No. | 7000 | 15 | 105000
3 |  | 120 KN Disc Insulator for tension fitting. | No. | 849.6 | 120 | 101952
4 |  | Single Tension fitting (120 KN) for ACSR Panther conductor. | No. | 7434 | 24 | 178416
5 |  | Vibration damper for ACSR Panther conductor. | No. | 1593 | 24 | 38232
6 |  | Tension fitting for 7/10 SWG G.S Earth wire. | No. | 1486.8 | 2 | 2973.6
7 |  | Vibration damper for Earth wire | No. | 1593 | 2 | 3186
8 |  | Mid Span compression joint for ACSR Panther conductor. | No. | 1911.6 | 2 | 3823.2
9 |  | Mid Span compression joint for earthwire. | No. | 1593 | 2 | 3186
10 |  | Tension clamp for 7/10 SWG earth wire | No. | 5841 | 4 | 23364
11 |  | Repair Sleeve for ACSR Panther conductor. | No. | 2655 | 4 | 10620
12 |  | Flexible Copper Bonds | No. | 3186 | 2 | 6372
13 |  | Danger plate | No. | 637.2 | 1 | 637.2
14 |  | Number plate | No. | 531 | 1 | 531
15 |  | Phase plate (set of three) | No. | 531 | 1 | 531
16 |  | Pipe type earthing set (set of 02 No. for each tower) | Set. | 5310 | 1 | 5310
17 |  | Anti climbing device barbed wire | Set. | 5310 | 1 | 5310
18 |  | Bird guards ( set of six ) | No. | 531 | 6 | 3186
19 |  | 160 Amp. 415 Volt 4 pole 10 KA MCCB | No. | 17110 | 3 | 51330
20 |  | 63 Amp. 415 Volt 4 pole 10 KA MCCB | No. | 2478 | 2 | 4956
21 |  | Contactor 3-Pole with Addon Block, MNX9 coil voltage | No. | 2242 | 4 | 8968
22 |  | MN2 Terminal overload Relay with start & off /reset | No. | 2655 | 2 | 5310
23 |  | 33 kV Lightening Arrester | No. | 23458.4 | 4 | 93833.6
24 |  | 33 kV C.B. ( Old & Used) | No. | 50000 | 2 | 100000
25 |  | Surge Counter for 132 kV. Lightning arrester | No. | 16697 | 3 | 50091
26 |  | CT clamp for Moose conductor having 6 no. U-Bolt | No. | 1752.3 | 30 | 52569
27 |  | CT clamp for Panther conductor having 6 no. U-Bolt | No. | 1752.3 | 36 | 63082.8
28 |  | CT clamp for Panther conductor having 6 no. U-Bolt | No. | 1416 | 1 | 1416
[6 empty] | 1044186.4 |  | 0 |  | 0 |  | 0 |  | 0
Name of Zone |  | Garhwal
Name of Circle |  | O&M Circle Dehradun
Name of Division |  | 220 KV IIP Harrawala dehradun
Name of Substation |  | 220kV O&M Division IIP Harrawala ,Dehradun
Month- |  | 2025-03-01
S.No | Item Code | Name OF ITEMS | Unit | Unit in Rates | Useable |  | Unserviceable |  | Non-Moving |  | Obsolete |  | Scrap
[5 empty] | Quantity | Total Amount in Rs. | Quantity | Total Amount in Rs. | Quantity | Total Amount in Rs. | Quantity | Total Amount in Rs. | Quantity | Total Amount in Rs.
1 |  | Bridge Snubber Card | Nos | 6994 | 1 | 6994 | 0 | 0 | 0 | 0 | 0 | 0 | 0 | 0
2 |  | 220V feed back card | Nos | 12000 | 1 | 12000 | 0 | 0 | 0 | 0 | 0 | 0 | 0 | 0
3 |  | U/V, O/V Drop resistance | Nos | 2000 | 1 | 2000 | 0 | 0 | 0 | 0 | 0 | 0 | 0 | 0
4 |  | Glass fuse card | Nos | 1000 | 1 | 1000 | 0 | 0 | 0 | 0 | 0 | 0 | 0 | 0
5 |  | RFI capacitor | Nos | 1000 | 1 | 1000 | 0 | 0 | 0 | 0 | 0 | 0 | 0 | 0
6 |  | Synch. TXR I/P Ress. Card | Nos | 1000 | 1 | 1000 | 0 | 0 | 0 | 0 | 0 | 0 | 0 | 0
7 |  | Power supply card | Nos | 1000 | 1 | 1000 | 0 | 0 | 0 | 0 | 0 | 0 | 0 | 0
8 |  | Diode card | Nos | 1000 | 1 | 1000 | 0 | 0 | 0 | 0 | 0 | 0 | 0 | 0
9 |  | Mains on LED card | Nos | 1000 | 1 | 1000 | 0 | 0 | 0 | 0 | 0 | 0 | 0 | 0
10 |  | Floot Boost, DC on LED | Nos | 1000 | 1 | 1000 | 0 | 0 | 0 | 0 | 0 | 0 | 0 | 0
11 |  | Window interface card | Nos | 1000 | 1 | 1000 | 0 | 0 | 0 | 0 | 0 | 0 | 0 | 0
12 |  | Temp. Probe card | Nos | 1000 | 1 | 1000 | 0 | 0 | 0 | 0 | 0 | 0 | 0 | 0
13 |  | Float boost relay, charger fail relay, trip relay | Nos | 5000 | 1 | 5000 | 0 | 0 | 0 | 0 | 0 | 0 | 0 | 0
14 | YY2Y201003 | DC over load relay | Nos | 5000 | 1 | 5000 | 0 | 0 | 0 | 0 | 0 | 0 | 0 | 0
15 |  | Earth fault relay | Nos | 5000 | 1 | 5000 | 0 | 0 | 0 | 0 | 0 | 0 | 0 | 0
16 |  | Auxilliary contactor | Nos | 1000 | 1 | 1000 | 0 | 0 | 0 | 0 | 0 | 0 | 0 | 0
17 | YY1Y107030 | Filter capacitor | Nos | 1000 | 2 | 2000 | 0 | 0 | 0 | 0 | 0 | 0 | 0 | 0
18 |  | SCR SCR Module 106A/1600V | Nos | 1000 | 1 | 1000 | 0 | 0 | 0 | 0 | 0 | 0 | 0 | 0
19 | YY1Y109037 | Blocking Diode 150A/800V | Nos | 1000 | 1 | 1000 | 0 | 0 | 0 | 0 | 0 | 0 | 0 | 0
20 | JJ7J701011 | Control Switch | Nos | 500 | 1 | 500 | 0 | 0 | 0 | 0 | 0 | 0 | 0 | 0
21 |  | On/Of Control Switch (Source) | Nos | 500 | 1 | 500 | 0 | 0 | 0 | 0 | 0 | 0 | 0 | 0
22 | MM3M302010 | DC ammeter ABD DC voltmeter selector | Nos | 500 | 1 | 500 | 0 | 0 | 0 | 0 | 0 | 0 | 0 | 0
23 |  | Mode and voltmeter selector | Nos | 500 | 1 | 500 | 0 | 0 | 0 | 0 | 0 | 0 | 0 | 0
24 |  | Auto/Manual switch | Nos | 500 | 1 | 500 | 0 | 0 | 0 | 0 | 0 | 0 | 0 | 0
25 |  | Bleeder | Nos | 500 | 1 | 500 | 0 | 0 | 0 | 0 | 0 | 0 | 0 | 0
26 | YY1Y107033 | Potentiometer | Nos | 500 | 1 | 500 | 0 | 0 | 0 | 0 | 0 | 0 | 0 | 0
27 | SS6S617003 | Rectifier fuse | Nos | 600 | 6 | 3600 | 0 | 0 | 0 | 0 | 0 | 0 | 0 | 0
28 |  | Bridge Snubber Card | Nos | 6994 | 1 | 6994 | 0 | 0 | 0 | 0 | 0 | 0 | 0 | 0
29 |  | Annuciation card | Nos | 12000 | 1 | 12000 | 0 | 0 | 0 | 0 | 0 | 0 | 0 | 0
30 |  | Main Control card | Nos | 14000 | 1 | 14000 | 0 | 0 | 0 | 0 | 0 | 0 | 0 | 0
31 |  | Glass fuse card | Nos | 2000 | 1 | 2000 | 0 | 0 | 0 | 0 | 0 | 0 | 0 | 0
32 |  | RFI capacitor | Nos | 2000 | 1 | 2000 | 0 | 0 | 0 | 0 | 0 | 0 | 0 | 0
33 |  | Synch. TXR I/P Ress. Card | Nos | 1000 | 1 | 1000 | 0 | 0 | 0 | 0 | 0 | 0 | 0 | 0
34 |  | Power supply card | Nos | 1000 | 1 | 1000 | 0 | 0 | 0 | 0 | 0 | 0 | 0 | 0
35 |  | Diode card | Nos | 1000 | 1 | 1000 | 0 | 0 | 0 | 0 | 0 | 0 | 0 | 0
36 |  | Mains on LED card | Nos | 1000 | 1 | 1000 | 0 | 0 | 0 | 0 | 0 | 0 | 0 | 0
37 |  | Floot Boost, DC on LED | Nos | 1000 | 1 | 1000 | 0 | 0 | 0 | 0 | 0 | 0 | 0 | 0
38 |  | Window interfcae card | Nos | 1000 | 1 | 1000 | 0 | 0 | 0 | 0 | 0 | 0 | 0 | 0
39 |  | Temp. Probe card | Nos | 1000 | 1 | 1000 | 0 | 0 | 0 | 0 | 0 | 0 | 0 | 0
40 |  | Float boost relay, charger fail relay, trip relay | Nos | 5000 | 1 | 5000 | 0 | 0 | 0 | 0 | 0 | 0 | 0 | 0
41 |  | DC over load relay | Nos | 5000 | 1 | 5000 | 0 | 0 | 0 | 0 | 0 | 0 | 0 | 0
42 |  | DC Earth fault relay | Nos | 5000 | 1 | 5000 | 0 | 0 | 0 | 0 | 0 | 0 | 0 | 0
43 |  | Filter capacitor | Nos | 1000 | 2 | 2000 | 0 | 0 | 0 | 0 | 0 | 0 | 0 | 0
44 |  | DC Earth fault Ersis. | Nos | 1000 | 1 | 1000 | 0 | 0 | 0 | 0 | 0 | 0 | 0 | 0
45 |  | SCR SCR Module 106A/1600V | Nos | 1000 | 1 | 1000 | 0 | 0 | 0 | 0 | 0 | 0 | 0 | 0
46 |  | Blocking Diode 150A/800V | Nos | 1000 | 1 | 1000 | 0 | 0 | 0 | 0 | 0 | 0 | 0 | 0
47 |  | Control Switch | Nos | 500 | 1 | 500 | 0 | 0 | 0 | 0 | 0 | 0 | 0 | 0
48 |  | On/Of Control Switch (Source) | Nos | 500 | 1 | 500 | 0 | 0 | 0 | 0 | 0 | 0 | 0 | 0
49 |  | DC ammeter ABD DC voltmeter selector | Nos | 500 | 1 | 500 | 0 | 0 | 0 | 0 | 0 | 0 | 0 | 0
50 | YY1Y105007 | Mode and voltmeter selector | Nos | 500 | 1 | 500 | 0 | 0 | 0 | 0 | 0 | 0 | 0 | 0
51 | YY1Y105007 | Auto/Manual switch | Nos | 500 | 1 | 500 | 0 | 0 | 0 | 0 | 0 | 0 | 0 | 0
52 |  | Bleeder | Nos | 1000 | 1 | 1000 | 0 | 0 | 0 | 0 | 0 | 0 | 0 | 0
53 |  | Potentiometer | Nos | 1000 | 1 | 1000 | 0 | 0 | 0 | 0 | 0 | 0 | 0 | 0
54 | SS6S617003 | Rectifier fuse | Nos | 600 | 6 | 3600 | 0 | 0 | 0 | 0 | 0 | 0 | 0 | 0
55 | DD1D107003 | MM 50 / 125um MM Duplex ST-ST Patch Cord of length 3 Mtrs | Nos | 7279.59 | 3 | 21838.77 | 0 | 0 | 0 | 0 | 0 | 0 | 0 | 0
56 |  | MM 50 / 125um MM Duplex ST-ST Patch Cord of length 6 Mtrs | Nos | 14889.5 | 3 | 44668.5 | 0 | 0 | 0 | 0 | 0 | 0 | 0 | 0
57 |  | MM 50 / 125um MM Duplex ST-ST Patch Cord of length 12 Mtrs | Nos | 29778.99 | 2 | 59557.98 | 0 | 0 | 0 | 0 | 0 | 0 | 0 | 0
58 |  | MM 50 / 125um MM Duplex ST-SC Patch Cord of length 3 Mtrs | Nos | 5623.79 | 1 | 5623.79 | 0 | 0 | 0 | 0 | 0 | 0 | 0 | 0
59 |  | MM 50 / 125um MM Duplex ST-SC Patch Cord of length 15 Mtrs | Nos | 37223.75 | 2 | 74447.5 | 0 | 0 | 0 | 0 | 0 | 0 | 0 | 0
60 |  | MM 50 / 125um MM Duplex ST-SC Patch Cord of length 12 Mtrs | Nos | 30909.68 | 2 | 61819.36 | 0 | 0 | 0 | 0 | 0 | 0 | 0 | 0
61 |  | Holder for 100W GLS bulb | Nos | 10.58 | 1 | 11 | 0 | 0 | 0 | 0 | 0 | 0 | 0 | 0
62 |  | Hard disc of each type used in master station, HMI printer server | Nos | 32750 | 1 | 32750 | 0 | 0 | 0 | 0 | 0 | 0 | 0 | 0
63 |  | Cable & Connectors used in bay control unit, Master station, HMI, printer server | Nos | 5000 | 1 | 5000 | 0 | 0 | 0 | 0 | 0 | 0 | 0 | 0
64 |  | Applicable RAM (DIMM/SIMM card) used in master station, HMI printer server | Nos | 20000 | 1 | 20000 | 0 | 0 | 0 | 0 | 0 | 0 | 0 | 0
65 |  | SMPS used for master station, HMI printer server | Nos | 2500 | 1 | 2500 | 0 | 0 | 0 | 0 | 0 | 0 | 0 | 0
66 |  | Fan assembly used for master station, HMI printer server | Nos | 500 | 1 | 500 | 0 | 0 | 0 | 0 | 0 | 0 | 0 | 0
67 |  | Mass storage device i.e. optical drive/ CD writer etc with driver | Nos | 500 | 1 | 500 | 0 | 0 | 0 | 0 | 0 | 0 | 0 | 0
68 |  | Network card with driver | Nos | 10000 | 1 | 10000 | 0 | 0 | 0 | 0 | 0 | 0 | 0 | 0
69 |  | VDU with driver | Nos | 20000 | 1 | 20000 | 0 | 0 | 0 | 0 | 0 | 0 | 0 | 0
70 |  | Bay Control unit congiguration software | Nos | 100000 | 2 | 200000 | 0 | 0 | 0 | 0 | 0 | 0 | 0 | 0
71 |  | Operating system of master station, HMI, printer server with specified software version in CD ROM (i.e.WIN NT, Unix etc) with manual and device drivers | Set | 65500 | 1 | 65500 | 0 | 0 | 0 | 0 | 0 | 0 | 0 | 0
72 |  | Source code and compiler of application software with detailed manual for master station, HMI, printer server | Nos | 55000 | 1 | 55000 | 0 | 0 | 0 | 0 | 0 | 0 | 0 | 0
73 |  | Auxiliary relay used in bay control application | Nos | 1000 | 1 | 1000 | 0 | 0 | 0 | 0 | 0 | 0 | 0 | 0
74 |  | Special tool for making joint trrmination in optical fiver with relevant couplers. (Splicer Machine) make Fujikura | Nos | 100000 | 1 | 100000 | 0 | 0 | 0 | 0 | 0 | 0 | 0 | 0
75 |  | Optical los messuring kit with relevant accessories and visual fiver optic cable inspection aid.(Smart OTDR) | Nos | 100000 | 1 | 100000 | 0 | 0 | 0 | 0 | 0 | 0 | 0 | 0
76 |  | Set of Filter (Lube oil) | Nos | 8000 | 1 | 8000 | 0 | 0 | 0 | 0 | 0 | 0 | 0 | 0
77 |  | Set of Filter (Fuel oil) | Nos | 8000 | 1 | 8000 | 0 | 0 | 0 | 0 | 0 | 0 | 0 | 0
78 |  | Set of Filter (Air ckt) | Nos | 8000 | 1 | 8000 | 0 | 0 | 0 | 0 | 0 | 0 | 0 | 0
79 |  | Self starter assembly | Sets | 50000 | 1 | 50000 | 0 | 0 | 0 | 0 | 0 | 0 | 0 | 0
80 |  | Lub-oil pressure safety control | Sets | 26550 | 1 | 26550 | 0 | 0 | 0 | 0 | 0 | 0 | 0 | 0
81 |  | High water temperture safety control | Set | 24000 | 1 | 24000 | 0 | 0 | 0 | 0 | 0 | 0 | 0 | 0
82 |  | Diode | Nos | 1000 | 2 | 2000 | 0 | 0 | 0 | 0 | 0 | 0 | 0 | 0
83 | VV1V101020 | Multy Ratio bushing CT PS class 400 - 200/1Amp- overall dimension - ID 265, OD-420, Ht -60mm | Nos | 5400 | 1 | 5400 | 0 | 0 | 0 | 0 | 0 | 0 | 0 | 0
84 | VV1V101020 | Bushing CT -1000/1Amp PS class | Nos | 5400 | 1 | 5400 | 0 | 0 | 0 | 0 | 0 | 0 | 0 | 0
85 | VV1V101020 | Multy Ratio bushing CT PS class 400 - 200/1Amp- overall dimension - ID 140, OD-276, Ht -80mm | Nos | 5400 | 1 | 5400 | 0 | 0 | 0 | 0 | 0 | 0 | 0 | 0
86 |  | Ring type CT for WTI- 132/1.5Amp. | Nos | 5400 | 1 | 5400 | 0 | 0 | 0 | 0 | 0 | 0 | 0 | 0
87 |  | Ring type CT for WTI- 921/1.5Amp. | Nos | 5400 | 1 | 5400 | 0 | 0 | 0 | 0 | 0 | 0 | 0 | 0
88 | MM0M007001 | Buchholz relay 80mm magnetic switch -precimeasure | Nos | 10000 | 1 | 10000 | 0 | 0 | 0 | 0 | 0 | 0 | 0 | 0
89 |  | Winding tempreture with contacts modle1005, capillary 10mtrs, 4micro switch | Nos | 20000 | 1 | 20000 | 0 | 0 | 0 | 0 | 0 | 0 | 0 | 0
90 | VV2V206002 | OTI/WTI remote tem Indicator precimeasure make modle 2245T1 | Nos | 10000 | 1 | 10000 | 0 | 0 | 0 | 0 | 0 | 0 | 0 | 0
91 |  | Oil temperture Indicator with contacts modle1005, capillary 10mtrs, 2micro switch | Nos | 10000 | 1 | 10000 | 0 | 0 | 0 | 0 | 0 | 0 | 0 | 0
92 |  | Pressure relief device mpde -T6 with shroud | Nos | 10000 | 1 | 10000 | 0 | 0 | 0 | 0 | 0 | 0 | 0 | 0
93 |  | Megnetic oil level gauge - 250mm | Nos | 10000 | 1 | 10000 | 0 | 0 | 0 | 0 | 0 | 0 | 0 | 0
94 |  | Set of valves, GM gate valve 80mm, 50mm, 25mm, 15mm (1no each type),Butterfly valve 80mm | Nos | 50000 | 1 | 50000 | 0 | 0 | 0 | 0 | 0 | 0 | 0 | 0
95 |  | MCB merlin gerin make, 3pole, 2Amp, AC 415VAC cat no c60H3PO2AC | Nos | 1000 | 1 | 1000 | 0 | 0 | 0 | 0 | 0 | 0 | 0 | 0
96 |  | (BOM) MCB assy, merlin Gerin make 3pole, 16Amp AC 2change over contact | Nos | 1000 | 1 | 1000 | 0 | 0 | 0 | 0 | 0 | 0 | 0 | 0
97 |  | MCB, Merlin Gerin make 3pole, 25Amp AC cat no C60H3P25AC | Nos | 1000 | 1 | 1000 | 0 | 0 | 0 | 0 | 0 | 0 | 0 | 0
98 |  | MCB, Merlin Gerin make 2pole, 2Amp AC cat no C60H2P02AC | Nos | 1000 | 1 | 1000 | 0 | 0 | 0 | 0 | 0 | 0 | 0 | 0
99 |  | MCB, Merlin Gerin make 1pole, 6Amp AC cat no C60H1P6AC | Nos | 1000 | 1 | 1000 | 0 | 0 | 0 | 0 | 0 | 0 | 0 | 0
100 |  | MCB, Merlin Gerin make 2pole, 6Amp AC cat no GDDPC006 | Nos | 1000 | 1 | 1000 | 0 | 0 | 0 | 0 | 0 | 0 | 0 | 0
101 |  | Phase failure relay mnilec make modle D1 vmrl with 2 change over contact- system voltage- 100-120-240/380 - 440 VAC | Nos | 1000 | 1 | 1000
102 |  | Phase failure relay mnilec make modle D1 vmrl with 2 change over contact- system voltage- 100-120-240/380 - 440 VAC | Nos | 1000 | 1 | 1000 | 0 | 0 | 0 | 0 | 0 | 0 | 0 | 0
103 |  | (BOM) Contractor assy. Coil 240VAC.4A. Type MXO.2NO +6NC | Nos | 1000 | 1 | 1000 | 0 | 0 | 0 | 0 | 0 | 0 | 0 | 0
104 |  | (BOM) Contractor assy. Coil 220VDC.4A. Type MXO.3NO +3NC | Nos | 1000 | 1 | 1000 | 0 | 0 | 0 | 0 | 0 | 0 | 0 | 0
105 |  | (BOM) Contractor assy. Coil 240VAC.25A. Type MNXO25.3pole. AUX contact 2NO +4NC | Nos | 1000 | 1 | 1000 | 0 | 0 | 0 | 0 | 0 | 0 | 0 | 0
106 |  | Rotary switch kaycee make. Cat No SRPM237, 3pole 2way with on- off, 25Amp, 440VAC | Nos | 1000 | 1 | 1000 | 0 | 0 | 0 | 0 | 0 | 0 | 0 | 0
107 |  | Rotary Cam switch kaycee make. Cat No 2S26BO, 2pole 2way with off, 6Amp, 250VAC | Nos | 1000 | 1 | 1000 | 0 | 0 | 0 | 0 | 0 | 0 | 0 | 0
108 |  | Rotary Cam switch kaycee make. Cat No 1S26O, 2pole on- off, 6Amp, 250VAC | Nos | 1000 | 1 | 1000 | 0 | 0 | 0 | 0 | 0 | 0 | 0 | 0
109 |  | (BOM) Contractor assy. Coil 110VAC.4A. Type MXO. 5NO + 3NC | Nos | 1000 | 1 | 1000 | 0 | 0 | 0 | 0 | 0 | 0 | 0 | 0
110 |  | Rotary switch kaycee make. Cat No SRMP 11636V33LMX, 17 pole 4way with on- off, 16Amp, 440VAC | Nos | 1000 | 1 | 1000 | 0 | 0 | 0 | 0 | 0 | 0 | 0 | 0
111 |  | Rotary switch kaycee make. Cat No 4S46B, 4 pole 2way with on- off, 6Amp, 250VAC | Nos | 1000 | 1 | 1000 | 0 | 0 | 0 | 0 | 0 | 0 | 0 | 0
112 | VV2V213003 | Tap position indicator (Pradeep make. Modle TPC 2001) | Nos | 1000 | 1 | 1000 | 0 | 0 | 0 | 0 | 0 | 0 | 0 | 0
113 | VV2V204006 | Oil sampling bottles one litre capacity (Stainless steel sampling bottle) | Nos | 4166.67 | 12 | 50000.04 | 0 | 0 | 0 | 0 | 0 | 0 | 0 | 0
114 | MM0M007004 | Oil surge relay for OLTC | Nos | 10000 | 1 | 10000 | 0 | 0 | 0 | 0 | 0 | 0 | 0 | 0
115 |  | Aux. transformer for the control of OLTC | Nos | 45000 | 1 | 45000 | 0 | 0 | 0 | 0 | 0 | 0 | 0 | 0
116 |  | Complete set of Gasket -- Tanking | Set | 5750 | 2 | 11500 | 0 | 0 | 0 | 0 | 0 | 0 | 0 | 0
117 | VV2V202006 | Clear view type silicagel breather -500 GM with 1/2 Bsp mounting. | Nos | 1000 | 1 | 1000 | 0 | 0 | 0 | 0 | 0 | 0 | 0 | 0
118 |  | Rediator with lifting lug, air release plug, drain plug, MS blanking plate with nut, bolt, washer - (Mandatory Spare) | Nos | 20000 | 1 | 20000 | 0 | 0 | 0 | 0 | 0 | 0 | 0 | 0
119 |  | Condenser bushing 245KV - 1600Amp. 300BCT | Nos | 100000 | 1 | 100000 | 0 | 0 | 0 | 0 | 0 | 0 | 0 | 0
120 |  | LV bushing complete with metal part 36KV - 2000Amp. With connecting lug & gasket | Nos | 60000 | 1 | 60000 | 0 | 0 | 0 | 0 | 0 | 0 | 0 | 0
121 | VV4V307007 | Neutral bushing complete with metal part 36KV - 2000Amp. With connecting lug & gasket | Nos | 40000 | 1 | 40000 | 0 | 0 | 0 | 0 | 0 | 0 | 0 | 0
122 |  | Complete set of winding coils per phase immersed in oil and sealed | Nos | 739000 | 1 | 739000 | 0 | 0 | 0 | 0 | 0 | 0 | 0 | 0
123 | PP1P125002 | Rubber hose pipe for oil storage tank | Nos | 500 | 4 | 2000 | 0 | 0 | 0 | 0 | 0 | 0 | 0 | 0
124 | VV2V202003 | Silicagel breather for oil storage tank - 10000 grams | Nos | 3000 | 1 | 3000 | 0 | 0 | 0 | 0 | 0 | 0 | 0 | 0
125 | PP1P122003 | SF6 gas pressure relief devices | Nos | 100000 | 1 | 100000 | 0 | 0 | 0 | 0 | 0 | 0 | 0 | 0
126 | PP1P122001 | Pressure gauges (of each type) along with coupling device | Sets | 100000 | 1 | 100000 | 0 | 0 | 0 | 0 | 0 | 0 | 0 | 0
127 |  | Rubber gaskets, "o" rings and seal for SF6 gas | Sets | 5000 | 1 | 5000 | 0 | 0 | 0 | 0 | 0 | 0 | 0 | 0
128 |  | Molecular filter for SF6 gas | Sets | 5000 | 1 | 5000 | 0 | 0 | 0 | 0 | 0 | 0 | 0 | 0
129 | JJ7J707002 | Density Monitors for SF6 gas | Nos | 100000 | 1 | 100000 | 0 | 0 | 0 | 0 | 0 | 0 | 0 | 0
130 |  | SF6 gas pressure relief devices | Nos | 135000 | 1 | 135000 | 0 | 0 | 0 | 0 | 0 | 0 | 0 | 0
131 | PP1P122001 | Pressure gauges (of each type) along with coupling device | Sets | 135000 | 1 | 135000 | 0 | 0 | 0 | 0 | 0 | 0 | 0 | 0
132 |  | Rubber gaskets, "o" rings and seal for SF6 gas | Sets | 5000 | 1 | 5000 | 0 | 0 | 0 | 0 | 0 | 0 | 0 | 0
133 |  | Molecular filter for SF6 gas | Sets | 5000 | 1 | 5000 | 0 | 0 | 0 | 0 | 0 | 0 | 0 | 0
134 | JJ7J707002 | Density Monitors for SF6 gas | Nos | 10000 | 1 | 10000 | 0 | 0 | 0 | 0 | 0 | 0 | 0 | 0
135 |  | All type of control valves for SF6 gas | Sets | 10000 | 1 | 10000 | 0 | 0 | 0 | 0 | 0 | 0 | 0 | 0
136 | JJ7J707001 | SF6 gas (each of 50 kgs) | Nos | 250000 | 3(150Kg) | 750000 | 0 | 0 | 0 | 0 | 0 | 0 | 0 | 0
137 |  | Enclosures, insulators & main circuit to replace on each phase, any compartment of busbar or bay | Sets | 1000000 | 1 | 1000000 | 0 | 0 | 0 | 0 | 0 | 0 | 0 | 0
138 |  | Substation test bushing of 245 kv | Sets | 3600000 | 1 | 3600000 | 0 | 0 | 0 | 0 | 0 | 0 | 0 | 0
139 | PP1P122004 | SF6 Gas detector | Nos | 158188 | 1 | 158188 | 0 | 0 | 0 | 0 | 0 | 0 | 0 | 0
140 | PP1P126017 | SF6 dew point meter | Nos | 379650 | 1 | 379650 | 0 | 0 | 0 | 0 | 0 | 0 | 0 | 0
141 |  | Cable termination enclosure | Sets | 305527 | 1 | 305527 | 0 | 0 | 0 | 0 | 0 | 0 | 0 | 0
142 | JJ0J002002 | 245 kv, three phase, circuit breaker interrupting chamber complate with all necessary apparatus. | Sets | 2470000 | 1 | 2470000 | 0 | 0 | 0 | 0 | 0 | 0 | 0 | 0
143 |  | Rubber gaskets, "o" rings and seal | Sets | 5000 | 1 | 5000 | 0 | 0 | 0 | 0 | 0 | 0 | 0 | 0
144 |  | Tripping coils with resistor | Nos | 5000 | 3 | 15000 | 0 | 0 | 0 | 0 | 0 | 0 | 0 | 0
145 |  | Closing coils with resistor | Nos | 5000 | 3 | 15000 | 0 | 0 | 0 | 0 | 0 | 0 | 0 | 0
146 |  | Molecular filter | Sets | 1301 | 3 | 3903 | 0 | 0 | 0 | 0 | 0 | 0 | 0 | 0
147 |  | Density/pressure Monitoring systems | Nos | 10000 | 1 | 10000 | 0 | 0 | 0 | 0 | 0 | 0 | 0 | 0
148 | MM0M010002 | Relay, power contactors, push buttons, timers & MCB etc. | Sets | 30000 | 1 | 30000 | 0 | 0 | 0 | 0 | 0 | 0 | 0 | 0
149 |  | Closing assembly/ valve | Nos | 30000 | 1 | 30000 | 0 | 0 | 0 | 0 | 0 | 0 | 0 | 0
150 |  | Trip assembly/ valve | Nos | 30000 | 1 | 30000 | 0 | 0 | 0 | 0 | 0 | 0 | 0 | 0
151 |  | Pressure switches | Sets | 5000 | 1 | 5000 | 0 | 0 | 0 | 0 | 0 | 0 | 0 | 0
152 |  | Auxiliary switch assembly | Sets | 10000 | 1 | 10000 | 0 | 0 | 0 | 0 | 0 | 0 | 0 | 0
153 |  | Operation Counter | Nos | 5000 | 1 | 5000 | 0 | 0 | 0 | 0 | 0 | 0 | 0 | 0
154 |  | Rupture disc/ diapharm | Sets | 20000 | 1 | 20000 | 0 | 0 | 0 | 0 | 0 | 0 | 0 | 0
155 |  | Windoscope / Observing window | Sets | 20000 | 1 | 20000 | 0 | 0 | 0 | 0 | 0 | 0 | 0 | 0
156 | JJ0J002002 | 245 kv, three phase, circuit breaker operating | Nos | 2470000 | 1 | 2470000 | 0 | 0 | 0 | 0 | 0 | 0 | 0 | 0
157 |  | All type of coupling for SF6 gas (1 no each type) | Sets | 5000 | 1 | 5000 | 0 | 0 | 0 | 0 | 0 | 0 | 0 | 0
158 |  | 245 kv, single ph. 2500A disconnecting switch internal part, complete with all necessary gaskets, mounting hardware, etc. | Sets | 174052.67 | 1 | 174052.67 | 0 | 0 | 0 | 0 | 0 | 0 | 0 | 0
159 |  | 245 kv, three ph. 2500A disconnecting switch operating mechanism, complete with all necessary connecting apparatus. | Sets | 174052.7 | 1 | 174052.7 | 0 | 0 | 0 | 0 | 0 | 0 | 0 | 0
160 |  | 245 kv, single ph. 2500A grounding switch internal part, complete with all necessary gaskets, mounting hardware, etc. | Sets | 174052.66 | 1 | 174052.66 | 0 | 0 | 0 | 0 | 0 | 0 | 0 | 0
161 |  | 245 kv, three ph. 2500A grounding switch operating mechanism, complete with all necessary connecting apparatus. | Sets | 174052.67 | 1 | 174052.67 | 0 | 0 | 0 | 0 | 0 | 0 | 0 | 0
162 |  | 245 kv, 1600A single ph. High speed fault making grounding switch, internal part, complete with all necessary gaskets, mounting hardware, etc. | Sets | 174052.67 | 1 | 174052.67 | 0 | 0 | 0 | 0 | 0 | 0 | 0 | 0
163 |  | 245 kv, 1600A three ph. High speed fault making grounding switch, operating mechanism complete with all necessary gaskets, mounting connecting apparatus. | Sets | 174052.67 | 1 | 174052.67 | 0 | 0 | 0 | 0 | 0 | 0 | 0 | 0
164 |  | Multy ratio, single phase current transformers of each rating. | Sets | 100691.67 | 3 | 302075.01 | 0 | 0 | 0 | 0 | 0 | 0 | 0 | 0
165 |  | Single phase VT complete with all gaskets and mounting hardware. | Nos | 1055823.66 | 3 | 3167470.98 | 0 | 0 | 0 | 0 | 0 | 0 | 0 | 0
166 |  | Complete L.A. including insulating base with surge counter & accessories.: GIS type surge counter | Nos | 865948 | 3 | 2597844 | 0 | 0 | 0 | 0 | 0 | 0 | 0 | 0
167 | VV6V602002 | 220 KV CVT Outdoor Type (3 Nos) | Set(3 in No.R,Y,B) | 264088.3 | 1 | 264088.3 | 0 | 0 | 0 | 0 | 0 | 0 | 0 | 0
168 | VV2V211001 | Marshalling Box | Nos | 5000.1 | 1 | 5000.1 | 0 | 0 | 0 | 0 | 0 | 0 | 0 | 0
169 | KK0K002001 | 220 KV LA Outdoor Type (3 No's) | Set | 50000 | 3 | 150000 | 0 | 0 | 0 | 0 | 0 | 0 | 0 | 0
170 | II01001003 | Mounting Insulators | Nos | 50.33 | 9 | 452.97 | 0 | 0 | 0 | 0 | 0 | 0 | 0 | 0
171 | TT1T101028 | Surge Counter | Nos | 1500 | 3 | 4500 | 0 | 0 | 0 | 0 | 0 | 0 | 0 | 0
172 | KK2K102001 | Corona Ring | Nos | 1500 | 3 | 4500 | 0 | 0 | 0 | 0 | 0 | 0 | 0 | 0
173 | MM0M007008 | TP INST, O/C relay, 200-3000% setting in step of 200% and adjustable definite min time, CTR 1000/1A, Aux supply 200V DC (Function No.51) | Nos | 42347.84 | 1 | 42347.84 | 0 | 0 | 0 | 0 | 0 | 0 | 0 | 0
174 | MM0M005005 | INST, E/F relay, setting 5-80% in step of 5% definite time delay, Range 00-255sec in step of 0.1sec CTR 1000/1A, Aux supply 200V DC (Function No.51N) | Nos | 42347.84 | 1 | 42347.84 | 0 | 0 | 0 | 0 | 0 | 0 | 0 | 0
175 | FF0F050028 | Three pole voltage controlled. Invers time O/C relay setting 50-200%, CTR 600/1A, Aux supply 200V DC (Function No.51V) | Nos | 42347.84 | 1 | 42347.84 | 0 | 0 | 0 | 0 | 0 | 0 | 0 | 0
176 |  | High speed tripping relay, 220V DC with 4NO+1NC Aux contact (Function No 86) | Nos | 21173.92 | 1 | 21173.92 | 0 | 0 | 0 | 0 | 0 | 0 | 0 | 0
177 |  | Deffrrential protection relay for DG setting range 5-80% in step of 2.5%, Aux supply 220V DC (Function No 87) | Nos | 63521.76 | 1 | 63521.76 | 0 | 0 | 0 | 0 | 0 | 0 | 0 | 0
178 |  | Single pole non directional, definite time O/C relay, with built in timer, setting range 50-200% in step of 10%, time delay range 0-25sec in step of 0.1sec Aux supply 220V DC (Function No 95) | Nos | 31760.88 | 1 | 31760.88 | 0 | 0 | 0 | 0 | 0 | 0 | 0 | 0
179 | YY2Y201002 | Under voltage relay, setting 30-95% in step of 5%, 2C/O Aux contact operating voltage 220V DC, Aux supply 240V AC (function No. 27) | Nos | 5293.48 | 1 | 5293.48 | 0 | 0 | 0 | 0 | 0 | 0 | 0 | 0
180 |  | Over voltage relay, setting 105-170% in step of 5%, 2C/O Aux contact operating voltage 220V DC, Aux supply 240V AC (function No. 59) | Nos | 5293.48 | 1 | 5293.48 | 0 | 0 | 0 | 0 | 0 | 0 | 0 | 0
181 |  | Battery E/F relay, setting voltage 220V DC, Aux supply 240V AC (function No. 96) | Nos | 5293.48 | 1 | 5293.48 | 0 | 0 | 0 | 0 | 0 | 0 | 0 | 0
182 |  | Over voltage relay, setting 30-95% in step of 5%, 2C/O Aux contact operating voltage 50V DC, Aux supply 240V AC (function No. 59) | Nos | 5293.48 | 1 | 5293.48 | 0 | 0 | 0 | 0 | 0 | 0 | 0 | 0
183 |  | Under voltage relay, setting 30-95% in step of 5%, 2C/O Aux contact operating voltage 50V DC, Aux supply 240V AC (function No. 59) | Nos | 5293.48 | 1 | 5293.48 | 0 | 0 | 0 | 0 | 0 | 0 | 0 | 0
184 |  | Metering CT's Resin cast, CL1.0 CTR-1000/1A, 15 VA | Nos | 12704.35 | 1 | 12704.35 | 0 | 0 | 0 | 0 | 0 | 0 | 0 | 0
185 |  | Metering CT's Resin cast, CL1.0 CTR-600/1A, 15 VA | Nos | 12704.35 | 1 | 12704.35 | 0 | 0 | 0 | 0 | 0 | 0 | 0 | 0
186 |  | Protection CT's Resin cast, CL5P15, CTR-600/1A, 15 VA | Nos | 12704.35 | 1 | 12704.35 | 0 | 0 | 0 | 0 | 0 | 0 | 0 | 0
187 |  | Protection CT's Resin cast, CL5P15, CTR-1000/1A, 15 VA | Nos | 12704.35 | 1 | 12704.35 | 0 | 0 | 0 | 0 | 0 | 0 | 0 | 0
188 |  | CLPS CTs, Resin cast, CTR 600/1A (15VA), KPV 300V | Nos | 12704.35 | 1 | 12704.35 | 0 | 0 | 0 | 0 | 0 | 0 | 0 | 0
189 |  | 3 Phase 4wire KWH meter, CTR-600/1A, 415V AC Aux supply 220V DC | Nos | 21173.92 | 1 | 21173.92 | 0 | 0 | 0 | 0 | 0 | 0 | 0 | 0
190 | MM2M201003 | Frequency meter, 45-55 Hz, 415V AC | Nos | 5293.48 | 1 | 5293.48 | 0 | 0 | 0 | 0 | 0 | 0 | 0 | 0
191 | MM2M203006 | Ammeter, 96x96 SQMM analouge type, CTR-1000/1A (0-1000A) | Nos | 5293.48 | 1 | 5293.48 | 0 | 0 | 0 | 0 | 0 | 0 | 0 | 0
192 |  | Ammeter with shunt (0-75mV) analog type, 96 x 96 SQMM (90-0-400A) | Nos | 5293.48 | 1 | 5293.48 | 0 | 0 | 0 | 0 | 0 | 0 | 0 | 0
193 | PP1P126009 | Voltmeter, 96x96 SQMM analouge type, 415V AC (0-500V) | Nos | 5293.48 | 1 | 5293.48 | 0 | 0 | 0 | 0 | 0 | 0 | 0 | 0
194 |  | 3 Phase 4wire KW meter, CTR-600/1A, 415V AC Aux supply 220V DC | Nos | 21173.92 | 1 | 21173.92 | 0 | 0 | 0 | 0 | 0 | 0 | 0 | 0
195 | MM2M203008 | Ammeter, 96x96 SQMM analouge type, CTR-600/1A (0-600A) | Nos | 5293.48 | 1 | 5293.48 | 0 | 0 | 0 | 0 | 0 | 0 | 0 | 0
196 | MM2M202016 | Voltmeter, 96x96 analouge type, 220V DC (300-0-300V) | Nos | 5293.48 | 1 | 5293.48 | 0 | 0 | 0 | 0 | 0 | 0 | 0 | 0
197 | MM2M202018 | Voltmeter, 96x96 analog type, 50V DC (75-0-75 V) | Nos | 5293.48 | 1 | 5293.48 | 0 | 0 | 0 | 0 | 0 | 0 | 0 | 0
198 |  | Ammeter with shunt (0-75mV) 96x96 analog type (90-0-200A) | Nos | 4234.8 | 1 | 4234.8 | 0 | 0 | 0 | 0 | 0 | 0 | 0 | 0
199 | NN4N409006 | Ammeter selector switch 6 A | Nos | 529.35 | 1 | 529.35 | 0 | 0 | 0 | 0 | 0 | 0 | 0 | 0
200 | NN4N408011 | Breaker control switch 25A | Nos | 529.35 | 1 | 529.35 | 0 | 0 | 0 | 0 | 0 | 0 | 0 | 0
201 |  | A/M/S selector switch 4P- 3way with off 16A | Nos | 952.83 | 1 | 952.83 | 0 | 0 | 0 | 0 | 0 | 0 | 0 | 0
202 |  | A/M/S selector switch 8P- 3way with off 16A | Nos | 952.83 | 1 | 952.83 | 0 | 0 | 0 | 0 | 0 | 0 | 0 | 0
203 |  | Voltmeter selector switch, 4 position 6 A | Nos | 952.83 | 1 | 952.83 | 0 | 0 | 0 | 0 | 0 | 0 | 0 | 0
204 |  | SP on/off rotary switch 6A | Nos | 952.83 | 1 | 952.83 | 0 | 0 | 0 | 0 | 0 | 0 | 0 | 0
205 |  | Door switch 6A | Nos | 952.83 | 1 | 952.83 | 0 | 0 | 0 | 0 | 0 | 0 | 0 | 0
206 |  | Toggle switch 240 V AC | Nos | 952.83 | 1 | 952.83 | 0 | 0 | 0 | 0 | 0 | 0 | 0 | 0
207 |  | 5/15 A switch with socket, 3 pin | Nos | 794 | 1 | 794 | 0 | 0 | 0 | 0 | 0 | 0 | 0 | 0
208 |  | Push button, spring return type with no contact Dia 22.5mm Green | Nos | 1058.7 | 1 | 1058.7 | 0 | 0 | 0 | 0 | 0 | 0 | 0 | 0
209 |  | Push button, spring return type with no contact Dia 22.5mm Red | Nos | 1058.7 | 1 | 1058.7 | 0 | 0 | 0 | 0 | 0 | 0 | 0 | 0
210 |  | Reset push button (black with 1 NC contact) | Nos | 1058.7 | 1 | 1058.7 | 0 | 0 | 0 | 0 | 0 | 0 | 0 | 0
211 | MM0M019022 | Thermostat, 30-110 Dgre C | Nos | 79.4 | 1 | 79.4 | 0 | 0 | 0 | 0 | 0 | 0 | 0 | 0
212 | NN4N402001 | Phase indication lamp red 22.5 mm dia | Nos | 79.4 | 1 | 79.4 | 0 | 0 | 0 | 0 | 0 | 0 | 0 | 0
213 | NN4N402002 | Phase indication lamp yellow 22.5 mm dia | Nos | 79.4 | 1 | 79.4 | 0 | 0 | 0 | 0 | 0 | 0 | 0 | 0
214 | NN4N402004 | Phase indication lamp blue 22.5 mm dia | Nos | 79.4 | 1 | 79.4 | 0 | 0 | 0 | 0 | 0 | 0 | 0 | 0
215 |  | DP swiitch, air break type, 220 V DC, 250 A | Nos | 21173.92 | 1 | 21173.92 | 0 | 0 | 0 | 0 | 0 | 0 | 0 | 0
216 | SS7S705003 | TPN MCB, 'C' curve, 10KA, 32 A | Nos | 5293.48 | 1 | 5293.48 | 0 | 0 | 0 | 0 | 0 | 0 | 0 | 0
217 | SS | TPN MCB, 'C' curve, 10KA, 40 A | Nos | 5293.48 | 1 | 5293.48 | 0 | 0 | 0 | 0 | 0 | 0 | 0 | 0
218 |  | DP MCB, 4KA, 220V DC, 20 A | Nos | 5293.48 | 1 | 5293.48 | 0 | 0 | 0 | 0 | 0 | 0 | 0 | 0
219 | SS7S703001 | DP MCB, 4KA, 50V DC, 32 A | Nos | 5293.48 | 1 | 5293.48 | 0 | 0 | 0 | 0 | 0 | 0 | 0 | 0
220 | SS7S704002 | DP MCB, 'B' curve, 10KA, 220V DC, 16 A | Nos | 5293.48 | 1 | 5293.48 | 0 | 0 | 0 | 0 | 0 | 0 | 0 | 0
221 |  | DP MCB, 'B' curve, 10KA, 220V DC, 25 A | Nos | 5293.48 | 1 | 5293.48 | 0 | 0 | 0 | 0 | 0 | 0 | 0 | 0
222 | SS75704006 | DP MCB, 'B' curve, 10KA, 240V AC, 6 A | Nos | 5293.48 | 1 | 5293.48 | 0 | 0 | 0 | 0 | 0 | 0 | 0 | 0
223 | SS7S704002 | DP MCB, 'B' curve, 10KA, 240V AC, 16 A | Nos | 5293.48 | 1 | 5293.48 | 0 | 0 | 0 | 0 | 0 | 0 | 0 | 0
224 |  | SR MCB 'C' curve, 10KA, 20 A | Nos | 5293.48 | 1 | 5293.48 | 0 | 0 | 0 | 0 | 0 | 0 | 0 | 0
225 |  | SP MCB 'C' curve, 10KA, 40 A | Nos | 5293.48 | 1 | 5293.48 | 0 | 0 | 0 | 0 | 0 | 0 | 0 | 0
226 |  | Control fuse with base 4 A | Nos | 79.4022 | 1 | 79.4022 | 0 | 0 | 0 | 0 | 0 | 0 | 0 | 0
227 |  | Control fuse with base 6 A | Nos | 79.4022 | 1 | 79.4022 | 0 | 0 | 0 | 0 | 0 | 0 | 0 | 0
228 |  | Control fuse with base 10 A | Nos | 79.4022 | 1 | 79.4022 | 0 | 0 | 0 | 0 | 0 | 0 | 0 | 0
229 |  | Spring charging motor, 220V DC | Nos | 42347.84 | 1 | 42347.84 | 0 | 0 | 0 | 0 | 0 | 0 | 0 | 0
230 |  | Aux contact sets | set | 7410.9 | 2 | 14821.8 | 0 | 0 | 0 | 0 | 0 | 0 | 0 | 0
231 |  | Arc-chutes | set | 7410.9 | 2 | 14821.8 | 0 | 0 | 0 | 0 | 0 | 0 | 0 | 0
232 |  | Moving contacts | set | 5293.5 | 1 | 5293.5 | 0 | 0 | 0 | 0 | 0 | 0 | 0 | 0
233 |  | Arching contacts (fixed/moving) | set | 5293.5 | 1 | 5293.5 | 0 | 0 | 0 | 0 | 0 | 0 | 0 | 0
234 |  | Spring (closing/opening) | Nos | 5293.5 | 1 | 5293.5 | 0 | 0 | 0 | 0 | 0 | 0 | 0 | 0
235 | JJ2J201003 | Closing coil 220 V DC | Nos | 5293.5 | 1 | 5293.5 | 0 | 0 | 0 | 0 | 0 | 0 | 0 | 0
236 | JJ2J201001 | Tripping coil 220 V DC | Nos | 5293.5 | 1 | 5293.5 | 0 | 0 | 0 | 0 | 0 | 0 | 0 | 0
237 | JJ7J701003 | Limit switches | set | 5293.5 | 1 | 5293.5 | 0 | 0 | 0 | 0 | 0 | 0 | 0 | 0
238 | SS25201001 | Jaw contact | set | 5293.5 | 1 | 5293.5 | 0 | 0 | 0 | 0 | 0 | 0 | 0 | 0
239 |  | Busbar insulator | Nos | 5293.5 | 5 | 26467.5 | 0 | 0 | 0 | 0 | 0 | 0 | 0 | 0
240 |  | Busbar strip 10mm (aluminium), (1mtr x 5) | Nos | 5293.5 | 5 | 26467.5 | 0 | 0 | 0 | 0 | 0 | 0 | 0 | 0
241 | SS65610027 | HRC Fuse Capacity-2Amp | Nos | 49.56 | 5 | 247.8 | 0 | 0 | 0 | 0 | 0 | 0 | 0 | 0
242 | SS65610022 | HRC Fuse Capacity-6Amp | Nos | 75.52 | 4 | 302.08 | 0 | 0 | 0 | 0 | 0 | 0 | 0 | 0
243 |  | 36 kV, three phase, circuit breaker interrupting chamber complate with all necessary apparatus.(one set of each type) | Set | 267955.95 | 1 | 267955.95 | 0 | 0 | 0 | 0 | 0 | 0 | 0 | 0
244 | JJ7J704001 | Rubber gaskets, "o" rings and seal | Set | 1058.69 | 1 | 1058.69 | 0 | 0 | 0 | 0 | 0 | 0 | 0 | 0
245 | JJ2J201005 | Tripping coils with resistor | Nos | 5293.48 | 3 | 15880.44 | 0 | 0 | 0 | 0 | 0 | 0 | 0 | 0
246 | JJ2J201007 | Closing coils with resistor | Nos | 5293.48 | 3 | 15880.44 | 0 | 0 | 0 | 0 | 0 | 0 | 0 | 0
247 |  | Molecular filter | Set | 1058.69 | 3 | 3176.07 | 0 | 0 | 0 | 0 | 0 | 0 | 0 | 0
248 |  | Density/pressure Monitoring systems | Nos | 5293.48 | 1 | 5293.48 | 0 | 0 | 0 | 0 | 0 | 0 | 0 | 0
249 |  | Relay, power contactors, push buttons, timers & MCB etc. | Set | 59869.25 | 1 | 59869.25 | 0 | 0 | 0 | 0 | 0 | 0 | 0 | 0
250 |  | Closing assembly/ valve | Nos | 5293.48 | 1 | 5293.48 | 0 | 0 | 0 | 0 | 0 | 0 | 0 | 0
251 |  | Trip assembly/ valve | Nos | 5293.48 | 1 | 5293.48 | 0 | 0 | 0 | 0 | 0 | 0 | 0 | 0
252 |  | Pressure switches | Set | 5293.48 | 1 | 5293.48 | 0 | 0 | 0 | 0 | 0 | 0 | 0 | 0
253 | JJ2J201008 | Auxiliary switch assembly | Set | 5293.48 | 1 | 5293.48 | 0 | 0 | 0 | 0 | 0 | 0 | 0 | 0
254 | JJ7J710028 | Operation Counter | Nos | 1058.69 | 1 | 1058.69 | 0 | 0 | 0 | 0 | 0 | 0 | 0 | 0
255 |  | Rupture disc/ diapharm | Set | 5293.48 | 1 | 5293.48 | 0 | 0 | 0 | 0 | 0 | 0 | 0 | 0
256 |  | 36 kv, three phase, circuit breaker interrupting chamber complate with all necessary apparatus.(one set of each type) | Set | 267955.95 | 1 | 267955.95 | 0 | 0 | 0 | 0 | 0 | 0 | 0 | 0
257 |  | All type of coupling for SF6 gas (1 no each type) | Set | 5293.48 | 1 | 5293.48 | 0 | 0 | 0 | 0 | 0 | 0 | 0 | 0
258 |  | 36 kv, three ph. 1250A disconnecting switch operating mechanism, complete with all necessary connecting apparatus. | Set | 22329.65 | 1 | 22329.65 | 0 | 0 | 0 | 0 | 0 | 0 | 0 | 0
259 |  | 36 kv, three ph. 1250A grounding switch operating mechanism, complete with all necessary connecting apparatus. | Set | 22329.65 | 1 | 22329.65 | 0 | 0 | 0 | 0 | 0 | 0 | 0 | 0
260 |  | 36 kv, 2500A three ph. grounding switch, operating mechanism complete with all necessary gaskets, mounting connecting apparatus. | Set | 22329.65 | 1 | 22329.65 | 0 | 0 | 0 | 0 | 0 | 0 | 0 | 0
261 |  | Multy ratio, single phase current transformers of eact rating. (1) 1000/1-1-1 A- 03nos, (2) 400-200/1-1-1 A- 03nos, (3) 400-100/1-1-1 A- 03nos | Set | 223296.63 | 3 | 669889.89 | 0 | 0 | 0 | 0 | 0 | 0 | 0 | 0
262 |  | Singhal phase VT complete with all gaskets and mounting hardware | Nos | 223296.6 | 3 | 669889.8 | 0 | 0 | 0 | 0 | 0 | 0 | 0 | 0
263 | MM0M014007 | Numerical Breaker failure relay (type F650) Sl.No. 82845803 | Nos | 335500 | 1 | 335500 | 0 | 0 | 0 | 0 | 0 | 0 | 0 | 0
264 | MM0M009004 | Trip ckt supervision | Nos | 10000 | 2 | 20000 | 0 | 0 | 0 | 0 | 0 | 0 | 0 | 0
265 | MM0M012002 | Self reset trip relay (type JRV 192) Sl.No. 16-6001/77 | Nos | 10000 | 1 | 10000 | 0 | 0 | 0 | 0 | 0 | 0 | 0 | 0
266 |  | Hand reset trip relay(type JRV 181)sI.No.19-5001/475 | Nos | 10000 | 1 | 10000 | 0 | 0 | 0 | 0 | 0 | 0 | 0 | 0
267 | MM0M015001 | Timer relay (type VTT11) Sl.No.33913216/12/16 | Nos | 10000 | 1 | 10000 | 0 | 0 | 0 | 0 | 0 | 0 | 0 | 0
268 | MM0M018002 | Flag relay | Nos | 10000 | 1 | 10000 | 0 | 0 | 0 | 0 | 0 | 0 | 0 | 0
269 |  | Auxiliary relays (type 151x3) Sl.No.16-2001/194 | Nos | 10000 | 1 | 10000 | 0 | 0 | 0 | 0 | 0 | 0 | 0 | 0
270 |  | Main 1 Numerical distance relay (Excluding external trip relays) with software (type P442) Sl.No.33810092 | Nos | 350000 | 1 | 350000 | 0 | 0 | 0 | 0 | 0 | 0 | 0 | 0
271 | NN5N505002 | Power supply module for bus bar protection | Nos | 100000 | 1 | 100000 | 0 | 0 | 0 | 0 | 0 | 0 | 0 | 0
272 | NN5N506008 | Metrosil (Non linear resistor) each type | Nos | 25000 | 1 | 25000 | 0 | 0 | 0 | 0 | 0 | 0 | 0 | 0
273 |  | Interposing CT | Nos | 12500 | 1 | 12500 | 0 | 0 | 0 | 0 | 0 | 0 | 0 | 0
274 |  | Interposing PT | Nos | 12500 | 1 | 12500 | 0 | 0 | 0 | 0 | 0 | 0 | 0 | 0
275 | PP1P125002 | Power cables (XLPE) 3.5 CX300sqmm | km | 885850 | 0.082 | 72639.7 | 0 | 0 | 0 | 0 | 0 | 0 | 0 | 0
276 | FF0F050028 | Lattice Structure(Incomplete Old & Used) | MT | 75930 | 2.829 | 214805.97 | 0 | 0 | 0 | 0 | 0 | 0 | 0 | 0
277 | II0I005001 | PG Clamp for Zebra Conductor | Nos | 1174 | 5 | 5870 | 0 | 0 | 0 | 0 | 0 | 0 | 0 | 0
278 | AA0A002003 | A.C.S.R Zebra Conductor | Km. | 231471.78 | 0.022 | 5092.3792 | 0 | 0 | 0 | 0 | 0 | 0 | 0 | 0
279 | AA1A101001 | GS Earth wire 7/9 SWG | Km. | 83619.63 | 0.55 | 45990.7965 | 0 | 0 | 0 | 0 | 0 | 0 | 0 | 0
280 |  | 220kV Dismantled(old and used)tower parts | Kg | 20 | 0 | 0 | 0 | 0 | 0 | 0 | 0 | 0 | 15410 | 308200
281 |  | ACSR Deer Conductor(old and used)dismantled | Kg | 60 | 0 | 0 | 0 | 0 | 0 | 0 | 0 | 0 | 1700 | 102000
282 |  | Dismentled Zebra and deer conductor(old & used) | Kg | 60 | 0 | 0 | 0 | 0 | 0 | 0 | 0 | 0 | 2280 | 136800
283 |  | PG Clamp (Deer to deer) | No | 1850 | 12 | 22200 | 0 | 0 | 0 | 0 | 0 | 0 | 0 | 0
284 | II31301002 | Mid Span(Dear) | No | 1800 | 4 | 7200 | 0 | 0 | 0 | 0 | 0 | 0 | 0 | 0
285 |  | Mid Span Earth Wire 7/9 SWG | No | 220 | 8 | 1760 | 0 | 0 | 0 | 0 | 0 | 0 | 0 | 0
286 | II31302002 | Repair Sleeve (Deer) | No | 1100 | 12 | 13200 | 0 | 0 | 0 | 0 | 0 | 0 | 0 | 0
287 | II31302003 | Repair Sleeve (Zebra) | No | 850 | 8 | 6800 | 0 | 0 | 0 | 0 | 0 | 0 | 0 | 0
288 |  | Single Tension Fitting ( Deer) | Sets | 9000 | 1 | 9000 | 0 | 0 | 0 | 0 | 0 | 0 | 0 | 0
289 |  | Double Tension Fitting ( Deer) | Sets | 15999 | 1 | 15999 | 0 | 0 | 0 | 0 | 0 | 0 | 0 | 0
290 |  | Suspention Fitting (Single) | Sets | 7990 | 1 | 7990 | 0 | 0 | 0 | 0 | 0 | 0 | 0 | 0
291 |  | ACSR Deer Conductor(old and used)dismantled | Kg | 60 | 0 | 0 | 0 | 0 | 0 | 0 | 0 | 0 | 1680 | 100800
292 |  | Air Break contactorCoil 110 V AC 4 A MXO 2NO+2NC | Nos | 1770 | 1 | 1770 | 0 | 0 | 0 | 0 | 0 | 0 | 0 | 0
293 |  | PG Clamp Zebra to Zebra | No | 875.79 | 5 | 4378.95 | 0 | 0 | 0 | 0 | 0 | 0 | 0 | 0
294 |  | PG Clamp Zebra to Zebra | No | 882 | 5 | 4410 | 0 | 0 | 0 | 0 | 0 | 0 | 0 | 0
295 |  | Supply of twin Zebra transformer clamp | No | 2348.2 | 6 | 14089.2 | 0 | 0 | 0 | 0 | 0 | 0 | 0 | 0
296 |  | Supply of twin Zebra spacer | No | 938.1 | 10 | 9381 | 0 | 0 | 0 | 0 | 0 | 0 | 0 | 0
297 |  | 50MVA transformer LV side Bushing Clamp | No | 1178.82 | 6 | 7072.92 | 0 | 0 | 0 | 0 | 0 | 0 | 0 | 0
|  | Total |  |  |  | 25987346.0923 | 0 | 0 | 0 | 0 | 0 | 0 |  | 647800
220/33kV Substation IIP Harrawala Dehradun (Line)
1 | AA1A101001 | Supply of double tension fitting 160 KN for single Zebra alongwith all accessories | Nos | 22420 | 5 | 112100 | 0 | 0 | 0 | 0 | 0 | 0 | 0 | 0
2 |  | Supply of single tension fitting 160 KN for single Zebra alongwith all accessories | Nos | 11798.82 | 4 | 47195.28 | 0 | 0 | 0 | 0 | 0 | 0 | 0 | 0
3 |  | Supply of double tension fitting 160 KN for single Deer alongwith all accessories | Nos | 21830 | 6 | 130980 | 0 | 0 | 0 | 0 | 0 | 0 | 0 | 0
4 |  | Supply of single tension fitting 160 KN for single Deer alongwith all accessories | Nos | 11798.82 | 8 | 94390.56 | 0 | 0 | 0 | 0 | 0 | 0 | 0 | 0
5 |  | Supply of single suspension fitting 120 KN for single Zebra alongwith all accessories | Nos | 11210 | 5 | 56050 | 0 | 0 | 0 | 0 | 0 | 0 | 0 | 0
6 |  | Supply of mid span compression joint for ACSR deer alongwith all accessories | Nos | 1770 | 10 | 17700 | 0 | 0 | 0 | 0 | 0 | 0 | 0 | 0
7 | II31301002 | Supply of mid span compression joint for ACSR Zebra alongwith all accessories | Nos | 1770 | 10 | 17700 | 0 | 0 | 0 | 0 | 0 | 0 | 0 | 0
8 |  | Repair sleeve for ACSR Deer | Nos | 1475 | 10 | 14750 | 0 | 0 | 0 | 0 | 0 | 0 | 0 | 0
9 | II31302002 | Supply of repair sleeve for ACSR Zebra alongwith all accessories | Nos | 1475 | 10 | 14750 | 0 | 0 | 0 | 0 | 0 | 0 | 0 | 0
10 | II31302003 | Supply of single suspension fitting 120 KN for single Deer alongwith all accessories | Nos | 10620 | 10 | 106200 | 0 | 0 | 0 | 0 | 0 | 0 | 0 | 0
11 |  | Supply of PG clamp (Zebra to Zebra) alongwith all accessories | Nos | 2230.2 | 20 | 44604 | 0 | 0 | 0 | 0 | 0 | 0 | 0 | 0
12 |  | Supply of PG clamp (Deer to Deer) alongwith all accessories | Nos | 2230.2 | 20 | 44604 | 0 | 0 | 0 | 0 | 0 | 0 | 0 | 0
13 |  | Supply of PG clamp (Deer to Zebra) alongwith all accessories | Nos | 2230.2 | 20 | 44604 | 0 | 0 | 0 | 0 | 0 | 0 | 0 | 0
14 |  | Supply of Cwage clamp Deer to Deer alongwith all accessories | Nos | 4307 | 20 | 86140 | 0 | 0 | 0 | 0 | 0 | 0 | 0 | 0
15 |  | Supply of Cwage clamp Zebra to Zebra alongwith all accessories | Nos | 3538.82 | 20 | 70776.4 | 0 | 0 | 0 | 0 | 0 | 0 | 0 | 0
16 |  | Supply of vibration damper for zebra conductor alongwith all accessories | Nos | 1711 | 15 | 25665 | 0 | 0 | 0 | 0 | 0 | 0 | 0 | 0
17 |  | Supply of vibration damper for deer conductor alongwith all accessories | Nos | 1711 | 15 | 25665 | 0 | 0 | 0 | 0 | 0 | 0 | 0 | 0
18 |  | Tension fitting for panther conductor | Nos | 7080 | 20 | 141600 | 0 | 0 | 0 | 0 | 0 | 0 | 0 | 0
19 |  | D-shackle | Nos | 1829 | 40 | 73160 | 0 | 0 | 0 | 0 | 0 | 0 | 0 | 0
|  | Total |  |  |  | 1168634.24 | 0 | 0 | 0 | 0 | 0 | 0 | 0 | 0
132/33kV Substation Laltappad
1 | JJ3J301007 | 132 KV CB Closing coil(Spare) | Nos | 3013 | 2 | 6026 | _ | _ | _ | _ | _ | _ | _ | _
2 | JJ3J301005 | 132 KV CB Tripping coil(Spares) | Nos | 3013 | 3 | 9039 | _ | _ | _ | _ | _ | _ | _ | _
3 | JJ3J301016 | 132 KV CB Gas filling equipment(spares) | Nos | 35550 | 1 | 35550 | _ | _ | _ | _ | _ | _ | _ | _
4 | PP1P122004 | 132 KV CB Gas Leakage detector(spares) | Nos | 42117 | 1 | 42117 | _ | _ | _ | _ | _ | _ | _ | _
5 | JJ7J707001, JJ7J707003 | 132 kv CB SF6 Gas cylinder 50 KG(spares) | Nos | 162683 | 1 | 162683 | _ | _ | _ | _ | _ | _ | _ | _
6 | PP1P122003 | 132 Kv CB gas filling and Evacuation Equipment. | Nos | 198835 | 1 | 198835 | _ | _ | _ | _ | _ | _ | _ | _
7 | SS3S301004 | 132 kv Isolator copper contact finger(spares) | Nos | 21691 | 1 | 21691 | _ | _ | _ | _ | _ | _ | _ | _
8 | SS3S301011 | 132 KV Isolator rotary bearing(spares) | Nos | 3615 | 1 | 3615 | _ | _ | _ | _ | _ | _ | _ | _
9 |  | 132 KV Isolator Terminal Pads (spares) | Nos | 723 | 1 | 723 | _ | _ | _ | _ | _ | _ | _ | _
10 | JJ5J503008 | 33 KV CB Closing coil(Spare) | Nos | 1808 | 6 | 10848 | _ | _ | _ | _ | _ | _ | _ | _
11 | JJ5J503006 | 33 KV CB Tripping coil(Spare) | Nos | 1808 | 5 | 9040 | _ | _ | _ | _ | _ | _ | _ | _
12 | SS4S402006 | 33 kv Isolator copper contact finger(spares) | Nos | 12051 | 1 | 12051 | _ | _ | _ | _ | _ | _ | _ | _
13 |  | Set of Illumination lamp one set each type | Nos | 10846 | 1 | 10846 | _ | _ | _ | _ | _ | _ | _ | _
14 |  | Set of Control switch one set each type (total 4 nos are present) | Nos | 14461 | 1 | 14461 | _ | _ | _ | _ | _ | _ | _ | _
15 |  | Set of Aux. Relay one no each type( total 3 relay are present) | Nos | 42177 | 1 | 42177 | _ | _ | _ | _ | _ | _ | _ | _
16 |  | Set of Trip Relay one no each type( total 3 relay are present) | Nos | 964068 | 1 | 964068 | _ | _ | _ | _ | _ | _ | _ | _
17 | MM0M009005 | Trip coil supervision type TSR Aux. 110V , Dc model no-1N352-001-AS | Nos | 4500 | 1 | 4500 | _ | _ | _ | _ | _ | _ | _ | _
18 | MM0M019037 | Master trip relay model no- RK251206AN | Nos | 664048 | 1 | 664048 | _ | _ | _ | _ | _ | _ | _ | _
19 |  | Push button for resetting M.NO-IN3963001-AC | Nos | 1250 | 1 | 1250 | _ | _ | _ | _ | _ | _ | _ | _
20 | MM0M009002 | DC Supervision relay 110V DC ,MNO-INRK27019AN | Nos | 6670 | 1 | 6670 | _ | _ | _ | _ | _ | _ | _ | _
21 | MM0M019038 | DC Changeover relay110V DC INRK21105-2AN | Nos | 8576 | 1 | 8576 | _ | _ | _ | _ | _ | _ | _ | _
22 | MM0M019039 | DC fail accepatance relay 240V AC M.NO-INRK211052BS | Nos | 14383 | 1 | 14383 | _ | _ | _ | _ | _ | _ | _ | _
23 | MM0M019040 | AC Supervision Relay 240V AC M.NO-INRK211052BS | KM | 6798 | 1 | 6798 | _ | _ | _ | _ | _ | _ | _ | _
24 | MM0M007012 | Transfrmer trouble relay 110V DC INRK271018AN | MT | 300000 | 1 | 300000 | _ | _ | _ | _ | _ | _ | _ | _
25 | NN4N408005 | Isolator control switch 3 position 4 way 25 amp | MT | 4615 | 1 | 4615 | _ | _ | _ | _ | _ | _ | _ | _
26 | NN4N412005 | Trip transfer switch 3 position 20 way 25 amp | MT | 2600 | 1 | 2600 | _ | _ | _ | _ | _ | _ | _ | _
27 |  | Voltmeter selector switch 4 position 25 amp | KM | 3631 | 1 | 3631 | _ | _ | _ | _ | _ | _ | _ | _
28 |  | Neutral bushing complete with gasket(spares) | KM | 64579 | 2 | 129158 | _ | _ | _ | _ | _ | _ | _ | _
29 |  | 36 KV bushing complete with(spares) | KM | 42890 | 2 | 85780 | _ | _ | _ | _ | _ | _ | _ | _
30 |  | Set of Gasket for tank cover & fitting (spares) | Nos | 12450 | 2 | 24900 | _ | _ | _ | _ | _ | _ | _ | _
31 |  | Flow indicator | Nos | 32900 | 2 | 65800 | _ | _ | _ | _ | _ | _ | _ | _
32 |  | Contact thermometer of each type(spares)(total 4 are present) | Nos | 4200 | 2 | 8400 | _ | _ | _ | _ | _ | _ | _ | _
33 |  | Bochholz Relay each type (spares) | Nos | 23500 | 2 | 47000 | _ | _ | _ | _ | _ | _ | _ | _
34 |  | Oil level indicator of each type (150 mm dia 2 nos & 100 mm dia 2 nos) (spares) | Nos | 45500 | 2 | 91000 | _ | _ | _ | _ | _ | _ | _ | _
35 | VV2V209001 | Pressure releif device of each type(spares) | Nos | 46281 | 2 | 92562 | _ | _ | _ | _ | _ | _ | _ | _
36 |  | Bushing CTs of each type (spares) (total 4 in which 2 hv & 2 lv) | Nos | 18500 | 2 | 37000 | _ | _ | _ | _ | _ | _ | _ | _
37 |  | Jack for jacking the transformer | Nos | 1500 | 8 | 12000 | _ | _ | _ | _ | _ | _ | _ | _
38 |  | Sling fitting device for transformer | Nos | 2500 | 2 | 5000 | _ | _ | _ | _ | _ | _ | _ | _
39 | VV2V204007 | Empty transformer oil drums | Nos | 50 | 159 | 7950 | _ | _ | _ | _ | _ | _ | _ | _
40 | YY0Y005031 | Empty Acid cans | Nos | 80 | 37 | 2960 | _ | _ | _ | _ | _ | _ | _ | _
41 | JJ7J707005 | 11 KG empty SF6 Gas cylinder | Nos | 4500 | 5 | 22500 | _ | _ | _ | _ | _ | _ | _ | _
42 | CC2C201003 | HF cable | Nos | 179455 | 1.792 | 321583.36 | _ | _ | _ | _ | _ | _ | _ | _
43 | FF2F202003 | M.S Flat 50× 6 mm | Nos | 25000 | 0.2 | 5000 | _ | _ | _ | _ | _ | _ | _ | _
44 | FF2F201004 | Earthing Material M.S round 36 mm dia | Nos | 19600 | 0.091 | 1783.6 | _ | _ | _ | _ | _ | _ | _ | _
45 | FF0F050032 | Main and auixialry structure, Bolts & nuts( Lattice structure & Hardware) | Nos | 71099 | 0.2 | 14219.8 | _ | _ | _ | _ | _ | _ | _ | _
46 | AA0A002003 | ACSR Zebra conductor | Nos | 231471.8 | 0.165 | 38192.847 | _ | _ | _ | _ | _ | _ | _ | _
47 | AA0A002004 | ACSR Panther conductor | Nos | 100000 | 0.451 | 45100 | _ | _ | _ | _ | _ | _ | _ | _
48 | AA0A001001 | AAC Tarantula conductor | Nos | 257000 | 0.115 | 29555 | _ | _ | _ | _ | _ | _ | _ | _
49 | II5I504005 | Suspension fitting for ACSR panther conductor | Nos | 1808 | 13 | 23504 | _ | _ | _ | _ | _ | _ | _ | _
50 | II0I001006 | Disc Insulator | Nos | 281 | 73 | 20513 | _ | _ | _ | _ | _ | _ | _ | _
51 | PP1P141022 | Submersible Pumping set 7.5 Hp | Nos | 35000 | 1Set | 35000 | _ | _ | _ | _ | _ | _ | _ | _
52 |  | Chain pulley block 02 m.t capacity | Nos | 12200 | 1Set | 12200 | _ | _ | _ | _ | _ | _ | _ | _
53 |  | Wrench | Nos | 1600 | 1Set | 1600 | _ | _ | _ | _ | _ | _ | _ | _
54 |  | Pipe clamp | Nos | 400 | 1Set | 400 | _ | _ | _ | _ | _ | _ | _ | _
55 |  | Monoblock pump 5 Hp 3 phesh | Ltrs | 27000 | 1Set | 27000 | _ | _ | _ | _ | _ | _ | _ | _
56 |  | Street light fitting suitable for 40 watt 4 feet long flouroscent day /light tube complete with all accessories along with L shape G.I pipe& clamps | Nos | 1248 | 1 | 1248 | _ | _ | _ | _ | _ | _ | _ | _
57 |  | Red,Yellow and Blue colour ,10 meter long copper testing lead having rolling drums. | Nos | 559 | 3 | 1677 | _ | _ | _ | _ | _ | _ | _ | _
58 |  | Street light fitting suitable for 85 watt worm white day /light lamp complete with all accessories along with L shape G.I pipe& clamps | Nos | 4479 | 1 | 4479 | _ | _ | _ | _ | _ | _ | _ | _
59 |  | 415 volt, 6Amp, 50 Hz HRC Fuses | Nos | 185.46 | 11 | 2040.06 | _ | _ | _ | _ | _ | _ | _ | _
60 |  | 132 KV Al made C.T clamp | Nos | 1133.6 | 2 | 2267.2 | _ | _ | _ | _ | _ | _ | _ | _
61 |  | Heater Blower | Nos | 5702 | 1 | 5702 | _ | _ | _ | _ | _ | _ | _ | _
62 |  | Air Blower(Dust Cleaner), 230 volt,50 hz | Nos | 5610 | 1 | 5610 | _ | _ | _ | _ | _ | _ | _ | _
63 |  | 33 kv Isolator clamp | Nos | 1133.6 | 5 | 5668 | _ | _ | _ | _ | _ | _ | _ | _
64 |  | 33 kv CT clamp | Nos | 1133.6 | 5 | 5668 | _ | _ | _ | _ | _ | _ | _ | _
65 |  | 132 kv C.V.T clamps for panther conductor made of aluminium alloy including all nut & bolt etc. | Sq. feet | 820 | 1 | 820 | _ | _ | _ | _ | _ | _ | _ | _
66 |  | 132 kv Transformer bushing clamps for panther conductor made of aluminium alloy including all nut & bolt etc. | Nos | 820 | 1 | 820 | _ | _ | _ | _ | _ | _ | _ | _
67 |  | 132 kv Isolator clamps for Tarantula conductor made of aluminium alloy including all nut & bolt etc. | Nos | 920 | 6 | 5520 | _ | _ | _ | _ | _ | _ | _ | _
68 |  | 33 kv P.T clamps for Tarantula conductor made of aluminium alloy including all nut & bolt etc. | Nos | 980 | 5 | 4900 | _ | _ | _ | _ | _ | _ | _ | _
69 |  | 33 kv P.T clamps for panther conductor made of aluminium alloy including all nut & bolt etc. | Nos | 920 | 6 | 5520 | _ | _ | _ | _ | _ | _ | _ | _
70 |  | 33 kv L.A clamps for Panther conductor made of aluminium alloy including all nut & bolt etc. | nos | 920 | 4 | 3680 | _ | _ | _ | _ | _ | _ | _ | _
71 |  | Run through clamps for 132 kv post insulators made of aluminium alloy including all nut & bolt. | nos | 920 | 1 | 920 | _ | _ | _ | _ | _ | _ | _ | _
72 |  | Run through clamps for 33kv post insulators made of aluminium alloy including all nut & bolt. | Nos | 920 | 1 | 920 | _ | _ | _ | _ | _ | _ | _ | _
73 |  | HRC Fuses rating of 32 Amp, TIA type for 48 volt, 300 AH battery charger. | kg | 257.24 | 3 | 771.72 | _ | _ | _ | _ | _ | _ | _ | _
74 |  | Old and used Transformer oil. | Nos | 30 | 72 | 2160 | _ | _ | _ | _ | _ | _ | _ | _
75 |  | Red colour, 230 Volt, 6 amp, spring return push- button switch. | Nos | 405 | 3 | 1215 | _ | _ | _ | _ | _ | _ | _ | _
76 |  | Green colour, 230 Volt, 6 amp, spring return push- button switch. | Nos | 412 | 3 | 1236 | _ | _ | _ | _ | _ | _ | _ | _
77 |  | 3-way on-off 60 degree, 6 Amp, single pole selector switch of front side 5 c.m × 5 c.m. | Nos | 330 | 11 | 3630 | _ | _ | _ | _ | _ | _ | _ | _
78 |  | Fuse base with fuse holder suitable for HRC fuses of rating 20 Amp, 415 volt, 2.7 watt, single pole fot. | Nos | 572.3 | 3 | 1716.9 | _ | _ | _ | _ | _ | _ | _ | _
79 |  | 3- phase secure energy meters | Nos | 5000 | 6 | 30000 | _ | _ | _ | _ | _ | _ | _ | _
80 | NN4N401001 | Red color 220 volt A.C. Indicating lamp | Nos | 300.9 | 2 | 601.8 | _ | _ | _ | _ | _ | _ | _ | _
81 | NN4N401002 | Yellow color 220 volt A.C. Indicating lamp | Nos | 285.56 | 1 | 285.56 | _ | _ | _ | _ | _ | _ | _ | _
82 | NN4N401004 | Blue color 220 volt A.C. Indicating lamp | Nos | 286.74 | 1 | 286.74 | _ | _ | _ | _ | _ | _ | _ | _
83 | NN4N401003 | Green color 220 volt A.C. Indicating lamp | Nos | 295 | 3 | 885 | _ | _ | _ | _ | _ | _ | _ | _
84 |  | Transparent clear plastic sheet, minimum thickness 2-3 mm. | Nos | 110.92 | 21 | 2329.32 | _ | _ | _ | _ | _ | _ | _ | _
85 | JJ7J701016 | Auxilary contacts Normally Open contact 08 nos. and auxilary contact Normally close contact 08 nos. | Nos | 9322 | 1 | 9322 | _ | _ | _ | _ | _ | _ | _ | _
86 |  | Double pole M.C.B 240V DC, Breaking capacity 10KA, Rating Amp- 06Amp DC | Nos | 1805.4 | 2 | 3610.8 | _ | _ | _ | _ | _ | _ | _ | _
87 | II1I104001 | Aluminium Alloy Mechanical Bolt less C- Wedge Connector suitable for ACSR Zebra to Zebra Conductor containing one 'C' Body, one wedge with oxide inhibitor as per IS 5561 : 1970 | Nos | 3687.5 | 3 | 11062.5 | _ | _ | _ | _ | _ | _ | _ | _
88 | II1I104002 | Aluminium Alloy Mechanical Bolt less C- Wedge Connector suitable for ACSR Zebra to Panther Conductor containing one 'C' Body, one wedge with oxide inhibitor as per IS 5561 : 1970 | Nos | 3687.5 | 3 | 11062.5 | _ | _ | _ | _ | _ | _ | _ | _
89 | II0I006001 | Panther to Panther conductor P.G. clamp with all nut and bolt. | Nos | 961.7 | 2 | 1923.4 | _ | _ | _ | _ | _ | _ | _ | _
90 |  | HRC fuses rating of 4 Amp, 415 volt A.C rated short circuit capacity 80 KA. | Nos | 120.4 | 1 | 120.4 | _ | _ | _ | _ | _ | _ | _ | _
91 |  | 32 Amp. , 500 volt fuse fitting (Base and carrier. | Nos | 725.7 | 5 | 3628.5 | _ | _ | _ | _ | _ | _ | _ | _
92 |  | Aluminium scrap. | Nos | 12 | - | - | _ | _ | _ | _ | _ | _ | 47.3 | 567.6
93 | VV1V101034 | 132 KV Transformer bushing complete. | Nos | 75493 | 2 | 150986 | _ | _ | _ | _ | _ | _ | _ | _
94 | II5I501010 | Galvanized steel earth wire tension clamp for 7/10 SWG Earth wire. | Nos | 1170.56 | 1 | 1170.56 | _ | _ | _ | _ | _ | _ | _ | _
95 | II5I504010 | Galvanized steel earth wire Suspension clamp for 7/10 SWG Earth wire. | Nos | 1170.56 | 5 | 5852.8 | _ | _ | _ | _ | _ | _ | _ | _
96 | II3I301009 | Galvanized Steel Mid span compression joint for Earth wire of 7/10 SWG Earth wire. | Nos | 731.6 | 8 | 5852.8 | _ | _ | _ | _ | _ | _ | _ | _
97 | II3I301004 | Mid span compression joint for ACSR Panther conductor with steel and Aluminium portion. | Nos | 1469.1 | 4 | 5876.4 | _ | _ | _ | _ | _ | _ | _ | _
98 |  | Metal cutter machine, Input 220-230 Volt, 670 watt. | Nos | 5805.6 | 1 | 5805.6 | _ | _ | _ | _ | _ | _ | _ | _
99 |  | Stud type terminal, suitable for 16 mm2 cable, 1000 volt, 76 Amp. | Nos | 167.56 | 3 | 502.68 | _ | _ | _ | _ | _ | _ | _ | _
100 |  | Stud type terminal, suitable for 25 mm2 cable, 1000 volt, 100 Amp. | Nos | 230.1 | 2 | 460.2 | _ | _ | _ | _ | _ | _ | _ | _
101 |  | Din Rail mounted Power terminals of rating volt.- 1000 Volt, rating current Ic- 125 Amp. | Nos | 578.2 | 1 | 578.2 | _ | _ | _ | _ | _ | _ | _ | _
102 |  | Din Rail mounted Power terminals of rating volt.- 1000 Volt, rating current Ic- 150 Amp. | Nos | 578.2 | 1 | 578.2 | _ | _ | _ | _ | _ | _ | _ | _
103 |  | 3 phase 3 way connector made of poly carbonate, rating 440 volt A.C. | kg | 241.3 | 3 | 723.9 | _ | _ | _ | _ | _ | _ | _ | _
104 |  | 3 phase 4 way connector made of poly carbonate, rating 440 volt A.C. | kg | 241.3 | 3 | 723.9 | _ | _ | _ | _ | _ | _ | _ | _
105 |  | Sliding link Type Disconnecting Terminal, Rated Volt- 800 V, Rated Current- 41 Amp, wire size- 6 mm2. | Nos | 236 | 6 | 1416 | _ | _ | _ | _ | _ | _ | _ | _
106 |  | Neutral Link mounted with insulating Pad. | Nos | 300.9 | 8 | 2407.2 | _ | _ | _ | _ | _ | _ | _ | _
107 | NN4N409009 | 3-Phase Ammeter selector switch of rating 6 Amp, having 4 position, OFF-R-Y-B, deach position 90 degree. | Nos | 702.1 | 2 | 1404.2 | _ | _ | _ | _ | _ | _ | _ | _
108 |  | Exhaust type cooling fans with technical specification as- Voltage- 415 volt, Impeller Dia- 600 mm, 3 phase, 6 pole, I/P Power -550 watt, speed 950 r.p.m. | Nos | 18868 | 2 | 37736 | _ | _ | _ | _ | _ | _ | _ | _
109 |  | O.T.I meter of temperature range 0-150 Degree celcius, accuracy class +/1 1%FSD, Dia size 150mm, Dial angular sweep- 270 degree. | Nos | 29500 | 1 | 29500 | _ | _ | _ | _ | _ | _ | _ | _
110 |  | Slotted type DIN RAIL of dimension 35*15*1.5 mm (width*height*thickness). | Nos | 351.64 | 5 | 1758.2 | _ | _ | _ | _ | _ | _ | _ | _
111 |  | slotted type DIN RAIL of dimension 35*7.5*1.5 mm (width*height*thickness). | Nos | 233.64 | 7 | 1635.48 | _ | _ | _ | _ | _ | _ | _ | _
112 |  | Bolted type HRC fuse of 660/690 volt , Rating Amp- 50 Amp, Breaking capacity 80 KA. | Nos | 413 | 12 | 4956 | _ | _ | _ | _ | _ | _ | _ | _
113 |  | Toggle switch having 2 pole ON-OFF rating 06 Amp. | Nos | 291.46 | 18 | 5246.28 | _ | _ | _ | _ | _ | _ | _ | _
114 |  | Cu ring lug of 10 mm2 size. | Nos | 35.4 | 8 | 283.2 | _ | _ | _ | _ | _ | _ | _ | _
115 |  | Cu ring lug of 16 mm2 size. | Nos | 47.2 | 12 | 566.4 | _ | _ | _ | _ | _ | _ | _ | _
116 |  | End U cut type Cu lug of size 10 mm2. | Drum | 35.4 | 20 | 708 | _ | _ | _ | _ | _ | _ | _ | _
117 |  | End U cut type Cu lug of size 16 mm2. | nos | 47.2 | 16 | 755.2 | _ | _ | _ | _ | _ | _ | _ | _
118 |  | Pin type terminal end insulated Cu lug of size 10 mm2. | nos | 35.4 | 7 | 247.8 | _ | _ | _ | _ | _ | _ | _ | _
119 |  | Pin type terminal end insulated Cu lug of size 16 mm2. | MT | 59 | 16 | 944 | _ | _ | _ | _ | _ | _ | _ | _
120 |  | 440 V A.C HRC fuse 10 Amp. | MT | 236 | 10 | 2360 | _ | _ | _ | _ | _ | _ | _ | _
121 |  | 440 V A.C HRC fuse 16 Amp. | MT | 250.16 | 11 | 2751.76 | _ | _ | _ | _ | _ | _ | _ | _
122 | VV2V203001 | Silica gel. | No | 389.4 | 28 | 10903.2 | _ | _ | _ | _ | _ | _ | _ | _
123 |  | Copper scrap. | No | 400 | - | - | - | - | - | - | - | - | 1 | 400
124 |  | Yellow color, 230 Volt, 6 amp, spring return push- button switch. | No | 342.2 | 8 | 2737.6 | - | - | - | - | - | - | - | -
125 |  | Black color, 230 Volt, 6 amp, spring return push- button switch. | Kg | 342.2 | 7 | 2395.4 | - | - | - | - | - | - | - | -
126 |  | D.C contractor relay rated 110 volt, 125 Amp, operating coil voltage 110 volt suitable in STATCON make Battery charger as per sample. | No | 5876.4 | 1 | 5876.4 | - | - | - | - | - | - | - | -
127 | PP1P141013 | Metal Rotary Hand operated Barrel and oil Drum pump suitable for dispensing Transformer oil and minimum oil drain capacity 125 gal (5 ltr)/ 20 turns. | No | 5841 | 1 | 5841 | - | - | - | - | - | - | - | -
128 |  | Lubricant steel oil can with flexible nozzle pipe having lubricant capacity of minimum 250 gram. | No | 696.2 | 5 | 3481 | - | - | - | - | - | - | - | -
129 | CC3C317001 | Aluminium foil Adhesive Tape (72 MM *20 Mtr). | No | 971.14 | 3 | 2913.42 | - | - | - | - | - | - | - | -
130 |  | Supplying of best quality polycarbonate make C- curve type 1- pole, 6 Amp, 240 volt AC, breaking Amp.- 10 KA, MCB of reputed company as HAVELLS, ANCHOR, C&S, Schnider etc. | No | 323.32 | 12 | 3879.84 | - | - | - | - | - | - | - | -
131 |  | Supplying of best quality door limit switch with push road of 1 NO+1NC, 10 Amp, 500 volt | No | 586.46 | 1 | 586.46 | - | - | - | - | - | - | - | -
132 |  | Old and burnt Transformer fan. | No | 1000 | 1 | 1000 | - | - | - | - | - | - | - | -
133 |  | Old and deffective O/C & E/F fault relay Alstom make. | No | 50 | 1 | 50 | - | - | - | - | - | - | - | -
134 | II0I002005 | PG clamp for Tarantulla to Panrther conductor | No | 150 | 25 | 3750 | - | - | - | - | - | - | - | -
135 |  | EHV Grade Transformer oil | No | 15357.11 | 1 | 15357.11 | - | - | - | - | - | - | - | -
136 | II5I501005 | Single Tension fitting. | No | 5267 | 3 | 15801 | - | - | - | - | - | - | - | -
137 |  | One way straight through connector. | No | 300 | 1 | 300 | - | - | - | - | - | - | - | -
138 |  | Tower scrap material | No | 10000 | [8 empty] | 20.195 | 201950
139 |  | ACSR Panther conductor | No | 2000 | [8 empty] | 2.59 | 5180
140 |  | Earth Wire | No | 2000 | [8 empty] | 0.23 | 460
141 |  | Deffected PRV of 132/33 KV, 40 MVA Transformer (CGL Make) main Tank. | No | 500 | 1 | 500 | - | - | - | - | - | - | - | -
142 |  | 2 pole, 10 Amp D.C. MCB | No | 684.4 | 6 | 4106.4 | - | - | - | - | - | - | - | -
143 |  | 2 pole, 32 Amp D.C. MCB | No | 690.3 | 1 | 690.3 | - | - | - | - | - | - | - | -
144 | GG0G001001 | Petroleum jelly | No | 472 | 4.75 | 2242 | - | - | - | - | - | - | - | -
145 |  | 415 volt, 3phase D.O.L (Direct on line) starter of 5 HP, 10 Amp mono-block pump | No | 2891 | 1 | 2891 | - | - | - | - | - | - | - | -
146 |  | Thermal over load relay of rated voltage 500 volt A.C, 50 Hz, over current range 0.9 Amp- 1.5 Amp. | No | 2006 | 1 | 2006 | - | - | - | - | - | - | - | -
147 |  | 440/220 V AC, 06 Amp, 2 Pole, C curve MCB | No | 800 | 13 | 10400 | - | - | - | - | - | - | - | -
148 |  | 440/220 V AC, 16 Amp, 2 Pole, C curve MCB | No | 811.9 | 4 | 3247.6 | - | - | - | - | - | - | - | -
149 |  | Alluminium alloy mechanical bolt less C-Wedge connector suitable for ACSR Panther to Panther connector. | No | 2985.4 | 9 | 26868.6 | - | - | - | - | - | - | - | -
150 |  | Alluminium alloy mechanical bolt less C-Wedge connector suitable for ACSR Tarantula to Tarantula connector. | No | 2985.4 | 6 | 17912.4 | - | - | - | - | - | - | - | -
151 |  | Alluminium alloy mechanical bolt less C-Wedge connector suitable for ACSR Tarantula to Panther connector. | No | 2985.4 | 6 | 17912.4 | - | - | - | - | - | - | - | -
152 |  | Alluminium alloy bolted type P.G. clamp for Tarantula to Tarantula conductor complete witch its nut & bolts. | No | 2891 | 5 | 14455 | - | - | - | - | - | - | - | -
153 |  | Alluminium alloy bolted type P.G. clamp for Panther to Panther conductor complete witch its nut & bolts. | No | 2360 | 9 | 21240 | - | - | - | - | - | - | - | -
154 |  | Old and used deffective 33 KV V.C.B (ABB make). | No | 20000 | 1 | 20000 | - | - | - | - | - | - | - | -
155 |  | 132 KV CT clamps for Panther conductor made of Alluminium alloywith all nut & bolts. | No | 1060.8 | 4 | 4243.2 | - | - | - | - | - | - | - | -
156 |  | 132 KV CVT clamps for Panther conductor made of Alluminium alloywith all nut & bolts. | No | 1060.8 | 2 | 2121.6 | - | - | - | - | - | - | - | -
157 |  | 132 KV LA clamps for Panther conductor made of Alluminium alloywith all nut & bolts | No | 1060.8 | 4 | 4243.2 | - | - | - | - | - | - | - | -
158 |  | 132 KV CB clamps for Panther conductor made of Alluminium alloywith all nut & bolts. | No | 1060.8 | 3 | 3182.4 | - | - | - | - | - | - | - | -
159 |  | 132 KV Isolator clamps for Panther conductor made of Alluminium alloywith all nut & bolts. | No | 1060.8 | 1 | 1060.8 | - | - | - | - | - | - | - | -
160 |  | 132 KV Transformer bushing clamps for Panther conductor made of Alluminium alloywith all nut & bolts. | No | 1060.8 | 3 | 3182.4 | - | - | - | - | - | - | - | -
161 |  | 33 KV Transformer bushing clamps for Tarantula conductor made of Alluminium alloywith all nut & bolts. | No | 1060.8 | 2 | 2121.6 | - | - | - | - | - | - | - | -
162 |  | 132 KV Isolator clamps forZebra conductor made of Alluminium alloywith all nut & bolts. | No | 1060.8 | 4 | 4243.2 | - | - | - | - | - | - | - | -
163 |  | 132 KV C.B. clamps for Zebra conductor made of Alluminium alloywith all nut & bolts. | No | 1060.8 | 3 | 3182.4 | - | - | - | - | - | - | - | -
164 |  | 33 KV CT clamps for Tarantula conductor made of Alluminium alloywith all nut & bolts. | No | 1060.8 | 5 | 5304 | - | - | - | - | - | - | - | -
165 |  | 33 KV PT clamps for Tarantula conductor made of Alluminium alloywith all nut & bolts. | No | 1060.8 | 3 | 3182.4 | - | - | - | - | - | - | - | -
166 |  | 33 KV Isolator clamps for Tarantula conductor made of Alluminium alloywith all nut & bolts. | No | 1060.8 | 2 | 2121.6 | - | - | - | - | - | - | - | -
167 |  | 33 KV CB clamps for Tarantula conductor made of Alluminium alloywith all nut & bolts. | No | 1060.8 | 6 | 6364.8 | - | - | - | - | - | - | - | -
168 |  | 33 KVLAclamps for Tarantula conductor made of Alluminium alloywith all nut & bolts. | No | 1060.8 | 6 | 6364.8 | - | - | - | - | - | - | - | -
169 |  | 33 KV CT clamps for Panther conductor made of Alluminium alloywith all nut & bolts. | No | 1060.8 | 3 | 3182.4 | - | - | - | - | - | - | - | -
170 |  | 33 KV Isolator clamps for Panther conductor made of Alluminium alloywith all nut & bolts. | No | 1060.8 | 4 | 4243.2 | - | - | - | - | - | - | - | -
171 |  | 33 KV PT clamps for Panther conductor made of Alluminium alloywith all nut & bolts. | No | 1060.8 | 3 | 3182.4 | - | - | - | - | - | - | - | -
172 |  | 33 KV CB clamps for Panther conductor made of Alluminium alloywith all nut & bolts. | No | 1060.8 | 3 | 3182.4 | - | - | - | - | - | - | - | -
173 |  | 33s KV LA clamps for Panther conductor made of Alluminium alloywith all nut & bolts. |  | 1060.8 | 4 | 4243.2 | - | - | - | - | - | - | - | -
174 |  | Single Tension fitting for ACSR Panther conductor. |  | 7292.4 | 16 | 116678.4 | - | - | - | - | - | - | - | -
175 |  | 33 Kv Vaccume circuit breaker (110 Volt DC),2000 Amp, 31.5 KAC, motor volt- 230 V AC, Porcelain outdoor Type with GI support structure. |  | 559320 | 1 | 559320 | - | - | - | - | - | - | - | -
176 |  | HPSV Lamp of Lamp wattage- 250 watt, Rated voltage- 240 Volt, Lamp Voltage- 100 Volt, Lamp current- 3 Amp, burning position universal, Holder base E-40, Lumen outpot- (after 100 BH)-22500 LM. |  | 554.6 | 14 | 7764.4 | - | - | - | - | - | - | - | -
177 |  | 250 watt, 220 Volt, A.C. 50 Hz chocks/ Copper ballast. |  | 2596 | 18 | 46728 | - | - | - | - | - | - | - | -
178 |  | 250 watt, 220 Volt, A.C. 50 Hz Ignitor. |  | 200.6 | 8 | 1604.8 | - | - | - | - | - | - | - | -
179 |  | 70 watt, 220 Volt, A.C. 50 Hz Electronic chock (built with electronic Ignitor, Ballast etc.). |  | 826 | 8 | 6608 | - | - | - | - | - | - | - | -
|  | Total |  |  |  | 5212596.697 | 0 | 0 | 0 | 0 | 0 | 0 |  | 208557.6

## abstract
Summary of Inventory(Final Abstract)
Name of Circle/Zone |  | Dehradun/Garhwal
Name of Division |  | Jhajhra Div Dehradun
Month |  | 2025-03-01
S.n. | Description | 220/33kV Jhajhra,Dehradun | 220/33kV Jhajhra Line,Dehradun | 132 kV Purkul Substation Dehradun | Total
1 | Useable | 34526408.0809 | 5625555.7129 | 1672332.9245 | 41824296.7184
2 | Unserviceable | 0 | 22200 | 0 | 22200
3 | Non moving | 25253190.18 | 0 | 0 | 25253190.18
4 | Obsolete | 0 | 0 | 40899.9991 | 40899.9991
5 | Scrap | 416701.772 | 0 | 874269.94 | 1290971.712
| Total | 60196300.0329 | 5647755.7129 | 2587502.8636 | 68431558.6095
Grand Total
Summary of Inventory(Final Abstract)
Name of Circle/Zone |  | Dehradun/Garhwal
Name of Division |  | Yamuna Colony Div Dehradun
Month |  | 2025-03-01
S.n. | Description | 132kV Majra Substation Dehradun(Dinesh Kumar) | 132kV Majra Line Dehradun(Kuldeep jadli ) | 132kV Bindal Substation Dehradun(Vikas) | 132kV Bindal Substation Dehradun(Sanjay) | Total
1 | Useable | 2125543.5 | 4264679.21 | 2479082.98 | 1044186.4 | 9913492.09
2 | Unserviceable | 50828.8 | 0 | 413110 | 0 | 463938.8
3 | Non moving | 325773.83 | 0 | 97800 | 0 | 423573.83
4 | Obsolete | 1577695.5 | 0 | 661250 | 0 | 2238945.5
5 | Scrap | 704086.5 | 43140 | 30000 | 0 | 777226.5
| Total | 4783928.13 | 4307819.21 | 3681242.98 | 1044186.4 | 13817176.72
Grand Total
Summary of Inventory(Final Abstract)
Name of Circle/Zone |  | Dehradun/Garhwal
Name of Division |  | Harrawala Div Dehradun
Month |  | 2025-03-01
S.n. | Description | 220 kV Harrawala Substation Dehradun | 132kV Substation Laltappar | Total
1 | Useable | 27155980.3323 | 5212596.697 | 32368577.0293
2 | Unserviceable | 0 | 0 | 0
3 | Non moving | 0 | 0 | 0
4 | Obsolete | 0 | 0 | 0
5 | Scrap | 647800 | 208557.6 | 856357.6
| Total | 27803780.3323 | 5421154.297 | 33224934.6293
Grand Total