## compiled roorkee circle
Inventory
Name of Zone:- |  |  | Garhwal Zone Roorkee
Name of Circle:- |  |  | Roorkee Circle
Name of Division:-220kV O&M Division Roorkee
Name of Substation:-220kV S/s Roorkee (Central Store)
Month:- May-2026
S. No | Nov, 22 invent | Item code | Name of items | Unit | Unit Rate | Usable |  | unserviceable |  | Nov-Moving |  | Obsolete |  | Scrap |  | Total Inventory Amount
[6 empty] | Qty | Total Amount in Rs. | Qty | Total Amount in Rs. | Qty | Total Amount in Rs. | Qty | Total Amount in Rs. | Qty | Total Amount in Rs.
Tower parts
1 | 1 | FF0F045001 | Stub cleat 132kv tower part A type mark D.K | kg | 30 | 723.83 | 21714.9 | [8 empty] | 21714.9
2 | 2 | FF0F015002 | Tower part G.I angle ABC type incomplete | kg | 30 | 394 | 11820 | [8 empty] | 11820
3 | 3 | FF0F045001 | D.K 302 cleat | No | 20 | 16 | 320 | [8 empty] | 320
4 | 4 | FF0F015002 | Tower part ABC type 220kv incomplete | kg | 30 | 7612 | 228360 | [8 empty] | 228360
5 | 5 | FF0F015002 | Tower part 400kv A type mark 33A | kg | 30 | 511 | 15330 | [8 empty] | 15330
6 | 6 | FF0F015002 | Tower part 400kv B type mark 33B w/o stub & cleat | kg | 30 | 8138 | 244140 | [8 empty] | 244140
7 | 7 | FF0F001007 | 400kv B type tower o/u dismantled w/o stub & cleat | MT | 30000 | 21.0084 | 630252 | [8 empty] | 630252
8 | 8 | FF0F020006 | Stub & cleat 400kv B type | kg | 30 | 426.28 | 12788.4 | [8 empty] | 12788.4
9 | 9 | FF0F015002 | G.I tower part angle 400kv ABC type incomplete | kg | 30 | 8361 | 250830 | [8 empty] | 250830
10 | 10 | FF0F050016 | Stucture fabricated 132kv CBB,CLA,GA and other type | MT | 30000 | 2.072 | 62160 | [8 empty] | 62160
11 | 11 | FF0F050027 | Stucture 2phase P.T | No | 500 | 1 | 500 | [8 empty] | 500
12 | 12 | FF0F043009 | Templet 132kv +3mtr extation m.s | Set | 10000 | 1 | 10000 | [8 empty] | 10000
13 | 13 | FF0F043010 | Templet 132kv Btype D.k mark | Set | 10000 | 2 | 20000 | [8 empty] | 20000
14 | 16 | FF0F041012 | Templet 400kv C type tower 60 | Set | 8000 | 1 | 8000 | [8 empty] | 8000
15 | 17 | FF0F015002 | 132kv c type D.C tower part o/u dismantled incomplete | kg | 30 | 245.4 | 7362 | [5 empty] | ` |  |  | 7362
16 | 18 | FF0F015002 | 132kv c type D.C tower part | Mt | 30000 | 4.876 | 146280 | [8 empty] | 146280
17 | 21 | FF0F015002 | ABC type fabricated Gal. steel D.C super stucture tower part including stub&cleat. | Mt | 50000 | 5.386 | 269300 | [8 empty] | 269300
18 | 22 | FF0F050035 | Supply gantry bold beam setting 8No | MT | 50000 | 1.28 | 64000 | [8 empty] | 64000
GI Nut & bolts
1 | 1 | FF1F101014 | G.I, bolt & nut 5/8x3" | kg | 30 | 49 | 1470 | [8 empty] | 1470
2 | 2 | FF1F101015 | G.I bolt & nut 5/8X70mm | kg | 30 | 422 | 12660 | [8 empty] | 12660
3 | 3 | FF1F101014 | G.I bolt & nut 5/8"X75mm | kg | 30 | 734 | 22020 | [8 empty] | 22020
4 | 6 | FF1F101014 | G.I bolt & with washer 16X75mm | No | 1 | 320 | 320 | [8 empty] | 320
5 | 10 | FF1F103008 | M/S bolt with nut 8" long | No | 1 | 144 | 144 | [8 empty] | 144
6 | 11 |  | Bolt eyes off size with nut | No | 1 | 33 | 33 | [8 empty] | 33
Metering Equipment
1 | 1 | ZZ2Z005004 | Coupling capacitor for 220kv seemance make | No | 30000 | [6 empty] | 1 | 30000 |  |  | 30000
2 | 2 | NN1N101007 | 33kv double T/F feeder pannel | No | 108800 | 1 | 108800 | [8 empty] | 108800
3 | 3 | NN0N001004 | 132kv feeder control pannel | No | 100000 | 1 | 100000 | [8 empty] | 100000
4 | 6 | VV6V503002 | 145kv/110v PT | No | 98000 | [6 empty] | 1 | 98000 |  |  | 98000
Metering Equipment obsolete/defective
1 | 1 | VV3V302006 | Current Transformer Ratio 300-150-1-1-1Amp | No | 50000 | [6 empty] | 2 | 100000 |  |  | 100000
2 | 2 | VV3V302006 | Current Transformer porceline coller damaged Repairble | No | 20000 | [6 empty] | 1 | 20000 |  |  | 20000
3 | 3 | VV3V303002 | Current Transformer Ratio 500-250-1 deffective 3 core dismantled Talk make not repairble | No | 50000 | [6 empty] | 1 | 50000 |  |  | 50000
4 | 6 | VV3V303002 | 132kv c.t 800-400-200-1 HBB make o/u dismantled Repairble due to ballon | No | 30000 | [6 empty] | 1 | 30000 |  |  | 30000
5 | 10 | VV3V304002 | Transformer current 66kv 2/50/1 o/u deffective | No | 5000 | [6 empty] | 1 | 5000 |  |  | 5000
6 | 11 | ZZ2Z005004 | Coupling capacitor for 66kv o/u | No | 15000 | [6 empty] | 1 | 15000 |  |  | 15000
7 | 12 | ZZ2Z005004 | Control Desk , LADS | No | 25000 | [6 empty] | 2 | 50000 |  |  | 50000
8 | 15 | VV3V305009 | 33kv c.t 40/1 Amp | No | 15000 | [6 empty] | 4 | 60000 |  |  | 60000
Connector
1 | 1 | II1I106003 | T.Connetor Alluminum Taruntulla to Dear | No | 250 | [6 empty] | 46 | 11500 |  |  | 11500
2 | 2 | II1I106005 | T.Connetor Alluminum Taruntulla to Panther | No | 250 | 24 | 6000 | [8 empty] | 6000
3 | 3 | II1I106003 | T.connector Allumunum Dear to Taruntulla | No | 150 | [6 empty] | 7 | 1050 |  |  | 1050
4 | 4 | II1I108001 | T. connector Alluminum Dear to Dear | No | 100 | 10 | 1000 | [8 empty] | 1000
5 | 5 | II1I108003 | T.connector Allumunum Panther to Dear | No | 150 | 19 | 2850 | [8 empty] | 2850
6 | 6 | II1I106005 | T.connector Alluminum Panther/truntulla | No | 100 | 16 | 1600 | [8 empty] | 1600
7 | 7 | ZZ2Z005003 | T.connector Alluminum Dog to LAS | No | 10 | [6 empty] | 5 | 50 |  |  | 50
8 | 8 | ZZ2Z005003 | T.connector Alluminum Dog to Panther | No | 40 | 1 | 40 | [8 empty] | 40
9 | 9 | ZZ2Z005003 | T.connector Alluminum for LAS | No | 10 | 15 | 150 | [8 empty] | 150
10 | 10 | ZZ2Z005003 | T.connector Alluminum for 132kv Isolator( A type) | No | 275 | 3 | 825 | [8 empty] | 825
11 | 11 | ZZ2Z005003 | T.connector Alluminum for 132kv Isolator( B type) | No | 275 | 3 | 825 | [8 empty] | 825
12 | 12 | ZZ2Z005003 | T.connector Alluminum Biomatalic for 33kv PT | No | 50 | 3 | 150 | [8 empty] | 150
13 | 14 | II0I002005 | P.G Clamp truntulla to panther | No | 350 | 12 | 4200 | [8 empty] | 4200
14 | 15 | II0I002001 | P.G Clamp truntulla to taruntulla | No | 650 | 49 | 31850 | [8 empty] | 31850
15 | 16 | ZZ2Z005003 | connector Biomatalic for Dear/LAS | No | 11 | [6 empty] | 57 | 627 |  |  | 627
16 | 17 | ZZ2Z005003 | Connetor Dear terminal 30X80 | No | 100 | [6 empty] | 5 | 500 |  |  | 500
17 | 18 | ZZ2Z005003 | Connetor Allu. Ally o/s | No | 25 | [6 empty] | 52 | 1300 |  |  | 1300
Clamp & 33kv line maerials
1 | 24 | ZZ2Z005003 | Clamp dead end 16 unit 220kv 120 sqmm sp.condutor | No | 50 | [6 empty] | 6 | 300 |  |  | 300
2 | 25 | ZZ2Z005003 | Clamp dead end for sp.conductor | No | 45 | [6 empty] | 1 | 45 |  |  | 45
3 | 26 | ZZ2Z005003 | Clamp sp. For 132kv Dear/panther | No | 40 | [6 empty] | 6 | 240 |  |  | 240
4 | 27 | ZZ2Z005003 | Clamp dead end for Dear | No | 45 | [6 empty] | 3 | 135 |  |  | 135
5 | 28 | ZZ2Z005003 | Clamp suspension for truntulla conductor | No | 55 | [6 empty] | 2 | 110 |  |  | 110
6 | 29 | ZZ2Z005003 | Clamp 33kv LAS | No | 12 | [6 empty] | 10 | 120 |  |  | 120
7 | 31 | ZZ2Z005003 | Clamp 33kv T/F End for panther | No | 42 | [6 empty] | 10 | 420 |  |  | 420
8 | 32 | ZZ2Z005003 | Clamp 37.5kv LAS | No | 2 | [6 empty] | 19 | 38 |  |  | 38
9 | 33 | ZZ2Z005003 | Clamp 33kv isolator | No | 25 | [6 empty] | 6 | 150 |  |  | 150
10 | 34 | ZZ2Z005003 | Clamp post insulator 37.5kv LAS | No | 45 | [6 empty] | 9 | 405 |  |  | 405
11 | 35 | ZZ2Z005003 | Clamp T type Biomatalic 30X2 panther | No | 60 | [6 empty] | 1 | 60 |  |  | 60
Spair of 11kv switch gear 200-100-5-600-300Amp bhel make sd-198
1 | 1 | JJ6J601012 | Contact moving | No | 35.39 | [6 empty] | 54 | 1911.06 |  |  | 1911.06
2 | 2 | JJ6J601013 | Gaskit B 6400/10-1 | No | 15.94 | [6 empty] | 27 | 430.38 |  |  | 430.38
3 | 3 | JJ6J601013 | Gaskit B 6400/10-2 | No | 15.94 | [6 empty] | 27 | 430.38 |  |  | 430.38
4 | 4 | JJ6J601013 | Gaskit B 6400/10-3 | No | 25.95 | [6 empty] | 54 | 1401.3 |  |  | 1401.3
5 | 5 | JJ6J601013 | Gaskit B6400/10-4 | No | 15.94 | [6 empty] | 27 | 430.38 |  |  | 430.38
6 | 6 | JJ6J601014 | Gaskit holder LV fuse PT | No | 15.94 | [6 empty] | 27 | 430.38 |  |  | 430.38
7 | 7 | JJ6J601015 | Pocker B 94012017-2 | No | 25.95 | [6 empty] | 127 | 3295.65 |  |  | 3295.65
8 | 8 | JJ6J601016 | Resistant spring 9400-56-1 | No | 25.97 | [6 empty] | 108 | 2804.76 |  |  | 2804.76
9 | 9 | JJ6J601017 | Rose contact adopter | No | 35.93 | [6 empty] | 54 | 1940.22 |  |  | 1940.22
10 | 10 | JJ6J601018 | Spring for proft shaft | No | 26.4 | [6 empty] | 54 | 1425.6 |  |  | 1425.6
Spair of 11kv switch gear type bvb-3 bhel make
1 | 1 | JJ6J601019 | Cross jet pot | No | 500 | [6 empty] | 60 | 30000 |  |  | 30000
2 | 2 | JJ6J601020 | Coil over current | No | 250 | [6 empty] | 30 | 7500 |  |  | 7500
3 | 3 | JJ6J601012 | Contact moving | No | 500 | [6 empty] | 60 | 30000 |  |  | 30000
4 | 4 | JJ6J601022 | Socket assembly | No | 500 | [6 empty] | 60 | 30000 |  |  | 30000
Spair part of 11kv ocb bicco make
1 | 1 | JJ6J601035 | Triping plate assembly with priver leaves | No | 200 | [6 empty] | 10 | 2000 |  |  | 2000
2 | 2 | JJ6J601036 | Insulator copper Busbar | No | 1500 | [6 empty] | 2 | 3000 |  |  | 3000
3 | 3 | JJ6J601037 | Buffer spring | No | 20 | [6 empty] | 4 | 80 |  |  | 80
4 | 4 | JJ6J601038 | Trip bridge assembly | No | 630 | [6 empty] | 12 | 7560 |  |  | 7560
5 | 5 | JJ6J601039 | Angus roller shack block | No | 125 | [6 empty] | 27 | 3375 |  |  | 3375
6 | 6 | JJ6J601040 | Expoty Gross jet pot | No | 1500 | [6 empty] | 21 | 31500 |  |  | 31500
7 | 7 | JJ6J601041 | Fuse time limit | No | 50 | [6 empty] | 42 | 2100 |  |  | 2100
8 | 8 | JJ6J601042 | Finger contact sping for Rose contact | No | 30 | [6 empty] | 350 | 10500 |  |  | 10500
9 | 9 | JJ6J601010 | Trolly bushing made of Epoxy | No | 500 | [6 empty] | 30 | 15000 |  |  | 15000
10 | 10 | JJ6J601043 | Femal main contact&alimated finger contact for 800 Amp pdb ocb bicco | Pair | 30 | [6 empty] | 200 | 6000 |  |  | 6000
11 | 11 | JJ0J006003 | 11kv 350mva 120A incoming OCB type PD/BC for 11kv ocb bicco make | No | 284000 | [6 empty] | 1 | 284000 |  |  | 284000
12 | 12 | MM2M203020 | Amp meter 6"dia0-110 Amp for 11kv Bicco make | No | 100 | [6 empty] | 1 | 100 |  |  | 100
13 | 13 | JJ6J601004 | Alluminum chamber for 11kv OCB Bico make | No | 1000 | [6 empty] | 9 | 9000 |  |  | 9000
14 | 14 | JJ6J601045 | Check alarm relay | No | 500 | [6 empty] | 1 | 500 |  |  | 500
15 | 15 | VV4V306005 | 11kv single core single ratio-12-05VA 400/5A C.T | No | 5000 | [6 empty] | 11 | 55000 |  |  | 55000
16 | 16 | JJ6J601005 | Gear chain for 11kv Bicco make OCB | No | 200 | [6 empty] | 1 | 200 |  |  | 200
17 | 17 | JJ6J601006 | 11kv bushing insulator suitable Bicco make OCB (1No broken) | No | 500 | [6 empty] | 39 | 19500 |  |  | 19500
18 | 18 | JJ6J601007 | Brass Nut for jack 11kv Bicco OCB | No | 150 | [6 empty] | 1 | 150 |  |  | 150
19 | 19 | JJ6J601046 | Spout contact made of brass suitable copper with busbar | No | 350 | [6 empty] | 6 | 2100 |  |  | 2100
20 | 20 | VV4V306004 | 11kv single core core CT C-12, 5MVA 800/5 | No | 5000 | [6 empty] | 10 | 50000 |  |  | 50000
21 | 21 |  | 11kv C.T single core ratio 1200/5A | No | 5000 | [6 empty] | 3 | 15000 |  |  | 15000
22 | 22 | JJ6J601008 | 12ooAmp Resion casted spout assembly w/o shutter adoptor with link machanosum front &rear | Set | 2500 | [6 empty] | 2 | 5000 |  |  | 5000
23 | 23 | VV6V506002 | 11kv PT o/u | No | 5000 | [6 empty] | 1 | 5000 |  |  | 5000
24 | 24 | JJ6J601049 | Set moving contact for 1200Amp pdb/pc consisting of 3no u shap moving contact 36no fixed arking laminated finger with spring nut&bolt | Set | 5000 | [6 empty] | 3 | 15000 |  |  | 15000
25 | 25 | JJ6J601047 | Female contact w/o Nut 11kv 250mva switch Gear bocco make | No | 200 | [6 empty] | 2 | 400 |  |  | 400
26 | 26 | JJ6J601048 | Connecting with Nut for 11kv 250mva switch Gear Bicco make | No | 20 | [6 empty] | 2 | 40 |  |  | 40
27 | 27 | ZZ2Z005004 | Paper seprater | No | 20 | [6 empty] | 2 | 40 |  |  | 40
28 | 28 | VV4V306009 | 11kv c.t ratio 100-5-0-5 | No | 5000 | [6 empty] | 3 | 15000 |  |  | 15000
29 | 29 | VV4V306007 | 11kv ct 200-100-5 suitable for 11kv OCB Bicco make | No | 5000 | [6 empty] | 1 | 5000 |  |  | 5000
Spair of isolator defrent make & cap.
1 | 1 | SS3S301005 | 132KV SMC make isolator blade | No | 800 | 4 | 3200 | [8 empty] | 3200
2 | 2 | SS3S301006 | 132kv s&s make isolator male&femal contact | No | 2000 | 10 | 20000 | [8 empty] | 20000
3 | 7 | ZZ2Z005004 | Operating assemblly for 132kv isolator | No | 800 | [6 empty] | 2 | 1600 |  |  | 1600
4 | 9 | FF4F404004 | G.I pipe 50mm dia 2.9mtr long for 220kv Havel make isolator | No | 200 | 12 | 2400 | [8 empty] | 2400
5 | 10 | SS3S301011 | Rotary head devicefor 220/132kv HBB make isolator | No | 200 | [6 empty] | 30 | 6000 |  |  | 6000
6 | 12 | ZZ2Z005004 | Botam operting type machnisum 6 normaly open 6 normaly closed switch with handle | No | 1000 | 1 | 1000 | [8 empty] | 1000
7 |  | SS4S402002 | 33kv isolator jaw assembly (horizontal mounting type) with suitable for 1250 Amp current carrying capacity | No | 8920.8 | 3 | 26762.4 | [8 empty] | 26762.4
8 |  | SS4S402011 | 33kv isolator blade with housing assembly (horizontal mounting type) with suitable for 1250 Amp current carriying capacity | No | 8920.8 | 3 | 26762.4 | [8 empty] | 26762.4
Spair part of t/f 20 mva nge make 132/33kv def make & cap.
1 | 1 | VV1V101034 | Bushing 40MVA T/F 145kv alston make | No | 15000 | 1 | 15000 | [8 empty] | 15000
2 | 2 | VV1V101038 | Bushing LV 20MVA T/F 132KV GEC make | No | 5000 | 1 | 5000 | [8 empty] | 5000
3 | 3 | VV1V101040 | Bushing H.T for 132kv 12.5 MVA T/F BBC make | No | 1000 | 1 | 1000 | [8 empty] | 1000
4 | 4 | VV1V101041 | Bushing LV with brass rod complete | No | 500 | [8 empty] | 2 | 1000 | 1000
5 | 5 |  | Bushing LT 132kv /33 | No | 500 | [8 empty] | 1 | 500 | 500
6 | 6 | VV1V101038 | Bushing LV with metal part of 20MVA 132/33kv BB,make T/F | No | 1000 | [8 empty] | 1 | 1000 | 1000
7 | 7 | VV2V202003 | Convention silica zell breather of 40/20MVA T/F | No | 350 | 6 | 2100 | [8 empty] | 2100
8 | 11 | VV1V101037 | Bushing HV w/o fexture clamp NGEF make T/F 132/33KV o/u | No | 1500 | [6 empty] | 2 | 3000 |  |  | 3000
9 | 12 | VV1V101029 | HV bushing 66kv 5MVA T/F BHEL make o/u | No | 1000 | [6 empty] | 3 | 3000 |  |  | 3000
10 | 18 | VV2V215005 | Vent pipe | No | 200 | [6 empty] | 1 | 200 |  |  | 200
11 | 19 | VV2V215005 | Equalizing pipe 1"dia | No | 400 | [6 empty] | 2 | 800 |  |  | 800
12 | 20 | VV2V215007 | Equalizing pipe 3/4"dia | No | 100 | [6 empty] | 2 | 200 |  |  | 200
13 | 21 | VV2V215005 | Buchleze relay pipe small | No | 100 | [6 empty] | 1 | 100 |  |  | 100
14 | 22 | VV2V215005 | Buchleze relay pipe long | No | 150 | [6 empty] | 1 | 150 |  |  | 150
15 | 23 | VV2V215007 | Arking horn for LV bushing | No | 50 | [6 empty] | 5 | 250 |  |  | 250
16 | 24 | VV2V215008 | M.S flate belt for fixing Rediater | No | 25 | [6 empty] | 1 | 25 |  |  | 25
17 | 25 | VV2V215009 | LV bushing ring | No | 15 | [6 empty] | 5 | 75 |  |  | 75
18 | 32 | VV2V208002 | Minimum oil guase | No | 5000 | [6 empty] | 1 | 5000 |  |  | 5000
19 | 36 | VV1V101042 | 33kv porcoline bushing complete with rod BHEL | No | 1000 | [6 empty] | 1 | 1000 |  |  | 1000
20 | 37 | JJ5J502057 | Bushing insulator 44kv | No | 100 | [6 empty] | 1 | 100 |  |  | 100
21 | 39 | VV5V404003 | Bushing of CT 800Amp | No | 100 | [6 empty] | 2 | 200 |  |  | 200
Spair part of 132kv mocb 1250Amp 4500MVA HLD145
1 | 3 | JJ3J302009 | Contraction extiquiser chamber | No | 100000 | [6 empty] | 5 | 500000 |  |  | 500000
Spair parts of 132KV Asea make breaker
1 | 1 | JJ3J302009 | Contraction extiquiser chamber | No | 10000 | [6 empty] | 1 | 10000 |  |  | 10000
Spair parts of 132KV Breaker SD209
1 | 1 | JJ3J302009 | Contraction extiquiser chamber | No | 10000 | [6 empty] | 1 | 10000 |  |  | 10000
Spair of 132KV Jyoti make ocb
1 | 7 | JJ3J302028 | Set of high&Low pressure pipe incomplete 12No | Set | 5126 | [6 empty] | 1 | 5126 |  |  | 5126
Spair parts of 33kv ocb takaka make.
1 | 3 | JJ5J502057 | Porciline bushing | No | 17000 | [6 empty] | 1 | 17000 |  |  | 17000
Spair of 33kv mocb bhel make hlc-36
1 | 5 | JJ5J502046 | Warm wheel assebly | No | 7800 | [6 empty] | 10 | 78000 |  |  | 78000
2 | 13 | JJ5J502022 | Extinguisher chamber | No | 7000 | [6 empty] | 6 | 42000 |  |  | 42000
3 | 15 | JJ5J502050 | Guide block assemlly | No | 5000 | [6 empty] | 3 | 15000 |  |  | 15000
Pipe line Accessorise
1 | 3 | ZZ2Z005004 | GI T 50x50x5mm o/u | No | 10 | [8 empty] | 7 | 70 | 70
2 | 4 | ZZ2Z005004 | GI Socket 65mm dia o/u | No | 10 | [8 empty] | 6 | 60 | 60
3 | 5 | ZZ2Z005004 | GI union o/u | No | 5 | [8 empty] | 16 | 80 | 80
Ferrules all type
1 | 1 | II4I406010 | Ferrules weak back 185 sqmm | No | 50 | [6 empty] | 6 | 300 |  |  | 300
2 | 2 | II4I406010 | Ferules 0-75/0.50 sqmm | No | 10 | [6 empty] | 54 | 540 |  |  | 540
3 | 3 | II4I406010 | Ferules back 5/300 | No | 20 | [6 empty] | 5 | 100 |  |  | 100
4 | 4 | II4I406010 | Ferules back 12/70sqmm | No | 20 | [6 empty] | 36 | 720 |  |  | 720
5 | 5 | II4I406010 | Ferules back 21/120sqmm | No | 20 | [6 empty] | 60 | 1200 |  |  | 1200
6 | 6 | II4I406010 | Female back 4/25sqmm | No | 20 | [6 empty] | 87 | 1740 |  |  | 1740
7 | 7 | II4I406010 | Ferulles back 3/185sqmm | No | 50 | [6 empty] | 142 | 7100 |  |  | 7100
Cable box and accessorise
1 | 18 | CC3C303004 | 11kv Heatshing cable End jointing kit for 3X185sqmm XLPE cable indoor type | No | 120 | [8 empty] | 1 | 120 | 120
2 | 19 | CC3C303007 | Heat shrin cable 120sqmm power cable XLPE 11kv out door type | No | 25 | [8 empty] | 11 | 275 | 275
Porciline Items
1 | 1 | II4I401003 | Pin w type for insulator | No | 2 | 180 | 360 | [8 empty] | 360
Meter and relay switch
1 | 5 | MM2M203017 | Meter off size | No | 250 | [6 empty] | 3 | 750 |  |  | 750
2 | 9 | ZZ2Z005004 | Maximum circuit breaker | No | 200 | [6 empty] | 2 | 400 |  |  | 400
3 | 13 | NN4N408004 | Switch circiut breaker | No | 5000 | [6 empty] | 2 | 10000 |  |  | 10000
4 | 24 | ZZ2Z005004 | Underfrequency Relay | No | 10000 | [6 empty] | 1 | 10000 |  |  | 10000
5 | 25 | MM0M004009 | Rellay CDG 31AC type | No | 16000 | [6 empty] | 2 | 32000 |  |  | 32000
6 | 26 | MM0M006002 | Relay CDG-31 | No | 10000 | [6 empty] | 1 | 10000 |  |  | 10000
7 | 27 | ZZ2Z005004 | RTLX for RPM171305 Relay | No | 1000 | [6 empty] | 4 | 4000 |  |  | 4000
8 | 29 | MM2M205008 | MVAR Meter | No | 10000 | [6 empty] | 1 | 10000 |  |  | 10000
Lugs
1 | 1 | CC3C314005 | Copper lug 200A | No | 10 | 44 | 440 | [8 empty] | 440
2 | 2 | CC3C314004 | Copper lug 300A | No | 70 | 106 | 7420 | [8 empty] | 7420
3 | 3 | CC3C314002 | Copper lug 800A | No | 80 | 44 | 3520 | [8 empty] | 3520
4 | 4 | CC3C315021 | Earhting lug | No | 10 | 12 | 120 | [8 empty] | 120
File
1 | 1 | PP1P107011 | Flate file 25mm | No | 20 | 10 | 200 | [8 empty] | 200
2 | 2 | PP1P107009 | Flate half round file | No | 25 | 31 | 775 | [8 empty] | 775
3 | 3 | PP1P107017 | File assorated | No | 15 | 2 | 30 | [8 empty] | 30
Drill bit
1 | 1 | PP1P146008 | Drill bit 7/32mm | No | 25 | [8 empty] | 2 | 50 | 50
2 | 2 | PP1P146003 | Drill bit 15/16mm | No | 40 | [8 empty] | 2 | 80 | 80
3 | 3 | PP1P146005 | Drill bit 11/16mm | No | 40 | [8 empty] | 3 | 120 | 120
4 | 4 | PP1P146008 | Drill bit o/s | No | 20 | [8 empty] | 4 | 80 | 80
5 | 5 | PP1P146008 | Drill bit 9/16mm | No | 30 | [8 empty] | 4 | 120 | 120
6 | 6 | PP1P146007 | Drill bit 5/16mm | No | 25 | [8 empty] | 4 | 100 | 100
Transformer oil & drums
1 | 3 | VV2V204008 | Empty T/F oil drum | No | 200 | 170 | 34000 |  | 0 | [6 empty] | 34000
2 | 4 | VV2V204007 | Empty T/F oil drum 72Gal cap | No | 250 |  | 0 | 3 | 750 | [6 empty] | 750
Rops & Wires
1 | 2 | AA1A102003 | GI wire 8no | kg | 40 |  |  |  |  | 321 | 12840 |  |  |  |  | 12840
2 | 3 | AA1A102004 | GI wire 6no | kg | 30 |  |  |  |  | 659 | 19770 |  |  |  |  | 19770
3 | 4 | AA1A102003 | GI wire | kg | 30 |  |  |  |  | 131 | 3930 |  |  |  |  | 3930
Earth wire accessorise
1 | 1 | AA2A201001 | Counter poise earth set 7/10SWG earth wire with terminal leaf nut bolt | Set | 50 | 6 | 300 | [8 empty] | 300
2 | 2 |  | Counter poise earthing o/u dismantled | No | 50 | 21 | 1050 | [8 empty] | 1050
3 | 4 | II3I303008 | Vibration damper E/W 7/9SWG o/u dismantled | No | 11 | 63 | 693 | [8 empty] | 693
4 | 5 | II5I504009 | Suspension fitting 7/9 E/W | No | 650 | 7 | 4550 | [8 empty] | 4550
5 | 6 | II5I504010 | Suspension fitting 7/10 E/W | No | 550 | 3 | 1650 | [8 empty] | 1650
Conductor
1 | 3 | AA0A002007 | ACSR Dog conductor o/u dismantled | Kg | 50 | [8 empty] | 245 | 12250 | 12250
2 | 4 | AA0A002005 | ACSR SP. Panther conductor | Mtr | 40 | [8 empty] | 75 | 3000 | 3000
Cable
1 | 1 | CC1C104002 | L.T Cable 3.5coreX400sqmm | Mtr | 700 | 98 | 68600 | [8 empty] | 68600
2 | 2 | CC0C001001 | Armound pvc control cable37X2.5sqmm | Mtr | 50 |  |  |  |  | 1367 | 68350 |  |  |  |  | 68350
3 | 3 | CC0C001005 | Armound cable 14X2.5sqmm cut lenth | Mtr | 75 | 171 | 12825 | [8 empty] | 12825
4 | 4 | CC0C004008 | PVC control cable Alluminum 6X10sqmm | Mtr | 30 | 239 | 7170 | [8 empty] | 7170
5 | 5 | CC1C102006 | cable insulated 11kv 1.5sqmm | Mtr | 25 |  |  |  |  | 58 | 1450 |  |  |  |  | 1450
6 | 6 | CC1C103003 | PVC control cable 3X300sqmm o/u dismantled 11kv Allu. cut bits. | Mtr | 700 |  |  |  |  | 170 | 119000 |  |  |  |  | 119000
7 | 7 | CC1C103002 | PVC control cable 3x400sqmm o/u dismantled 11kv Allu.cut bits | Mtr | 800 |  |  |  |  | 180 | 144000 |  |  |  |  | 144000
Misc store
1 | 1 | ZZ2Z005003 | Rod GM 7"x3/4" | No | 10 | 20 | 200 | [8 empty] | 200
2 | 8 | ZZ2Z005004 | Gangwall Alarm | No | 50 | [6 empty] | 1 | 50 |  |  | 50
3 | 9 | PP1P107021 | Brife case o/u | No | 5 | [6 empty] | 1 | 5 |  |  | 5
4 | 10 | PP1P126015 | Dionometer o/s | No | 75 | [6 empty] | 3 | 225 |  |  | 225
5 | 11 | PP1P141002 | Moter pump set Repairble | No | 1500 | [6 empty] | 1 | 1500 |  |  | 1500
6 | 12 | PP1P141007 | Pump electric 3phase o/u | No | 500 | [6 empty] | 1 | 500 |  |  | 500
7 | 13 | JJ3J302005 | DC Moter 110v kirlosher makke | No | 500 | [6 empty] | 1 | 500 |  |  | 500
8 | 14 |  | AC Moter 3phase 400v | No | 750 | [6 empty] | 3 | 2250 |  |  | 2250
9 | 19 | ZZ2Z005003 | Earth brass chain | No | 50 | [6 empty] | 5 | 250 |  |  | 250
10 | 23 | PP0P010002 | Trunbuchle huch type heavy duty | No | 300 | 6 | 1800 | [8 empty] | 1800
11 | 24 | PP0P010003 | Trunbuchle steeldully not dip Gal.20mm 70KN load | No | 200 | 8 | 1600 | [8 empty] | 1600
12 | 25 |  | Trunbuchale | No | 75 | 5 | 375 | [8 empty] | 375
13 | 26 | PP4P406006 | Steel Rack | No | 1000 | 1 | 1000 | [8 empty] | 1000
14 | 27 | PP4P401001 | Steel Almira Godrej make | No | 5000 | 1 | 5000 | [8 empty] | 5000
15 | 29 | PP0P021016 | Pully block single sleave | No | 50 | 1 | 50 | [8 empty] | 50
16 | 30 | PP0P021014 | Pully block three sleave | No | 75 | 1 | 75 | [8 empty] | 75
17 | 31 | PP0P021013 | Pully block four sleave | No | 100 | 3 | 300 | [8 empty] | 300
18 | 32 | PP1P114027 | D. sppaner | No | 30 | 1 | 30 | [8 empty] | 30
19 | 34 | PP0P021032 | Snatch pully block | No | 100 |  |  | 28 | 2800 | [6 empty] | 2800
20 | 35 | PP0P021023 | Pully lefting machine heavy pulling 3ton cap 5ton lefting | No | 700 | [8 empty] | 1 | 700 | 700
Misc -Store obsolete
1 | 14 | KK2K102004 | Iron Base of LA | No | 75 | [6 empty] | 3 | 225 |  |  | 225
2 | 15 | KK2K102009 | Ring for LA 132kv o/u | No | 100 | [6 empty] | 6 | 600 |  |  | 600
3 | 16 | PP1P138003 | Hydrolic jack 50Ton cap o/u Repairble | No | 120 | [6 empty] | 4 | 480 |  |  | 480
Fitting 400kv and accessories
1 | 5 | II5I505002 | Fitting double suspension for moose conductor 400kv | No | 500 |  |  |  |  | 16 | 8000 |  |  |  |  | 8000
2 | 6 | II5I505002 | Do- w/o crona ring | No | 450 |  |  |  |  | 9 | 4050 |  |  |  |  | 4050
3 | 7 | II5I505002 | Do- w/o 1No carona ring | No | 450 |  |  |  |  | 1 | 450 |  |  |  |  | 450
4 | 8 | II5I502002 | Fitting double tension for moose conductor 400kv line | No | 6000 |  |  |  |  | 2 | 12000 |  |  |  |  | 12000
5 | 9 | II5I502002 | Fitting double tension for moose conductor w/o Dead end& allu. Portion 400kv line inc. | No | 4000 |  |  |  |  | 13 | 52000 |  |  |  |  | 52000
6 | 10 | II5I501002 | Fitting tension for moose conductor w/o steel & Allu portion | No | 4000 |  |  |  |  | 1 | 4000 |  |  |  |  | 4000
7 | 11 | II5I501002 | Dead End Allu portion only ACSR moose conductor | No | 100 |  |  |  |  | 1 | 100 |  |  |  |  | 100
8 | 12 | II5I501002 | Dean End steel portion for moose conductor | No | 100 |  |  |  |  | 8 | 800 |  |  |  |  | 800
9 | 13 | II4I404004 | Cusioned spacer bundle spacer for 400kv line w/o retaring rod | No | 100 |  |  |  |  | 128 | 12800 |  |  |  |  | 12800
10 | 14 | II4I404004 | Cussioned spacer bundle spacer with Retaring Rod | No | 200 |  |  |  |  | 35 | 7000 |  |  |  |  | 7000
11 | 15 | II4I404004 | Jamper spacer for moose 400kv line | No | 100 |  |  |  |  | 30 | 3000 |  |  |  |  | 3000
12 | 16 | II4I406007 | Retaring Rod o/u 400kv line | No | 200 |  |  |  |  | 29 | 5800 |  |  |  |  | 5800
13 | 17 | II4I403001 | Carona Ring for suspension type | No | 500 |  |  |  |  | 10 | 5000 |  |  |  |  | 5000
14 | 18 | II4I403002 | Carona Ring for 400kv line double suspension fitting | No | 1000 |  |  |  |  | 6 | 6000 |  |  |  |  | 6000
15 | 19 | II3I302001 | Repair sleave for moose conductor | No | 100 |  |  |  |  | 119 | 11900 |  |  |  |  | 11900
16 | 20 | II3I303001 | Vibration damper | No | 200 |  |  |  |  | 560 | 112000 |  |  |  |  | 112000
17 | 21 | II3I305001 | Armound Rod for moose conductor | Set | 100 |  |  |  |  | 5 | 500 |  |  |  |  | 500
18 | 22 | PP0P002007 | Arival Roller for 400kv line cycle | No | 500 |  |  |  |  | 2 | 1000 |  |  |  |  | 1000
19 | 23 | PP1P148026 | Bridge with coupling lader | No | 500 |  |  |  |  | 3 | 1500 |  |  |  |  | 1500
20 | 24 | PP1P138012 | Drum coupling Divice with jack for moose conductor | No | 10000 |  |  |  |  | 3 | 30000 |  |  |  |  | 30000
21 | 25 | PP1P138012 | Jack for lefting conductor drum | No | 1000 |  |  |  |  | 2 | 2000 |  |  |  |  | 2000
22 | 26 | PP0P002007 | Arival Roller twin for 400kv line | No | 750 |  |  |  |  | 9 | 6750 |  |  |  |  | 6750
23 | 27 | II3I301001 | Joint mid spair for moose w/o steel portion 400kv line | No | 100 |  |  |  |  | 21 | 2100 |  |  |  |  | 2100
24 | 28 | II4I403001 | Carona Ring for single suspension fitting for ACSR conductor repairble. | No | 200 |  |  |  |  | 18 | 3600 |  |  |  |  | 3600
Fitting 220/132kv and accessories
1 | 1 | II5I504003 | Fitting single suspension 220kv 13unit for ACSR Dear | Set | 500 |  |  |  |  | 20 | 10000 |  |  |  |  | 10000
2 | 3 | II5I504004 | Fitting single suspension for ACSR Zebra conductor incomplete. | No | 700 |  |  |  |  | 15 | 10500 |  |  |  |  | 10500
3 | 5 | II5I501004 | Fitting tension for ACSR Zebra conductor | No | 800 |  |  |  |  | 3 | 2400 |  |  |  |  | 2400
4 | 6 | II5I505004 | Fitting double suspension 220kv 15unit.. | Set | 1000 |  |  |  |  | 20 | 20000 |  |  |  |  | 20000
5 | 7 | II5I501004 | Fitting single tension 220kv 16unit w/o dead end Allu. | No | 1000 |  |  |  |  | 6 | 6000 |  |  |  |  | 6000
6 | 8 | ZZ2Z005002 | Fitting double tension 220kv 16unit 120sqmm sp.cond. | Set | 1500 |  |  |  |  | 27 | 40500 |  |  |  |  | 40500
7 | 9 | ZZ2Z005002 | Fitting double suspension 9unit for 120sqmm sp.cond. | Set | 800 |  |  |  |  | 124 | 99200 |  |  |  |  | 99200
8 | 10 | II5I505006 | Fitting double suspension 132kv 52sqmm sp. Conductor | Set | 800 |  |  |  |  | 103 | 82400 |  |  |  |  | 82400
9 | 11 | II5I504006 | Fitting suspension 132kv 8unit for sp.conductor panther | Set | 300 |  |  |  |  | 140 | 42000 |  |  |  |  | 42000
10 | 12 | ZZ2Z005002 | Fitting double tension 132kv 10unit 120sqmm sp. Cond. | No | 1500 |  |  |  |  | 153 | 229500 |  |  |  |  | 229500
11 | 13 | II5I502006 | Fitting double 132kv 10unit 52sqmm sp. Conductor | No | 1200 |  |  |  |  | 115 | 138000 |  |  |  |  | 138000
12 | 14 | II5I505005 | Fitting double suspension panther | No | 1500 |  |  |  |  | 21 | 31500 |  |  |  |  | 31500
13 | 16 | II3I301002 | Joint mid spair for dear w/o steel portion | No | 400 |  |  |  |  | 1 | 400 |  |  |  |  | 400
14 | 17 | II3I301003 | Joint mid spair for ACSR zebra conductor allu. | No | 100 |  |  |  |  | 42 | 4200 |  |  |  |  | 4200
15 | 19 | II3I301004 | Joint mid spair for panther conductor w/o steel portion | No | 100 |  |  |  |  | 41 | 4100 |  |  |  |  | 4100
16 | 21 | II3I302002 | Repar sleave for dear | No | 100 |  |  |  |  | 9 | 900 |  |  |  |  | 900
17 | 22 | II3I302003 | Repair sleave for zebra conductor | No | 100 |  |  |  |  | 33 | 3300 |  |  |  |  | 3300
18 | 23 | II3I302007 | Repair sleave o/s | No | 50 |  |  |  |  | 12 | 600 |  |  |  |  | 600
19 | 24 |  | sleave for dog/Raccom conductor | No | 100 |  |  |  |  | 24 | 2400 |  |  |  |  | 2400
20 | 25 | II3I303003 | Vibration damper for ACSR Zebra conductor | No | 201 |  |  |  |  | 188 | 37788 |  |  |  |  | 37788
21 | 26 |  | Vibration damper | No | 52 |  |  |  |  | 79 | 4108 |  |  |  |  | 4108
22 | 27 | II3I303007 | Vibration damper for 66kv line o/u dismanrled | No | 51 |  |  |  |  | 76 | 3876 |  |  |  |  | 3876
23 | 28 | II3I305002 | Armound Rod for dear conductor | No | 50 |  |  |  |  | 6 | 300 |  |  |  |  | 300
24 | 29 | ZZ2Z005002 | Socket claves | No | 98 |  |  |  |  | 53 | 5194 |  |  |  |  | 5194
25 | 30 | II3I307006 | Danger plate 132kv line | No | 100 |  |  |  |  | 166 | 16600 |  |  |  |  | 16600
26 | 31 | II4I406005 | Anti clamping device for 132kv line | Set | 102 |  |  |  |  | 1 | 102 |  |  |  |  | 102
27 | 32 | II3I304003 | Hunger fullthread with nut one side bolted | No | 222 |  |  |  |  | 23 | 5106 |  |  |  |  | 5106
28 | 33 | PP0P006001 | Die set for ACSR Moose Allu. | No | 800 |  |  |  |  | 1 | 800 |  |  |  |  | 800
29 | 34 | PP0P006002 | Die set for ACSR Moose steel | No | 700 |  |  |  |  | 1 | 700 |  |  |  |  | 700
30 | 35 | PP0P006005 | Die set ACSR Zebra Allu. | No | 800 |  |  |  |  | 1 | 800 |  |  |  |  | 800
31 | 36 | PP0P006006 | Die set ACSR Zebra steel | No | 700 |  |  |  |  | 1 | 700 |  |  |  |  | 700
32 | 37 | PP0P006011 | Die set earth wire 7/10SWG | No | 600 |  |  |  |  | 1 | 600 |  |  |  |  | 600
33 | 38 | PP0P006012 | Die set earth wire 7/9SWG | No | 600 |  |  |  |  | 1 | 600 |  |  |  |  | 600
34 | 39 | PPOP001013 | Come along clamp E/W 7/10SWG | No | 500 |  |  |  |  | 2 | 1000 |  |  |  |  | 1000
35 | 40 | PP0P006013 | Jointing die for Raccom conductor | No | 25 |  |  |  |  | 1 | 25 |  |  |  |  | 25
36 | 41 | ZZ2Z005002 | Dead End body4101 | No | 95 |  |  |  |  | 12 | 1140 |  |  |  |  | 1140
37 | 42 | ZZ2Z005002 | Dead end joint | No | 65 |  |  |  |  | 4 | 260 |  |  |  |  | 260
38 | 43 | PP0P002005 | Roller Alluminum | No | 55 |  |  |  |  | 3 | 165 |  |  |  |  | 165
39 | 44 | PP0P002003 | Roller ground for panther | No | 500 |  |  |  |  | 30 | 15000 |  |  |  |  | 15000
40 | 45 | PP1P138011 | Jack for template | No | 100 |  |  |  |  | 10 | 1000 |  |  |  |  | 1000
41 | 46 | II3I304003 | Hunger for 132kv line | No | 25 |  |  |  |  | 2 | 50 |  |  |  |  | 50
42 | 47 | II4I402002 | Arking Horn for 132kv line | No | 15 |  |  |  |  | 11 | 165 |  |  |  |  | 165
Damaged & Unserviceable Items
1 | 19 | SS3S301010 | Fixed contact 132kv EMC make isolator u/s | No | 50 | [8 empty] | 1 | 50 | 50
2 | 210 | VV3V305009 | 33kv ct o/u dis obsolete unserviceable | No | 1000 | [8 empty] | 3 | 3000 | 3000
3 | 211 | VV3V305009 | 33kv CT brunt /damaged | No | 1000 | [8 empty] | 1 | 1000 | 1000
4 | 220 | JJ0J005007 | 33kkv cb damaged scrap incomplete | No | 1000 | [8 empty] | 1 | 1000 | 1000
5 | 223 | JJ0J005006 | 132KV Circuit breaker damaged,incomplete scrap | No | 20000 | [8 empty] | 1 | 20000 | 20000
Scrap
1 | 16 | FF0F015002 | Tower part o/ u dismantled Scrap. | MT | 20000 | [8 empty] | 0.175 | 3500 | 3500
2 | 17 | AA1A101002 | Earth wire scrap | Kg | 20 | [8 empty] | 495 | 9900 | 9900
8 | 23 | FF0F015002 | G.I tower part old & used dismantled (Scrap) | Kg | 35 | [8 empty] | 6005 | 210175 | 210175
9 | 24 | AA0A002004 | ACSR Panther conductor (O&U) cut & bits (Scrap) | Kg | 60 | [8 empty] | 2735 | 164100 | 164100
|  |  | Spare Part of Transformer | [12 empty] | 0
1 |  | VV2V203001 | Good quality silica gel in blue crystal in size 6-8 mm | Kg | 446.04 | 25 | 11151 | [8 empty] | 11151
Total(in Rs) | [6 empty] | 2566603.1 |  | 3550 |  | 1485669 |  | 1943456.11 |  | 432330 | 6431608.21
Grand Total(in Rs) | [5 empty] | 6431608.21
INVENTORY
|  | Name of Zone |  | Garhwal
|  | Name of Circle |  | Roorkee
|  | Name of Division |  | 220 KV O&M Division Roorkee
|  | Name of Substation |  | 220 KV S/S Roorkee
|  | Month of |  | 2026-05-01
|  | S.No. | Name of Item | Unit | Unit Rate (Rs) | Useable |  | Serviceble |  | Non-Moving |  | Obsolete |  | Screp |  | Remark
[6 empty] | Qty | Total Amount in Rs. | Qty | Total Amount in Rs. | Qty | Total Amount in Rs. | Qty | Total Amount in Rs. | Qty | Total Amount in Rs.
|  | 1 | 132 kv BHEL make 3 pole circuit Breaker without structure (old & used) obsolete. | Nos | 2500 | [8 empty] | 2 | 5000 | recommended to survey
|  | 2 | Clamp & Connector Scrap.(Aluminium Alloy) | Kg | 50 | [8 empty] | 92 | 4600
|  | 3 | 33 KV CT Damage | Nos | 500 | [8 empty] | 1 | 500
|  | 4 | 132 KV CT Damage | Nos | 1500 | [8 empty] | 1 | 1500
|  | 5 | Motor T/F cooling Fan Damage | Nos | 500 | [8 empty] | 3 | 1500
|  | 6 | 8 Window Annunciat Difective unuseble | Nos | 15 | [8 empty] | 8 | 120
|  | 7 | 220 KV CVT Damage | Nos | 2000 | [8 empty] | 1 | 2000
|  | 8 | 33 KV NCVT Damage | Nos | 800 | [8 empty] | 1 | 800
|  | 9 | 220 kv BHEL make 3 pole circuit Breaker without structure (old & used) obsolete. | Nos | 5000 | [8 empty] | 3 | 15000 | recommended to survey
|  | 10 | T/F oil drum empty | Nos | 200 | [8 empty] | 8 | 1600
|  | 11 | 132 KV central break isolator,O/U Dismentied. | Nos | 10000 | [6 empty] | 1 | 10000
|  | 12 | Wave trap without PLCC coupling. Oid & used | Nos | 5000 | [6 empty] | 2 | 10000
|  | 13 | 220 KV CVT 1ph.desmantle,obsolete. | Nos | 2000 | [6 empty] | 8 | 16000
|  | 14 | 220 KV LA 1ph.desmantle,obsolete. | Nos | 100 | [6 empty] | 7 | 700
|  | 15 | 132 KV CT 1ph.desmantle,obsolete. | Nos | 1000 | [6 empty] | 6 | 6000
|  | 16 | 220 KV circuit breaker 2ph.desmantle,obsolete. | Nos | 2500 | [6 empty] | 1 | 2500
|  | 17 | 220 KV current transformer 1ph.desmantle,obsolete. | Nos | 2000 | [6 empty] | 20 | 40000
|  | 18 | Energy meter secure old & used | Nos | 1000 | [6 empty] | 8 | 8000
|  | 19 | Energy meter L&T old & used | Nos | 1000 | [6 empty] | 5 | 5000
|  | 20 | 220 kv CT,600/1 amp.STC MakeSl.no.-2015/2102 | Nos | 485212.5 |  |  |  |  | 1 | 485212.5
|  | 21 | 220 KV Current transformer 1ph. | Nos | 365389.5 |  |  |  |  | 2 | 730779
|  | 22 | 220 KV Isolator 3ph. | Nos | 370968.79 |  |  |  |  | 21 | 7790344.59
|  | 23 | 132KV Isolator 3ph. | Nos | 202698.48 |  |  |  |  | 4 | 810793.92
|  | 24 | structure(220 KV BHEL Make Circuit breaker) old & used incomplete. | Nos | 1000 | 7 | 7000
|  | 25 | 220 KV central break isolator,O/U Dismentied. | Nos | 12000 | 3 | 36000
|  | 26 | Repair sleave for ACSR zebra conductor | Nos | 1225.76 | 10 | 12257.6
|  | 27 | Joint mid span for ACSR zebra conductor. | Nos | 794.5 | 7 | 5561.5
|  | 28 | joint mid spam 7/9 E/W | Nos | 113.5 | 4 | 454
|  | 29 | Repair sleeve for Dear conductor | Nos | 1702.56 | 3 | 5107.68
|  | 30 | Double tension compressor type single zebra conductor fitting. | Nos | 15379 | 2 | 30758
|  | 31 | Yoke Plate size 360x110x14 mm | Nos | 1370 | 2 | 2740
|  | 32 | Raychem make 33 kv outdoor termination kit 3x300 sq.mm | Nos | 19558.5 | 1 | 19558.5
|  | 33 | 33 kv CT 1000/1 amp. 3core ac.0.2 | Nos | 33804.5 | 4 | 135218
|  | 34 | ACSR zebra conductor. | KM | 231480 | 0.5 | 115740
|  | 35 | ACSR Zebra conductor cutbit o/u. | Mtr | 60 | 500 | 30000
|  | 36 | Cable termination block | Nos | 120 | 70 | 8400
|  | 37 | Buccholz Relay GOR-3 | Nos | 38940 | 2 | 77880
|  | 38 | GI Structure for 132 kv Gantry beem with N&B incumplete. | MT | 89707 | 0.86 | 77148.02
|  | 39 | GI Structure for 132 kv Gantry column with N&B incumplete. | MT | 89707 | 1.64 | 147119.48
|  | 40 | 220 KV DD+0 Tower wightout stub. | MT | 112100 | 8.738 | 979529.8
|  | 41 | Disc insulator 160 Kn | Nos | 1654.226 | 327 | 540931.902
|  | 42 | Cotrol panal protection tranfer switch.RBC 250P12246ZW 95/L,25A/660V AC Recom make(NIT) | Nos | 20237 | 1 | 20237
|  | 43 | GI Tower Parts (Templates Old and Used) | MT | 50000 | 3.15 | 157500
|  | 44 | Disc insulator 120 KN | No. | 1121 | 18 | 20178
|  | 45 | ACSR Deer conductor tension Fitting with jumper cone. | Nos | 8496 | 1 | 8496
|  | 46 | Single Tension Zebra fitting with jumper cone. | Nos | 14750 | 26 | 383500
|  | 47 | 33 KV Isolator Jaw made of three No. copper step. | Nos | 5310 | 2 | 10620
|  | 48 | Molecular sives filter capacity 55 kg | Nos | 105680.8 | 8 | 845446.4
|  | 49 | Max. Min. Register 200 Page | Nos | 510 | 2 | 1020
|  | 50 | Supply position Register 200 Page | Nos | 520 | 2 | 1040
|  | 51 | Battery Register 200 Page | Nos | 510 | 2 | 1020
|  | 52 | Control cable 2x2.5 Sq.mm | KM | 139240 | 1.7 | 236708
|  | 53 | Control cable 4x2.5 Sq.mm | KM | 224200 | 1.42 | 318364
|  | 54 | Control cable 6x2.5 Sq.mm | KM | 316240 | 1.75 | 553420
|  | 55 | Control cable 10x2.5 Sq.mm | KM | 483800 | 0.57 | 275766
|  | 56 | 33 KV CT Rod with Nut & Bolt | Nos | 4082.8 | 5 | 20414
|  | 57 | 33 KV CT Terminal brass sleev | Nos | 4277.5 | 5 | 21387.5
|  | 58 | 33 KV CT clamp suitable for Zebra conductor | Nos | 1681.5 | 5 | 8407.5
|  | 59 | 16 Amp.double pole DC, MCB | Nos | 1911.6 | 2 | 3823.2
|  | 60 | Boltless wedge 4 hole pad connector swteble for ACSR panther to penther | Nos | 16815 | 2 | 33630
|  | 61 | Boltless CT connector swteble for panther to penther | Nos | 16255 | 2 | 32510
|  | 62 | C-Type wedge connector swteble panther to panther | Nos | 7847 | 3 | 23541
|  | 63 | C-Type wedge connector swteble Zebra to Zebra | Nos | 8407.5 | 6 | 50445
|  | 64 | C-Type wedge connector swteble Moose to Moose | Nos | 8575.7 | 2 | 17151.4
|  | 65 | C-Type wedge connector swteble Moose to Panther | Nos | 8015.2 | 3 | 24045.6
|  | 66 | C-Type wedge connector swteble Moose to Zebra | Nos | 7847 | 6 | 47082
|  | 67 | C-Type wedge connector swteble Zebra to panther | Nos | 7286.5 | 5 | 36432.5
|  | 68 | Oxide inhibiting electrical joint compound ( AL-AL) 226 GM Bottle | Nos | 14219 | 1 | 14219
|  | TOTAL Items |  |  |  | 1071.328 |  | 0 |  | 28 |  | 58 |  | 120 |  | 1277.328
|  | Grand TOTAL(in Rs.) |  |  |  |  | 5397808.582 |  | 0 |  | 9817130.01 |  | 98200 |  | 32620 | 15345758.592
Inventory Month of May-2026
Name of Zone: Garhwal Zone
Name of Circle: O&M,Circle Roorkee
Name of Division: 220kV O&M,Division,Roorkee
Name of Substation: 132kV Substation,Roorkee
|  | S.No | Name of Item | Unit | Unit Rate in Rs | Useable |  | None Moving |  | Unserviceable |  | Obsolete |  | Scrap |  | Remark | Survey done
[6 empty] | Qty. | Total Amount In Rs | Qty. | Total Amount In Rs | Qty. | Total Amount In Rs | Qty. | Total Amount In Rs | Qty. | Total Amount In Rs
|  | 1 | C&R pannel O/U dismentled,obsolete,unserviceable,incomplete | Nos | 500 | [8 empty] | 3 | 1500 |  | recommended to survey
|  | 2 | 33kV CT Burnt & Damage | Nos | 750 | [8 empty] | 1 | 750
|  | 3 | SP-55 pole O/U dismantled rusted scrap | Nos | 2000 | [8 empty] | 14 | 28000
|  | 4 | 132kV LA damage | Nos | 200 | [8 empty] | 2 | 400
|  | 5 | L&T Energy meter o/u dismantled | Nos | 1000 | [8 empty] | 8 | 8000
|  | 6 | ABT Energy meter secure make o/u dismantled | Nos | 1000 | [8 empty] | 2 | 2000
|  | 7 | 132 KV CVT Damage | No | 2000 | [8 empty] | 1 | 2000
|  | 8 | Energy meter O/U | No | 500 | [8 empty] | 6 | 3000
|  | 9 | Alapha meter A2 3- phase 4 wire CT/PT aperated micro process box electric trivector (O/U) | No | 1000 | [8 empty] | 1 | 1000
|  | 10 | Contact coil for 132 KV G.E.C Make OCB in scrap | No | 50 | [8 empty] | 1 | 50
|  | 11 | Contact coil for SMC Make OCB 132 KV in scrap | No | 50 | [8 empty] | 1 | 50
|  | 12 | Aluminium Scrap | kg | 100 | [8 empty] | 17.5 | 1750
|  | 13 | Empty gas cylinder of 9.0 kg cap. | Nos | 300 | [8 empty] | 1 | 300
|  | 14 | 33kV PT defective (single phase) | Nos | 1000 | [8 empty] | 1 | 1000
|  | 15 | 132kV isolator O/U dismentled,without PI,incomplete,unserviceable | Nos | 10000 | [8 empty] | 2 | 20000
|  | 16 | 33 KV Control panel of Cap Bank,o/U,dismentled incomplete | Nos | 1000 | [8 empty] | 1 | 1000
|  | 17 | RTCC Panel O/U Dismentled,Unserviciable incomplete | Nos | 5000 | [8 empty] | 2 | 10000
|  | 18 | 66kV CVT o/u dismantled | Nos. | 5000 | [8 empty] | 2 | 10000
|  | 19 | 33 KV CT Ratio 800/400/1 AMP (O/U, Defective , Repairable) | Nos | 2000 | [8 empty] | 1 | 2000
|  | 20 | 132kV CT,200/1,Dismentled Obsolete unserviceable | Nos | 10000 | [8 empty] | 2 | 20000
|  | 21 | Explusion type fuse link of 20 amp of 33 KV CAP Bank (O/U) obsulate in scrap | kg | 200 | [8 empty] | 2.5 | 500
|  | 22 | Amp Meter Selector switch for 11 KV Bimco make OCB | No | 500 | [8 empty] | 4 | 2000
|  | 23 | 132KV CVT O/U Dismentled, 0.2 Class Accuracy | Nos | 25000 | [8 empty] | 1 | 25000
|  | 24 | MS Alloy(cast iron) | Kg | 20 | [8 empty] | 650 | 13000
|  | 25 | 132kV CT,800/400/1,O/U,Dismentled | No. | 20000 | [8 empty] | 1 | 20000
|  | 26 | 33 KV Circuit Breaker Damage | No. | 5000 | [8 empty] | 1 | 5000
|  | 27 | 33 KV PT (I/D) Type | Nos | 27564 |  |  | 3 | 82692
|  | 28 | P N structure (O/U) NCT Make. | Nos | 1000 | 1 | 1000
|  | 29 | Empty oil drum | Nos | 200 | 10 | 2000
|  | 30 | Empty Transformer Oil drum 209Ltr capacity | Nos | 500 | 6 | 3000
|  | 31 | Under Voltage JVS/ Ashida Relay | Nos | 21000 | 1 | 21000
|  | 32 | Repair sleeve for panther conductor with 2 parts for Al Alloy | Nos | 851.25 | 3 | 2553.75
|  | 33 | H.T C mater yoke plate of size 360x110x14 mm with 5 Nos holes. | Nos | 1327.95 | 6 | 7967.7
|  | 34 | T-Connector Panther to Panther | Nos | 1007.68 | 16 | 16122.88
|  | 35 | G.I Earth wire Fitting for 7/9 SWG | Nos | 1700.23 | 14 | 23803.22
|  | 36 | Extension link For E/W Clamp | Nos | 340.5 | 15 | 5107.5
|  | 37 | 132 KV Line Isolater | Nos | 266350.66 | 1 | 266350.66
|  | 38 | 132 KV CVT | Nos | 257637 | 3 | 772911
|  | 39 | 66kV CT 200/100/1Amp 3 Core | Nos | 64428 | 3 | 193284
|  | 40 | 36kV.1ph.Dead Tank CT 400/200/1 | Nos | 27400 | 1 | 27400
|  | 41 | ACSR Panther Conductor | Mtr | 115.535 | 650 | 75097.75
|  | 42 | TNC switch for 33 KV, ABB make circuit breaker. | Nos | 3796.65 | 2 | 7593.3
|  | 43 | TNC switch for 33 KV,CGL make circuit breaker. | Nos | 3621.42 | 2 | 7242.84
|  | 44 | Local/Remote switch for 33 KV circuit breaker CGL Make | Nos | 4088.7 | 2 | 8177.4
|  | 45 | 120 KV Surge Arrestor( in two parts) | Nos | 100398.33 | 2 | 200796.66
|  | 46 | 30 KV surge arrestor | Nos | 24288.33 | 2 | 48576.66
|  | 47 | Molecular sives filter capacity 55 kg | Nos | 105680.8 | 4 | 422723.2
|  | 48 | Control cable 2x2.5 Sq.mm | Km | 139240 | 1.304 | 181568.96
|  | 49 | Control cable 4x2.5 Sq.mm | Km | 224200 | 1.4 | 313880
|  | 50 | Control cable 6x2.5 Sq.mm | Km | 316240 | 1.63 | 515471.2
|  | 51 | 33 KV CT 800/400/1 Old and used | No | 1000 | 4 | 4000
|  | 52 | Limit switch for PRV, 40 MVA Transformer. | No | 7021 | 1 | 7021
|  | 53 | 2x12 window annunciator, supply voltage 110 V, DC | No. | 28025 | 3 | 84075
|  | 54 | 16 window annunciator, supply voltage 110 V, DC | No. | 28025 | 4 | 112100
|  | 55 | 12 window annunciator, supply voltage 110 V, DC | No. | 28025 | 4 | 112100
|  | 56 | Boltless CT connector suitable for panther to panther | No. | 16815 | 4 | 67260
|  | 57 | Boltless CT connector suitable for Moose to Moose | No. | 8239.4 | 1 | 8239.4
|  | 58 | C-Type wedge connector ssuitable panther to panther | No. | 7847 | 4 | 31388
|  | 59 | C-Type wedge connector suitable Zebra to Zebra | No. | 8407.5 | 8 | 67260
|  | 60 | C-Type wedge connector suitable Moose to Moose | No. | 8575.7 | 4 | 34302.8
|  | 61 | C-Type wedge connector suitable Zebra to panther | No. | 7286.5 | 11 | 80151.5
|  | 62 | 132 KV HTLS Dead end fitting | No | 22420 | 4 | 89680
|  | 63 | Oxide inhibiting electrical joint compound ( AL-AL) 226 GM Bottle | No. | 14219 | 1 | 14219
|  | 64 | Oxide inhibiting electrical joint compound ( CU-CU) 226 GM Bottle | No. | 15399 | 1 | 15399
|  |  | Total=Item/Amount |  |  | 802.334 | 3850824.38 | 3 | 82692 | 0 | 0 | 0 | 0 | 729 | 178300 | 4111816.38 | 1534.334
INVETORY
| Name of Zone |  | Garhwal
| Name of Circle |  | Roorkee
| Name of Division |  | 220 KV O&M Roorkee
| Name of Substation |  | 132 kv s/s Manglore
|  | Month | 2026-05-01
[6 empty] | Useable |  | Unserviceable |  | Non-moving |  | Obsolete |  | Scrap |  | SURVEY YEAR | . SURVEY YEAR 2021-22 | PERPOSED. . SURVEY YEAR 2023-24
| S.NO. | Item code | Name of Item | Unit | Unit Rate in Rs | Oty | Total Amount in Rs. | Oty | Total Amount in Rs. | Oty | Total Amount in Rs. | Oty | Total Amount in Rs. | Oty | Total Amount in Rs.
| 1 | TT1T101029 | Log Sheet Manglore | Nos. | 1472.64 | 0 | 0
| 2 |  | Bolted type tension fitting for panther | Nos. | 1200 | 3 | 3600
| 3 | II5I501010 | Earth wire tension fitting | Nos. | 600 | 7 | 4200
| 4 | II3I302004 | Repair sleev for Panther conductor | Nos. | 600 | 2 | 1200
| 5 | II3I301004 | Midspan Joint for panther conductor | Nos. | 400 | 2 | 800
| 6 | II3I301009 | Midspan Joint for earth wire | Nos. | 150 | 6 | 900
| 7 |  | Ring type 200/100-5 Amp, LT CTs | Nos. | 795 | 3 | 2385
| 8 | VV2V204001 | Transformer oil | Kltrs. | 40000 | 0.275 | 11000 | 0.025
| 9 | VV6V505002 | 36/110 Potential Transformer | Nos. | 28540 | 1 | 28540
| 10 | AA0A002003 | ACSR Zebra Conductor | Mtrs. | 231 | 180 | 41580
| 11 | AA0A001001 | Tarantula Conductor in Cut Bite O/U | Mtrs. | 140 | 85 | 11900
| 12 |  | Plastic Seal | Nos. | 16.68 | 86 | 1434.48
| 13 |  | 145 KV CT old & used dismantle | Nos. | 30000 | 1 | 30000
| 14 |  | 132 KV CT old & used dismantle | Nos. | 30000 | 3 | 90000
| 15 |  | Vibration Damper(Receive form HTLS Project) | Nos. | 3621 | 56 | 202776
| 16 |  | Repair Sleeve(Receive form HTLS Project) | Nos. | 1917 | 26 | 49842
| 17 |  | O/U Dismantled 33kv CT 400/1 Amp | Nos. | 3000 | 1 | 3000
| 18 |  | PVC Control Cable 10 Core 2.5 sq.mm O/U Dismantled in Cut Length (Receive Back) | Mtrs. | 40 | 180 | 7200
| 19 | AA0A002004 | ACSR Panther Conductor | Mtrs. | 115.535 | 60 | 6932.1 | 5
| 20 | II3I301004 | Compresion Type Mid Span Joint for panther Cond. | Nos. | 1015 | 1 | 1015
| 21 | AA0A002005 | ACSR Panther Conductor (Receive back from gold Plus Material) | Km. | 115535 | 1.477 | 170645.195
| 22 |  | 33 KV CT old & used dismantle 400/200/1 (Recive Back) | Nos. | 5000 | 2 | 10000
| 23 |  | 33KV isolator With Out E/S 12Amp | Nos. | 49560 | 1 | 49560
| 24 |  | Silica gel blue crystal in size 6-8mm | kg. | 395.3 | 5 | 1976.5
| 25 |  | Anchor Bolt 40 mm Φ | Nos. | 1000 |  |  |  |  | 48 | 48000
| 26 |  | Bolted type tension fitting Dismantled for Tarantula to Tarantula cond. O/U | Nos. | 2000 |  |  |  |  | 12 | 24000
| 27 | II1I106001 | T Clamp for Tarantula to Tarantula cond. O/U | Nos. | 300 |  |  |  |  | 4 | 1200
| 28 |  | T/F Bushing Clamp for Tarantula to Tarantula cond. O/U | Nos. | 500 |  |  |  |  | 3 | 1500
| 29 | II2I204001 | CB Clamp for Tarantula to Tarantula cond. O/U | Nos. | 350 |  |  |  |  | 10 | 3500
| 30 | II0I009001 | PG Clamp Dog.to Dog. | Nos. | 150 | [6 empty] | 7 | 1050
| 31 | AA0A002007 | ACSR Dog Conductor | Mtrs. | 45 | [6 empty] | 74 | 3330
| 32 | CC3C308009 | 11kv O/D termination kit 3*70 sq.mm | Nos. | 1200 | [6 empty] | 2 | 2400
| 33 | CC3C308007 | 11kv O/D termination kit 3*120 sq.mm | Nos. | 1500 | [6 empty] | 1 | 1500
| 34 |  | Top Chanel | Nos. | 175 | [6 empty] | 12 | 2100
| 35 |  | Cross arm holding Clamp | Nos. | 30 | [6 empty] | 42 | 1260
| 36 |  | Brasing Clamp | Nos. | 30 | [6 empty] | 28 | 840
| 37 |  | Energy Meter O/U Dismantled Secure make | Nos. | 1000 | [6 empty] | 5 | 5000
| 38 |  | Energy Meter O/U Dismantled L&T | Nos. | 1000 | [6 empty] | 2 | 2000
| 39 | II0I001007 | 70 KN Disc InsulatorO/U Dismantled | Nos. | 20 | [6 empty] | 331 | 6620
| 40 | II0I001005 | 120 KN Disc InsulatorO/U Dismantled | Nos. | 25 | [6 empty] | 571 | 14275
| 41 |  | Analog type MW Meter (O/U) Dismantle | Nos. | 1000 | [6 empty] | 2 | 2000
| 42 |  | Analog type MVAR Meter (O/U) Dismantle | Nos. | 1000 | [6 empty] | 2 | 2000
| 43 |  | Energy Meter O/U Dismantled Obsolate (secure Make) | Nos. | 20 | [6 empty] | 13 | 260
| 44 |  | Energy Meter O/U Dismantled Obsolate (L&T Make) | Nos. | 20 | [6 empty] | 2 | 40
| 45 |  | 33 kv Defective CT 400/200/1 (o/u) dismantle Obsolate | Nos. | 1000 | [6 empty] | 1 | 1000
| 46 |  | Alu. Alloy Clamp Scarp | Kg. | 80 | [8 empty] | 33 | 2640 | 16 KG.2018-19 | 33 KG.2022-23
| 47 | MM0M004006 | O/U Dismantled Defectiv Rex 521 Numerical Realy as Srap. | Nos. | 50 | [8 empty] | 4 | 200 | 2 NO.2020 | 2 NO.2022-23 | 2 NO.2023-24
| 48 | MM0M004005 | O/C,E/F,IDMT Relay O/U Dismanlted obsolate as scarp | Nos. | 20 | [8 empty] | 2 | 40 | 8 NO.2020 | 2NO.2022-23
| 49 |  | CT/CVT Junction Box OLD& Used Dismanteld in Scrap. | Kg. | 10 | [8 empty] | 18 | 180 |  | 2022-23
| 50 | MM0M002009 | O/U Dismantled Defective Numerical Tranformer deffrintial protection Realy as Scrap. | Nos. | 50 | [8 empty] | 1 | 50 |  | 2022-23
| 51 |  | O/U Dismantled Energy Meter Box in Scrap | Kg. | 10 | [8 empty] | 32 | 320 |  | 2022-23
| 52 |  | Control cable 2.5*4 core O/U Dismanted cut & bite in length in scrap(received back) | Mtrs. | 1 | [8 empty] | 48 | 48 |  | 2022-23
| 53 |  | 70 KN Silicon Insulator HTLS O/U Dismantled Diffective & damaged as scrap | Nos. | 10 | [8 empty] | 1 | 10 |  | 2022-23
| 54 |  | Control cable 2.5*6 core O/U Dismanted cut & bite in length in scrap(received back) | Mtrs. | 1 | [8 empty] | 150 | 150 |  | 2022-23
| 55 |  | 33kv Breaker Bursted & Damaged in Scarp incomplite | Nos. | 2000 | [8 empty] | 1 | 2000 |  | 2022-23
| 56 |  | 33kv CT Bursted & Damaged in Scrap | Nos. | 1000 | [8 empty] | 3 | 3000 |  | 2022-23
| 57 |  | Numerical Distance Protection Relay O/U Dismantled Defective as Scrap (ABB Make) REL511 | Nos. | 50 | [8 empty] | 1 | 50 |  | 2022-23
| 58 |  | Control Cable.O/U Dismantled Cut & Bite in Length in Scrap in Various Core,(2.5 mm×2 core,2.5 mm×4 core,2.5 mm×6 core,2.5 mm×10 core) | KG. | 20 | [8 empty] | 3040 | 60800 |  | 2022-23
| 59 |  | CT/PT Junction Box OLD& Used Dismanteld in Scrap. | Kg. | 10 | [8 empty] | 110 | 1100 |  | 2022-23
| 60 |  | Rejected/damaged Fire Extinguser as Scrap(receive Back) | KG. | 10 | [8 empty] | 17 | 170 |  |  | 2023-24
| 61 |  | 33kv Breaker Bursted & Damaged in Scarp incomplite ABB Make | Nos. | 2000 | [8 empty] | 1 | 2000 |  |  | 2023-24
| 62 |  | Empty Oil Drum (O/U)as Scrap | Nos. | 100 | [8 empty] | 3 | 300 |  |  | 2023-24
| 63 |  | 33 kv Defective CT 400/200/1 (o/u) dismantle Obsolate | Nos. | 1000 | [6 empty] | 1 | 1000
| 64 |  | Alu. Alloy Clamp Scarp | Kg. | 80 | [8 empty] | 13 | 1040
| 65 |  | Dead end clamp HTLS | Nos. | 45980 | 2 | 91960 | [7 empty] | 0
| 66 |  | Old & Used 33KV circuit Breakers | Nos. | 10000 |  | 0 | [6 empty] | 1 | 10000
| 67 |  | Earth wire | Km. | 39482 | 2.5 | 98705
| 68 |  | ABC Type tower part including stub,cleat (uncomplete) | MT. | 56294 | 81.209 | 4571579.446
| 69 |  | ACSR Moose Conductor | mtr. | 120 | 261 | 31320
| 70 |  | Old and used defective Diffrential relay | Nos. | 50 | [8 empty] | 1 | 50
| 71 |  | boltless mechanical special Al-alloy "c"type wedge connectors suitable for Zebra to Zebra conductor with stopper having current carriying capacity 1400Amp. | Nos. | 4012 | 2 | 8024
| 72 |  | boltless mechanical special Al-alloy "c"type wedge connectors suitable for Zebra to panther conductor with stopper having current carriying capacity 1400Amp. | Nos. | 3929.4 | 5 | 19647
| 73 |  | Isolator connector suitable for zebra conductor with 03U grip nut 7 bolts cap-800A | Nos. | 1416 | 2 | 2832
| 74 |  | PG clamp Tarntulla to Tarntulla | Nos. | 619 | 3 | 1857
| 75 |  | 33KV T/F Bushing block ACSR twin Moose conductor | Nos. | 2497 | 1 | 2497
| 76 |  | 132KV CT burnt/damaged | Nos. | 4000 |  | 0 | [6 empty] | 1 | 4000
| 77 |  | 33KV Circuit breaker old & damaged | Nos. | 5000 | 1 | 5000
| 78 |  | 33KV CT 800/1A Old & Used | Nos. | 5000 | 3 | 15000
| 79 |  | 132 KV CT 200/1A Old & Used | Nos. | 10000 | 3 | 30000
| 80 |  | 33KV Circuit breaker old & damaged | Nos. | 5000 | 1 | 5000
| 81 |  | 33 KV Isolator old & used | Nos. | 5000 | 1 | 5000
| 82 |  | 110Volt tripping coil of 33kV circuit breakers CGL make as per sample | Nos. | 5575.5 | 2 | 11151
| 83 |  | closing coil of 33kV circuit breakers CGL Make as per sample | Nos. | 5575.5 | 2 | 11151
| 84 |  | 110V tripping coil of 132kV circuit breakers CGL as per sample | Nos. | 8920.8 | 2 | 17841.6
| 85 |  | 110V closing coil of 132kV circuit breakers CGL as per sample | Nos. | 8920.8 | 2 | 17841.6
| 86 |  | TNC Switch for 33kV CGL make Circuit breakers as per sample | Nos. | 7805.7 | 1 | 7805.7
| 87 |  | Local /Remote switch for 33kV CGL make as per sample | Nos. | 7805.7 | 1 | 7805.7
| 88 |  | spring charge motor of various type 132 kV circuit breakers CGL make as per sample | Nos. | 15611.4 | 1 | 15611.4
| 89 |  | Digital MW Meter 3 Ph. 4 Wire CTR 800/400/1, PTR 132KV/√3 /110/√3 Size 96*96 mm | Nos. | 10035.9 | 4 | 40143.6
| 90 |  | Digital MVAR meter 110v DC 3 phase 4 wire CTR 200/1A class 0.5 Size 96*96 mm | Nos. | 10035.9 | 5 | 50179.5
| 91 |  | Digital VOLT Meter Range 0-36 KV PTR-33 KV /√3/110/√3 AC Aux .Supply 110 V DC Size 96*96 mm | Nos. | 7248.15 | 4 | 28992.6
| 92 |  | Digital AC AMP Meter Range 0-400 AC CTR 400/1 Amp 110 V DC Size 96*96 mm | Nos. | 7248.15 | 4 | 28992.6
| 93 |  | Good quality silica gel in blue crystal in size 6-8 mm | Nos. | 446.04 | 30 | 13381.2
| 94 |  | silica gel Breathers for power T/F conservator tank having capacity of 5kg with necessry fitting flange | Nos. | 8920.8 | 1 | 8920.8
| 95 |  | silica gel Breathers for power T/F OLTC tank having capacity of 2kg with necessry fitting flange | Nos. | 5575.5 | 3 | 16726.5
| 96 |  | Male contact (Blade) with copper contacts strip for 132KV asper sample having 1250amp | Nos. | 39028.5 | 2 | 78057
| 97 |  | FeMale contact (Jaw) with copper contacts strip for 132KV asper sample having 1250amp | Nos. | 13381.2 | 2 | 26762.4
| 98 |  | Suppy of C-wedge boltless clamp panther to panther conductor | Nos. | 4460.4 | 11 | 49064.4
| 99 |  | G.I Nut & Bolts including double plain washers of 2.5mm in each set .12.0mm Dia & 60.0 mm length (hights of nuts should not less than 20mm) | Nos. | 55.755 | 400 | 22302
| 100 |  | G.I Nut & Bolts including double plain washers of 2.5mm in each set .10.0mm Dia & 60.0 mm length (hights of nuts should not less than 20mm) | Nos. | 55.755 | 397 | 22134.735
| 101 |  | 33KV Polymer Lighting Arrestor | Nos. | 23541 | 5 | 117705
| 102 |  | Alu. Alloy Clamp /conductor Scarp | kg. | 80 |  | 0 | [6 empty] | 8 | 640
| 103 |  | Empty Oil Drum (O/U) | Nos. | 200 | 141 | 28200
| 104 |  | 33 kv Defective CT 400/200/1 (o/u) dismantle | Nos. | 1000 |  | 0 | [6 empty] | 3 | 3000
| 105 |  | 132kV transformer HV bushing Aluminium alloy clamp suitable for single zebra conductor bushing rod dia 60mm | Nos. | 5475.2 | 3 | 16425.6
| 106 |  | 132kV transformer LV bushing Aluminium alloy clamp suitable for single zebra conductor bushing rod dia 30mm | Nos. | 4353.02 | 3 | 13059.06
| 107 |  | Old and used defective Distance relay | Nos. | 50 | [8 empty] | 1 | 50
|  |  | Total (in Rs) |  |  |  | 6269162.716 |  | NIL |  | 78200 |  | 46675 |  | 91838
|  |  | Grand Total (in Rs) |  | 6485875.716
Inventory
Name of Zone- Garhwal Zone
Name Of Circle- O&M Circle Roorkee
Name Of Division-220 kv O&M Division Roorkee
Name Of Substation- 66 K.V. Substation Thithki
Month- May-2026
| Sr.No. | Item Code | Item | Unit | Unit Rate in Rs. | Useable |  | Unserviceable |  | Non Moving |  | Obsolete |  | Scrap
[6 empty] | Qty. | Total Amount in Rs. | Qty. | Total Amount in Rs. | Qty. | Total Amount in Rs. | Qty. | Total Amount in Rs. | Qty. | Total Amount in Rs.
| 1 | KK0K005001 | 33 KV L.A. | No. | 23600 | 2 | 47200 | - | - | - | - | - | - | - | -
| 2 | SS4S401001 | 66 K.V Isolator Jaw Capacity 800 Amp. | No. | 2938.2 | 1 | 2938.2 | - | - | - | - | - | - | - | -
| 3 | VV5V407023 | CT- Clamp 66 K.V | No. | 1952.9 | 2 | 3905.8 | - | - | - | - | - | - | - | -
| 4 | SS4S401001 | Aluminium Alloy Scrap | Kg. | 70 | - | - | - | - | - | - | - | - | 1.7 | 119
| 5 | SS4S401001 | Copper Scrap | Kg. | 200 | - | - | - | - | - | - | - | - | 2.05 | 410
| 6 |  | Energy Meter L&T make, O/U | No. | 500 | 5 | 2500 | - | - | - | - | - | - | - | -
| 7 | AA0A002007 | ACSR Dog Conductor O/U Dismantled | Kg. | 50 | 99.09 | 4954.5 | - | - | - | - | - | - | - | -
| 8 | CC3C307001 | 33 kv XLPE Outdoor Cable Termination Kit,3 Core 400mm2 make Reychem | No. | 32450 | 1 | 32450 | - | - | - | - | - | - | - | -
| 9 | CC3C307002 | 33 kv XLPE Outdoor Cable Termination Kit,3 Core 300mm2 make Reychem | No. | 25960 | 1 | 25960 | - | - | - | - | - | - | - | -
| 10 | FF1F107002 | 28 MM Dia Foundation Anchor Bolt | No. | 260 | 6 | 1560 | - | - | - | - | - | - | - | -
| 11 | FF1F107001 | 32 MM Dia Foundation Anchor Bolt | No. | 350 | 2 | 700 | - | - | - | - | - | - | - | -
| 12 | - | 2V VRLA Battery Cell Damaged | No. | 300 | - | - | 32 | 9600 | - | - | - | - | - | -
| 13 | SS4S401001 | 66 kv Isolator Jaw Current Carrying Capacity 1600 Amp | No. | 3536.46 | 2 | 7072.92 | - | - | - | - | - | - | - | -
| 14 | - | Pad Connector/Clamp for Panther | No. | 2336.4 | 2 | 4672.8 | - | - | - | - | - | - | - | -
| 15 | - | 132 kV B Type tower part S/C TD 1/2 108 B Marks O/U Dismantled | MT | 50000 | 0.315 | 15750 | - | - | - | - | - | - | - | -
| 16 | - | 66 kv Outdoor Type XLPE cable Termination Kit 1x400 mm2 | No. | 187030 | 4 | 748120 | - | - | - | - | - | - | - | -
| 17 | - | Empty Drum of Transformer Oil | No. | 200 | 6 | 1200 | - | - | - | - | - | - | - | -
| 18 | - | Transformer Oil(Old & Used,Dirty) | Ltr. | 10 | 1045 | 10450 | - | - | - | - | - | - | - | -
| 19 | - | Single Pole MCB 40 Amp | No. | 578.2 | 1 | 578.2 | - | - | - | - | - | - | - | -
| 20 | SS7S704004 | Double Pole MCB 10 Amp | No. | 700.92 | 2 | 1401.84 | - | - | - | - | - | - | - | -
| 21 | - | Double Pole Isolator 63 Amp | No. | 1469.1 | 2 | 2938.2 | - | - | - | - | - | - | - | -
| 22 | - | Multifunctional Spray | No. | 1073.8 | 3 | 3221.4 | - | - | - | - | - | - | - | -
| 23 | - | Insulation Spray | No. | 1469.1 | 3 | 4407.3 | - | - | - | - | - | - | - | -
[7 empty] | 921981.16 |  | 9600 | [5 empty] | 529
Stock Inventory ( ET&C Central Store Ramnagar, Roorkee)
|  | Name of Zone |  | Garhwal Zone
|  | Name of Circle |  | ET&C Circle Office Ramnagar, Roorkee
|  | Name of Division |  | ET&C Division Ramnagar, Roorkee
|  | Name of Subdivision |  | ET&C Subdivision Ramnagar, Roorkee
|  | Month |  | 2026-05-01
| S. No. | Item Code | Name of Item | Unit | Unit Rate in Rs. | Useable |  | Unserviceable |  | Non-Moving |  | Obsolete |  | Scrap
[6 empty] | Qty | Total Amount in Rs. | Qty | Total Amount in Rs. | Qty | Total Amount in Rs. | Qty | Total Amount in Rs. | Qty | Total Amount in Rs.
| 1 |  | Fuse 0.16 A | No. | 30 | [8 empty] | 280 | 8400
| 2 |  | Fuse 1 Amp | No. | 30 | [8 empty] | 3391 | 101730
| 3 |  | Fuse Element 1.6 A | No. | 21 | [8 empty] | 260 | 5460
| 4 |  | Fuse Link Type 0.63 A | No. | 30 | [8 empty] | 705 | 21150
| 5 |  | Fuse Link Type 6.3 A | No. | 23 | [8 empty] | 190 | 4370
| 6 |  | Fuse Link Type 2 A | No. | 30 | [8 empty] | 480 | 14400
| 7 |  | Fuse Link Type 4 A | No. | 23 | [8 empty] | 400 | 9200
| 8 |  | Time Limit Fuse of Rating | No. | 23 | [8 empty] | 56 | 1288
| 9 |  | Time Limit Fuse of Rating 4A | No. | 23 | [8 empty] | 17 | 391
| 10 |  | Time Limit Fuse of Rating 5 & 6 A | No. | 23 | [8 empty] | 33 | 759
| 11 |  | Time Limit Fuse of Rating 25A | No. | 23 | [8 empty] | 35 | 805
| 12 |  | Fuse 6 Amp Cartrige | No. | 23 | [8 empty] | 90 | 2070
| 13 |  | Resolder Type Fuse 0.25 to 00.5 Amp | No. | 25 | [8 empty] | 1125 | 28125
| 14 |  | Resolder Type Fuse 0.75 A | No. | 125 | [8 empty] | 1244 | 155500
| 15 |  | Resolder Type Fuse 1.2 A | No. | 23 | [8 empty] | 245 | 5635
| 16 |  | Resolder Type Fuse 1.5 A | No. | 23 | [8 empty] | 256 | 5888
| 17 |  | Resolder Type Fuse 3 A | No. | 23 | [8 empty] | 229 | 5267
| 18 |  | Signal Lamp 1410 Fglp 18 B | No. | 3 | [8 empty] | 32 | 96
| 19 |  | Lamp Tlp 35 b | No. | 150 | [8 empty] | 10 | 1500
| 20 |  | Lamp Cap 30230 - A-68-A2 | No. | 150 | [8 empty] | 46 | 6900
| 21 |  | Lamp Cap 30230-A-68-A1 | No. | 150 | [8 empty] | 46 | 6900
| 22 |  | Transistor B5x50E 98622 | No. | 80 | [8 empty] | 100 | 8000
| 23 |  | Diode GEIL 5062 | No. | 80 | [8 empty] | 50 | 4000
| 24 |  | Diode SZ6KB(BZX6V2-55C | No. | 80 | [8 empty] | 100 | 8000
| 25 |  | Diode 9Z14BCZPD-15TIT | No. | 80 | [8 empty] | 100 | 8000
| 26 |  | Valves C 3M | No. | 146 | [8 empty] | 72 | 10512
| 27 |  | Valves 85A1 | No. | 80 | [8 empty] | 26 | 2080
| 28 |  | Valves 85 A2 | No. | 35 | [8 empty] | 30 | 1050
| 29 |  | Valves 100/60 Z II | No. | 20 | [8 empty] | 3 | 60
| 30 |  | Valves DM-71 | No. | 6 | [8 empty] | 23 | 138
| 31 |  | Valves ZZ1040 | No. | 20 | [8 empty] | 22 | 440
| 32 |  | Valve EL - 12 | No. | 25 | [8 empty] | 3 | 75
| 33 |  | Valve EF-14 | No. | 25 | [8 empty] | 2 | 50
| 34 |  | Valve EL-14 | No. | 25 | [8 empty] | 1 | 25
| 35 |  | Quartz Cystal 15.31 KCS | No. | 300 | [8 empty] | 1 | 300
| 36 |  | Quartz Cystal 16.45 KCS | No. | 110 | [8 empty] | 1 | 110
| 37 |  | Quartz Cystal 148.65 KCS | No. | 350 | [8 empty] | 1 | 350
| 38 |  | Quartz Cystal 165 KCS | No. | 110 | [8 empty] | 1 | 110
| 39 |  | Quartz Cystal 166.35 KCS | No. | 300 | [8 empty] | 1 | 300
| 40 |  | Quartz Cystal 185 KCS | No. | 500 | [8 empty] | 1 | 500
| 41 |  | Quartz Cystal 188.85 KCS | No. | 300 | [8 empty] | 1 | 300
| 42 |  | Quartz Cystal 196.55 KCS | No. | 300 | [8 empty] | 1 | 300
| 43 |  | Quartz Cystal 200 KCS | No. | 110 | [8 empty] | 1 | 110
| 44 |  | Quartz Cystal 205 KCS | No. | 110 | [8 empty] | 1 | 110
| 45 |  | Quartz Cystal 220 KCS | No. | 110 | [8 empty] | 1 | 110
| 46 |  | Quartz Cystal 235 KCS | No. | 110 | [8 empty] | 2 | 220
| 47 |  | Quartz Cystal 243.85 KCS | No. | 100 | [8 empty] | 1 | 100
| 48 |  | Quartz Cystal 255 KCS | No. | 300 | [8 empty] | 1 | 300
| 49 |  | Quartz Cystal 295 KCS | No. | 110 | [8 empty] | 2 | 220
| 50 |  | Quartz Cystal 301.35 KCS | No. | 110 | [8 empty] | 1 | 110
| 51 |  | Quartz Cystal 171.15 KHz | No. | 300 | [8 empty] | 1 | 300
| 52 |  | Quartz Cystal 850 KHz | No. | 300 | [8 empty] | 2 | 600
| 53 |  | Quartz Cystal 855 KHz | No. | 600 | [8 empty] | 1 | 600
| 54 |  | Quartz Cystal 857.5 KHz | No. | 550 | [8 empty] | 1 | 550
| 55 |  | Quartz Cystal 887.5 KHz | No. | 600 | [8 empty] | 2 | 1200
| 56 |  | Quartz Cystal 952.5 KHz | No. | 340 | [8 empty] | 1 | 340
| 57 |  | Quartz Cystal 1005 KHz | No. | 1000 | [8 empty] | 2 | 2000
| 58 |  | Quartz Cystal 1185 KHz | No. | 558 | [8 empty] | 1 | 558
| 59 |  | Quartz Cystal 1490 KHz | No. | 550 | [8 empty] | 1 | 550
| 60 |  | Quartize Crystal Unit 1040 Unit | No. | 350 | [8 empty] | 1 | 350
| 61 |  | Twin Relay M3VA3 | No. | 300 | [8 empty] | 1 | 300
| 62 |  | Twin Relay Sg2Wz | No. | 300 | [8 empty] | 1 | 300
| 63 |  | Twin Relay BH | No. | 300 | [8 empty] | 1 | 300
| 64 |  | Twin Relay K1K2 | No. | 300 | [8 empty] | 1 | 300
| 65 |  | Twin Relay G3Z2 | No. | 300 | [8 empty] | 1 | 300
| 66 |  | Twin Relay Af3Z1 | No. | 300 | [8 empty] | 1 | 300
| 67 |  | Twin Relay E3V3 | No. | 300 | [8 empty] | 1 | 300
| 68 |  | Twin Relay W1W2 | No. | 300 | [8 empty] | 1 | 300
| 69 |  | Twin Relay RU1RU2 | No. | 300 | [8 empty] | 1 | 300
| 70 |  | Twin Relay VD | No. | 300 | [8 empty] | 1 | 300
| 71 |  | Twin Relay RB | No. | 150 | [8 empty] | 1 | 150
| 72 |  | Twin Relay V3 | No. | 150 | [8 empty] | 1 | 150
| 73 |  | Twin Relay T1 | No. | 150 | [8 empty] | 2 | 300
| 74 |  | Relay VP | No. | 150 | [8 empty] | 1 | 150
| 75 |  | Relay Waf | No. | 150 | [8 empty] | 1 | 150
| 76 |  | Relay WR | No. | 200 | [8 empty] | 39 | 7800
| 77 |  | Relay Selector for SSB V-2003-A132 | No. | 815 | [8 empty] | 16 | 13040
| 78 |  | Relay X | No. | 150 | [8 empty] | 6 | 900
| 79 |  | Relay 67 C | No. | 75 | [8 empty] | 1 | 75
| 80 |  | Aux. Relay H Trls 67a TBV 3704/77 | No. | 75 | [8 empty] | 2 | 150
| 81 |  | Relay Trls 154TBV 6542/4 V23154-DO426-X102 | No. | 50 | [8 empty] | 12 | 600
| 82 |  | Relay Trls 154TBV 6522/922 V23154-DO422-B110 | No. | 50 | [8 empty] | 8 | 400
| 83 |  | Relay Trls 154TBV 6522 V23154-CO426-B104 | No. | 50 | [8 empty] | 20 | 1000
| 84 |  | Relay V23013-DO421-B110 | No. | 50 | [8 empty] | 1 | 50
| 85 |  | Relay V23013-DO421-177U | No. | 75 | [8 empty] | 2 | 150
| 86 |  | Relay V23013-DO421-H Type | No. | 75 | [8 empty] | 1 | 75
| 87 |  | Relay Type TBV 332 & 353/510 | No. | 75 | [8 empty] | 2 | 150
| 88 |  | Relay T Type | No. | 75 | [8 empty] | 1 | 75
| 89 |  | Relay Trls 177 U TBV 6771/10 | No. | 75 | [8 empty] | 2 | 150
| 90 |  | Relay for T/W 6100 / 20 | No. | 200 | [8 empty] | 1 | 200
| 91 |  | Relay V23006-A0025-A032 | No. | 60 | [8 empty] | 1 | 60
| 92 |  | Relay V23006-A0020A-034 | No. | 60 | [8 empty] | 1 | 60
| 93 |  | Relay V23006-A0020W-417 | No. | 60 | [8 empty] | 3 | 180
| 94 |  | Crodle for Telegraph Relay | No. | 5 | [8 empty] | 2 | 10
| 95 |  | Coil for R Relay | No. | 6 | [8 empty] | 2 | 12
| 96 |  | Coil for T Relay | No. | 6 | [8 empty] | 2 | 12
| 97 |  | Crodle Relay V23054-T2021-W122 | No. | 144 | [8 empty] | 2 | 288
| 98 |  | Saket for Crodle Relay | No. | 144 | [8 empty] | 2 | 288
| 99 |  | Retainer Spring | No. | 144 | [8 empty] | 2 | 288
| 100 |  | Resistance 1.3 Kr (OR) | No. | 72 | [8 empty] | 2 | 144
| 101 |  | Relay Ad for DSB 20741 C-133 | No. | 750 | [8 empty] | 9 | 6750
| 102 |  | Relay Ta for DSB 20742 C-111 | No. | 750 | [8 empty] | 28 | 21000
| 103 |  | Relay R.K. DSB 20038-B506 | No. | 900 | [8 empty] | 24 | 21600
| 104 |  | Relay Ad for SSB-20741-A109 | No. | 950 | [8 empty] | 8 | 7600
| 105 |  | Relay V20031-C508 X for ESB-350 | No. | 650 | [8 empty] | 46 | 29900
| 106 |  | Relay R.K. for DSB 20031-B510 OR 506 | No. | 900 | [8 empty] | 29 | 26100
| 107 |  | Relay 20743-C155U3-for DSB | No. | 1350 | [8 empty] | 6 | 8100
| 108 |  | Relay V20033-B530 X for DSB | No. | 1300 | [8 empty] | 11 | 14300
| 109 |  | Relay V20033-B507 Y for DSB | No. | 650 | [8 empty] | 7 | 4550
| 110 |  | Srelay TBV 332/519 V20743-B519/20033 | No. | 680 | [8 empty] | 9 | 6120
| 111 |  | SCZ-Wz-NA-NE Relay 20743-C113 | No. | 1000 | [8 empty] | 9 | 9000
| 112 |  | Br Relay TBV 303/507 (20743-C136)/20031-507x | No. | 680 | [8 empty] | 7 | 4760
| 113 |  | Z1 Relay TBV 74133 136CV20743-C136 | No. | 680 | [8 empty] | 5 | 3400
| 114 |  | Waf Selector TBV 31/131 V2003-A133 | No. | 4060 | [8 empty] | 8 | 32480
| 115 |  | Z2 U3 Relay TBV3433/135CV20743-C135 | No. | 680 | [8 empty] | 6 | 4080
| 116 |  | R1 Relay TBV 353/512 (V20035-C512) | No. | 680 | [8 empty] | 6 | 4080
| 117 |  | S Relay for SSB TBV 332/505 (V20033-B505) | No. | 680 | [8 empty] | 2 | 1360
| 118 |  | X Relay for SSB TBV 332/524 (V20033-B524) | No. | 680 | [8 empty] | 27 | 18360
| 119 |  | RU1 Relay for SSB TBV 7422/B125(20742-B125) | No. | 1000 | [8 empty] | 4 | 4000
| 120 |  | U3 Relay TBV7433 123 (V20743-C123) | No. | 1000 | [8 empty] | 9 | 9000
| 121 |  | RU1 Relay for DSB TBV 7422/116 (V20742-B116) | No. | 1000 | [8 empty] | 6 | 6000
| 122 |  | I Relay TBV7411/10 CV20741-A110 | No. | 2000 | [8 empty] | 9 | 18000
| 123 |  | Wef Relay for DSB TBV 5311/3 (V20531) A-3 | No. | 3000 | [8 empty] | 12 | 36000
| 124 |  | P Relay TBV 7433/110 V20741 - C110 | No. | 1000 | [8 empty] | 5 | 5000
| 125 |  | Relay (V20035- C613 A fpr ESB - 350 | No. | 1685 | [8 empty] | 13 | 21905
| 126 |  | Relay V23064-A1009 Z102 Cer for ESB -350 | No. | 3050 | [8 empty] | 19 | 57950
| 127 |  | Polarised Telephone Relay Er for SSBCV23064-100-Z102 | No. | 590 | [8 empty] | 1 | 590
| 128 |  | Relay S22625-B403-A1 S22625-B403A23040A003-B201 | No. | 590 | [8 empty] | 4 | 2360
| 129 |  | Relay S22625-B403-A2 CS22625-B403 A/V 23040-A002-B201 | No. | 590 | [8 empty] | 2 | 1180
| 130 |  | Relay S22625-B402-A1 CS22625-B402-A/V | No. | 590 | [8 empty] | 4 | 2360
| 131 |  | Relay S22625-B402-A2 S22625-B402 | No. | 590 | [8 empty] | 2 | 1180
| 132 |  | Relay S22625-B401-A1 S22625-B401-A V23040-A0003-B201 | No. | 590 | [8 empty] | 2 | 1180
| 133 |  | Relay S22625-B404-A1 S22625-B404-A1 V23040-0003-B201 | No. | 380 | [8 empty] | 2 | 760
| 134 |  | Relay V22491 - S1500 A3 CHGSM5 1111 POE | No. | 1005 | [8 empty] | 4 | 4020
| 135 |  | Relay 22491-Z1500 A2/CUP-P003-A112 | No. | 220 | [8 empty] | 4 | 880
| 136 |  | Relay V20033-B523 X for ESB - 350 | No. | 2000 | [8 empty] | 42 | 84000
| 137 |  | Condenser 60X80, 275 V | No. | 80 | [8 empty] | 1 | 80
| 138 |  | Condenser B43531 A 2107-T1, 100 Uf 250/275 V | No. | 10 | [8 empty] | 1 | 10
| 139 |  | Condenser K300, 32-Uf 300 V | No. | 5 | [8 empty] | 1 | 5
| 140 |  | Condenser 4Uf 450 V | No. | 5 | [8 empty] | 1 | 5
| 141 |  | Capacitor 1 X 250 | No. | 20 | [8 empty] | 2 | 40
| 142 |  | Capacitor 0.1 X 250 | No. | 5 | [8 empty] | 2 | 10
| 143 |  | Capacitor 0.5 X 250 | No. | 2 | [8 empty] | 8 | 16
| 144 |  | Capacitor A2 X 160 | No. | 2 | [8 empty] | 2 | 4
| 145 |  | Capacitor A1 X 160 | No. | 2 | [8 empty] | 1 | 2
| 146 |  | Capacitor 2 X 1 X 160 | No. | 2 | [8 empty] | 2 | 4
| 147 |  | Capacitor 1Uf 250 V | No. | 2 | [8 empty] | 5 | 10
| 148 |  | Alpha Condenser 0.125 Uf | No. | 3 | [8 empty] | 9 | 27
| 149 |  | Alpha Condenser 1 Uf | No. | 2 | [8 empty] | 16 | 32
| 150 |  | Alpha Condenser 4 Uf | No. | 3 | [8 empty] | 3 | 9
| 151 |  | Alpha Condenser 8 Uf | No. | 3 | [8 empty] | 4 | 12
| 152 |  | Alpha Condenser 0.5 +- 5% Uf | No. | 2 | [8 empty] | 11 | 22
| 153 |  | Paper Capacitor 0.1/125 | No. | 5 | [8 empty] | 4 | 20
| 154 |  | Paper Capacitor 0.1/350 | No. | 5 | [8 empty] | 6 | 30
| 155 |  | Paper Capacitor 5000/500 | No. | 2 | [8 empty] | 4 | 8
| 156 |  | Paper Capacitor 0.025/125 | No. | 2 | [8 empty] | 19 | 38
| 157 |  | Paper Capacitor 500/700 | No. | 2 | [8 empty] | 4 | 8
| 158 |  | Paper Capacitor 1000/500 | No. | 3 | [8 empty] | 12 | 36
| 159 |  | Paper Capacitor 2500/250 | No. | 3 | [8 empty] | 4 | 12
| 160 |  | Paper Capacitor 5000/125 | No. | 2 | [8 empty] | 13 | 26
| 161 |  | Paper Capacitor 0.05/500 | No. | 2 | [8 empty] | 1 | 2
| 162 |  | Paper Capacitor A1/160 | No. | 2 | [8 empty] | 6 | 12
| 163 |  | Paper Capacitor A4/160 | No. | 2 | [8 empty] | 4 | 8
| 164 |  | Paper Capacitor A4/350 | No. | 2 | [8 empty] | 1 | 2
| 165 |  | Paper Capacitor A2/350 | No. | 10 | [8 empty] | 3 | 30
| 166 |  | Paper Capacitor B1/160 | No. | 5 | [8 empty] | 6 | 30
| 167 |  | Paper Capacitor B1/250 | No. | 3 | [8 empty] | 6 | 18
| 168 |  | M.P. Condenser 32/160 | No. | 5 | [8 empty] | 9 | 45
| 169 |  | M.P. Condenser 16/350 | No. | 3 | [8 empty] | 6 | 18
| 170 |  | M.P. Condenser .5/500 | No. | 5 | [8 empty] | 4 | 20
| 171 |  | M.P. Condenser A8/160 | No. | 5 | [8 empty] | 5 | 25
| 172 |  | M.P. Condenser A4/250 | No. | 5 | [8 empty] | 5 | 25
| 173 |  | M.P. Condenser A12/160 | No. | 5 | [8 empty] | 10 | 50
| 174 |  | M.P. Condenser A1/500 | No. | 5 | [8 empty] | 6 | 30
| 175 |  | M.P. Condenser A2/250 | No. | 5 | [8 empty] | 5 | 25
| 176 |  | M. P. Condenser A16/160 | No. | 3 | [8 empty] | 6 | 18
| 177 |  | M. P. Condenser A2X10X250 | No. | 5 | [8 empty] | 5 | 25
| 178 |  | M.P. Condenser A2/160 | No. | 5 | [8 empty] | 5 | 25
| 179 |  | Resistance 500 r | No. | 2 | [8 empty] | 4 | 8
| 180 |  | Resistance 10 Kr.13W | No. | 2 | [8 empty] | 4 | 8
| 181 |  | Resistance 10 Kr.2W | No. | 3 | [8 empty] | 6 | 18
| 182 |  | Resistance 8 + 2 Kr | No. | 3 | [8 empty] | 3 | 9
| 183 |  | Resistance 60 Kr | No. | 3 | [8 empty] | 6 | 18
| 184 |  | Resistance 100 Kr | No. | 2 | [8 empty] | 5 | 10
| 185 |  | Resistance 200 Kr | No. | 2 | [8 empty] | 6 | 12
| 186 |  | Fitting Wave Trap Bottom | No. | 25 | [8 empty] | 2 | 50
| 187 |  | Cover for course Voltage Arrestor | No. | 10 | [8 empty] | 3 | 30
| 188 |  | Section Fitted H.F. Transformer Rectifier & Condenser for Pluse Frequency Receiver | No. | 75 | [8 empty] | 1 | 75
| 189 |  | H.F. Transformer | No. | 45 | [8 empty] | 1 | 45
| 190 |  | Matching Transformer | No. | 20 | [8 empty] | 5 | 100
| 191 |  | Spare for telemetering equipment complete with driving system for pluse Rective Power | No. | 250 | [8 empty] | 2 | 500
| 192 |  | Voltage Coil Driving System | No. | 290 | [8 empty] | 3 | 870
| 193 |  | Transformer 1254/3 | No. | 45 | [8 empty] | 1 | 45
| 194 |  | Transformer 42/2538 | No. | 45 | [8 empty] | 1 | 45
| 195 |  | Measuring Instrument Sdr 13 TBV 9 Trap | No. | 400 | [8 empty] | 5 | 2000
| 196 |  | Measuring Instrument Sdr 13 TBV 88 Trap | No. | 400 | [8 empty] | 3 | 1200
| 197 |  | Spark Gap Lighting Arrestor Piotective Devoice | No. | 50 | [8 empty] | 4 | 200
| 198 |  | Cathod Drop Arrestor | No. | 30 | [8 empty] | 24 | 720
| 199 |  | Main Supply Panel Defective | No. | 100 | [8 empty] | 1 | 100
| 200 |  | B1 Directional Filter | No. | 100 | [8 empty] | 1 | 100
| 201 |  | Cabinet Filter Panel DSB | No. | 800 | [8 empty] | 2 | 1600
| 202 |  | Impluse Transmitter (Damage) | No. | 15 | [8 empty] | 1 | 15
| 203 |  | Alarm Table for Fault | No. | 150 | [8 empty] | 1 | 150
| 204 |  | Transformer for 4 Fault Alarm Table | No. | 100 | [8 empty] | 1 | 100
| 205 |  | Connector for Carrier Cabinet | No. | 25 | [8 empty] | 2 | 50
| 206 |  | Cover for Filter | No. | 4 | [8 empty] | 2 | 8
| 207 |  | Relay Panel for Interdialing with EWSK 4405/55A | No. | 400 | [8 empty] | 1 | 400
| 208 |  | Relay Panel for Interdialing with EWSK 4405/54B | No. | 400 | [8 empty] | 1 | 400
| 209 |  | Relay Panel for Interdialing with EWSK 4405/57B | No. | 400 | [8 empty] | 3 | 1200
| 210 |  | Protection Cover for Power Pack | No. | 10 | [8 empty] | 1 | 10
| 211 |  | Lizard Proff Cover for SSB Small Size | No. | 10 | [8 empty] | 4 | 40
| 212 |  | Adoptor AL | No. | 0.25 | [8 empty] | 9 | 2.25
| 213 |  | Socket 38-700-20 | No. | 5 | [8 empty] | 10 | 50
| 214 |  | Dummy Plug | No. | 1 | [8 empty] | 9 | 9
| 215 |  | Test Plug with Card EWMSK 6731 | No. | 400 | [8 empty] | 7 | 2800
| 216 |  | Guard Plate | No. | 20 | [8 empty] | 1 | 20
| 217 |  | Inset | No. | 20 | [8 empty] | 1 | 20
| 218 |  | Cut out Switch | No. | 15 | [8 empty] | 36 | 540
| 219 |  | Measuring Cord TlTa 493 b | No. | 10 | [8 empty] | 2 | 20
| 220 |  | Measuring Cord TlTa 496 a | No. | 10 | [8 empty] | 5 | 50
| 221 |  | Measuring Cord TlTa 463 c | No. | 10 | [8 empty] | 1 | 10
| 222 |  | Measuring Cord TlTa 437 a | No. | 10 | [8 empty] | 1 | 10
| 223 |  | Measuring Cord TlTa 558 | No. | 10 | [8 empty] | 1 | 10
| 224 |  | Thermo State Fg 300 Ohm | No. | 20 | [8 empty] | 1 | 20
| 225 |  | Thermo State 52/110 C (V30032-X101-C) | No. | 800 | [8 empty] | 31 | 24800
| 226 |  | Dial Switch for SSB V3006-B360 1-B41 | No. | 775 | [8 empty] | 8 | 6200
| 227 |  | Rectifier 2T | No. | 10 | [8 empty] | 2 | 20
| 228 |  | Rectifier G.I.S | No. | 10 | [8 empty] | 2 | 20
| 229 |  | Selemunium Rectifier Type KH1NBQB2PT1B 75/60 3.00 | No. | 140 | [8 empty] | 1 | 140
| 230 |  | Selemunium Rectifier Type KH1NBC12D1PT1/2 B 250-200 2.2 | No. | 125 | [8 empty] | 3 | 375
| 231 |  | Selemunium Rectifier Type KH1NBK4B1P 100/80 3.00 | No. | 295 | [8 empty] | 1 | 295
| 232 |  | Selemunium Rectifier Type KH1NBPD1P 1/2 200/160 - 0.5 | No. | 60 | [8 empty] | 4 | 240
| 233 |  | Rectifier E375/150 1.1 - C 15H1 - GT | No. | 27 | [8 empty] | 6 | 162
| 234 |  | Rectifier CR-6 of DSB E 100 C5 | No. | 32 | [8 empty] | 12 | 384
| 235 |  | Rectifier CR-6 of DSB B250 - 2200/3500 | No. | 1000 | [8 empty] | 2 | 2000
| 236 |  | Rectifier CR-6 of DSB B250 - 200-2.2 | No. | 210 | [8 empty] | 1 | 210
| 237 |  | Minature Selemunium B 250 - 150 | No. | 35 | [8 empty] | 4 | 140
| 238 |  | Minature Selemunium B 300 - 170 | No. | 35 | [8 empty] | 4 | 140
| 239 |  | Minature Selemunium B 30 - 1400 | No. | 20 | [8 empty] | 5 | 100
| 240 |  | Minature Selemunium B 90 - 300 | No. | 30 | [8 empty] | 4 | 120
| 241 |  | Minature Selemunium B 30 - 1600 | No. | 35 | [8 empty] | 6 | 210
| 242 |  | SSIC B60- C 2300/1400 | No. | 90 | [8 empty] | 40 | 3600
| 243 |  | Wipper Spring | No. | 600 | [8 empty] | 8 | 4800
| 244 |  | Contract 302122/30210 - 295 - A | No. | 580 | [8 empty] | 40 | 23200
| 245 |  | Connecting Plug C30334-A13-A | No. | 200 | [8 empty] | 26 | 5200
| 246 |  | Rotary Switch V92260-T92-A1 | No. | 1320 | [8 empty] | 1 | 1320
| 247 |  | Plug Test Jack | No. | 10 | [8 empty] | 18 | 180
| 248 |  | V. F. Amplifier C001 | No. | 1200 | [8 empty] | 15 | 18000
| 249 |  | Line Equilizer C002 | No. | 600 | [8 empty] | 1 | 600
| 250 |  | I. F. Amplifier C004 | No. | 1000 | [8 empty] | 1 | 1000
| 251 |  | Limeter & Attenuature C009 | No. | 600 | [8 empty] | 1 | 600
| 252 |  | H. F. Oscilator C011 | No. | 2000 | [8 empty] | 1 | 2000
| 253 |  | H. F. Convertor C013 | No. | 500 | [8 empty] | 2 | 1000
| 254 |  | V. F./ I.F. Convertor C014 | No. | 600 | [8 empty] | 1 | 600
| 255 |  | Input Pad & Change Over C023 | No. | 600 | [8 empty] | 1 | 600
| 256 |  | I.F. Bend Pass Filter C031 | No. | 600 | [8 empty] | 2 | 1200
| 257 |  | V. F. Low Pass Filter C032 | No. | 600 | [8 empty] | 2 | 1200
| 258 |  | V. F. Low Pass Filter C033 | No. | 600 | [8 empty] | 2 | 1200
| 259 |  | I. F. Carrier Suppressure C034 | No. | 600 | [8 empty] | 1 | 600
| 260 |  | Pilot Filter Receiver C037 | No. | 600 | [8 empty] | 1 | 600
| 261 |  | Pilot Filter Sender C038 | No. | 600 | [8 empty] | 3 | 1800
| 262 |  | Attenuature Unit C064 | No. | 600 | [8 empty] | 1 | 600
| 263 |  | Attenuature Unit C065 | No. | 600 | [8 empty] | 1 | 600
| 264 |  | Transformer & Attanuature C066 | No. | 600 | [8 empty] | 1 | 600
| 265 |  | Subsender Model C092 | No. | 600 | [8 empty] | 1 | 600
| 266 |  | H. F. Hybrid C093 | No. | 1200 | [8 empty] | 1 | 1200
| 267 |  | Transformer 9TBV 1660/ 167 | No. | 800 | [8 empty] | 2 | 1600
| 268 |  | F-6 Transmitter B6-A1 | No. | 600 | [8 empty] | 1 | 600
| 269 |  | Monitor B7-A1 | No. | 600 | [8 empty] | 2 | 1200
| 270 |  | Pilot Sender B7-A2 | No. | 600 | [8 empty] | 1 | 600
| 271 |  | V. F. Low Pass Filter B-119 | No. | 600 | [8 empty] | 1 | 600
| 272 |  | Pilot Transmitter B18-A1 | No. | 600 | [8 empty] | 1 | 600
| 273 |  | Transmitter Amplifier B9-A1 | No. | 600 | [8 empty] | 2 | 1200
| 274 |  | Power Supply Unit 22622 - C31 | No. | 2000 | [8 empty] | 1 | 2000
| 275 |  | 40 V Stablizer 03BA | No. | 4200 | [8 empty] | 1 | 4200
| 276 |  | Extension Cord 19 AC | No. | 4200 | [8 empty] | 1 | 4200
| 277 |  | H.F. Amplifier P3BD | No. | 4200 | [8 empty] | 1 | 4200
| 278 |  | P.C.B. Connector Single Side | No. | 0 | [8 empty] | 8 | 0
| 279 |  | P.C.B. Connector Double Side | No. | 0 | [8 empty] | 7 | 0
| 280 |  | Test Cord O5 BD | No. | 125 | [8 empty] | 1 | 125
| 281 |  | Hand Set with 4 Wire Coil Cord & 5 Pin Plug for ETB | No. | 660 | [8 empty] | 3 | 1980
| 282 |  | Fuse for G3DZ 0.4A | No. | 1 | [8 empty] | 10 | 10
| 283 |  | Fuse for E5D-70-1A | No. | 1 | [8 empty] | 20 | 20
| 284 |  | Power Amplifier B5 BA | No. | 4200 | [8 empty] | 6 | 25200
| 285 |  | Print for PF Coupler 67 Trans | No. | 8000 | [8 empty] | 1 | 8000
| 286 |  | Print for PF Coupler 67 Logic | No. | 8000 | [8 empty] | 1 | 8000
| 287 |  | Print for PF Coupler 67 RECG | No. | 8000 | [8 empty] | 1 | 8000
| 288 |  | Interface for II EFG56519 | No. | 8850 | [8 empty] | 3 | 26550
| 289 |  | Interface for I | No. | 8850 | [8 empty] | 1 | 8850
| 290 |  | Mica Capacitor 310 PF | No. | 624 | [8 empty] | 2 | 1248
| 291 |  | Mica Capacitor 370 PF 2020 V | No. | 624 | [8 empty] | 8 | 4992
| 292 |  | Mica Capacitor 260 PF 2430 V | No. | 624 | [8 empty] | 3 | 1872
| 293 |  | Mica Capacitor 460 PF 1800 V | No. | 624 | [8 empty] | 4 | 2496
| 294 |  | Relay for EFG56519 Er23154-C0704-B104 | No. | 450 | [8 empty] | 2 | 900
| 295 |  | Relay for EFG56519 Er23154-E0722-B110 | No. | 450 | [8 empty] | 4 | 1800
| 296 |  | Neha PABX 6/60/6 without Signaling Unit Ringing Old | No. | 1000 | [8 empty] | 1 | 1000
| 297 |  | Neha PABX 1/2 Old | No. | 100 | [8 empty] | 1 | 100
| 298 |  | SBAS Telephone (used) | No. | 5 | [8 empty] | 1 | 5
| 299 |  | Ten Line Telephone Desk Set without feeding unit & Two Relay Equipment (Old) | No. | 19777 | [8 empty] | 1 | 19777
| 300 |  | Telephone Previlage Relay Box | No. | 105 | [8 empty] | 4 | 420
| 301 |  | Repeated Coil | No. | 1 | [8 empty] | 4 | 4
| 302 |  | Card Holder Black | No. | 5 | [8 empty] | 16 | 80
| 303 |  | Transmitter Switch | No. | 0.5 | [8 empty] | 10 | 5
| 304 |  | Support Block | No. | 2.5 | [8 empty] | 6 | 15
| 305 |  | Knob | No. | 0.5 | [8 empty] | 18 | 9
| 306 |  | Crodle | No. | 80 | [8 empty] | 9 | 720
| 307 |  | U Contract Switch | No. | 25 | [8 empty] | 18 | 450
| 308 |  | Black Stop | No. | 2 | [8 empty] | 8 | 16
| 309 |  | Armature 7 MM | No. | 8 | [8 empty] | 20 | 160
| 310 |  | Armature Spring | No. | 0.5 | [8 empty] | 4 | 2
| 311 |  | Armature W/o Buffer | No. | 7 | [8 empty] | 6 | 42
| 312 |  | Armature Operated Contract Set FgKFS 386 | No. | 100 | [8 empty] | 10 | 1000
| 313 |  | Armature Operated Contract Set with Angle Piece | No. | 10 | [8 empty] | 97 | 970
| 314 |  | Detent Spring | No. | 0.5 | [8 empty] | 17 | 8.5
| 315 |  | Relay By Box | No. | 100 | [8 empty] | 1 | 100
| 316 |  | Stud for Shorting Bridge for Demer Terminal | No. | 0.5 | [8 empty] | 72 | 36
| 317 |  | Stud for Shorting Bridge with whole | No. | 0.5 | [8 empty] | 78 | 39
| 318 |  | Lumuneous Push Button Rotary Key 'A' Fg Screw | No. | 35 | [8 empty] | 20 | 700
| 319 |  | Lumuneous Push Button with Fg 67C X 203 X | No. | 35 | [8 empty] | 20 | 700
| 320 |  | Permanent Shorting Link | No. | 0.5 | [8 empty] | 79 | 39.5
| 321 |  | Removable Shorting Link | No. | 50 | [8 empty] | 74 | 3700
| 322 |  | M3 X 6 mm Screw | No. | 0.5 | [8 empty] | 390 | 195
| 323 |  | M XX 8 mm Screw | No. | 0.5 | [8 empty] | 384 | 192
| 324 |  | Hexagonal Screw | No. | 0.5 | [8 empty] | 50 | 25
| 325 |  | Contract Spring | No. | 1 | [8 empty] | 20 | 20
| 326 |  | Base Plate | No. | 5 | [8 empty] | 50 | 250
| 327 |  | Split Washer | No. | 0.5 | [8 empty] | 200 | 100
| 328 |  | Pawal Spring | No. | 3.5 | [8 empty] | 48 | 168
| 329 |  | Pawal | No. | 2.5 | [8 empty] | 50 | 125
| 330 |  | Wipper Spring Set | No. | 10 | [8 empty] | 2 | 20
| 331 |  | Retchet Spring | No. | 0.5 | [8 empty] | 98 | 49
| 332 |  | Tension Plate | No. | 7.5 | [8 empty] | 667 | 5002.5
| 333 |  | Fixed Contract Back | No. | 45 | [8 empty] | 120 | 5400
| 334 |  | D.R. 1112 B3 Y Relay J.A. Relay | No. | 150 | [8 empty] | 3 | 450
| 335 |  | D.R. 1311 ZR Relay E. Relay | No. | 200 | [8 empty] | 1 | 200
| 336 |  | DRJ 401 ZR Relay Line PA Relay | No. | 125 | [8 empty] | 2 | 250
| 337 |  | Mouth Piece Cover | No. | 4 | [8 empty] | 2 | 8
| 338 |  | B.L. 38150 Mouth Piece Cover | No. | 8 | [8 empty] | 9 | 72
| 339 |  | B.L. 470407 Ear Piece Cover | No. | 4 | [8 empty] | 6 | 24
| 340 |  | B.L. 15844 Transmitter Pin | No. | 10 | [8 empty] | 20 | 200
| 341 |  | D.L. 65100 Plunger Ring | No. | 3 | [8 empty] | 12 | 36
| 342 |  | D.L. 670230 Plunger | No. | 1 | [8 empty] | 8 | 8
| 343 |  | B.L. 83032 Dial Main Spring | No. | 0.25 | [8 empty] | 13 | 3.25
| 344 |  | B.L. 64000 Governer | No. | 4 | [8 empty] | 3 | 12
| 345 |  | D.L. 51510 Receiver in Set | No. | 85 | [8 empty] | 2 | 170
| 346 |  | D.L. 350138 Hand Set Moudling | No. | 65 | [8 empty] | 4 | 260
| 347 |  | Hand Set Body | No. | 10 | [8 empty] | 2 | 20
| 348 |  | Ringer Assy. | No. | 176 | [8 empty] | 2 | 352
| 349 |  | E. E. Timer Type VAT - II 0.5 to 3 Sec | No. | 500 | [8 empty] | 1 | 500
| 350 |  | Definit Time Relay VAT-11 Model VAT-11 ZG-67a-0.5 Sec | No. | 250 | [8 empty] | 1 | 250
| 351 |  | Definit Time Relay SPECM-2BF-19T- 0.06 to 6 Sec | No. | 200 | [8 empty] | 1 | 200
| 352 |  | Definit Time Relay SPECM-2BF-29T- 0.06 to 6 Sec | No. | 200 | [8 empty] | 2 | 400
| 353 |  | Definit Time Relay SPECM-2BF-35T- 2.5 to 25 Sec | No. | 200 | [8 empty] | 2 | 400
| 354 |  | Fuse Failure Relay VAPM-31 | No. | 31.8 | [8 empty] | 2 | 63.6
| 355 |  | Fuse Failure Relay VTP | No. | 11180 | [8 empty] | 1 | 11180
| 356 |  | E.E. Aux. Relay Type VAA Model VAA 11 YF 61B | No. | 750 | [8 empty] | 10 | 7500
| 357 |  | E.E. Aux. Relay Type VAA Model SPECM 2YF 595A | No. | 250 | [8 empty] | 1 | 250
| 358 |  | E.E. Aux. Relay Type VAA Model SPECM 2RF 392A | No. | 250 | [8 empty] | 2 | 500
| 359 |  | E.E. Aux. Relay Type VAA Model SPECM 2BF 52N | No. | 300 | [8 empty] | 2 | 600
| 360 |  | E.E. Aux. Relay Type VAA Model SPECM 2ZG 402A | No. | 100 | [8 empty] | 2 | 200
| 361 |  | E.E. Aux. Relay Type VAA Model SPECM 11YF8402F(M) 110/250V | No. | 1500 | [8 empty] | 1 | 1500
| 362 |  | O/C Relay Type CDG Model SPECMIER 80C with two compartment only | No. | 300 | [8 empty] | 1 | 300
| 363 |  | O/C Relay Type CDDM Model SPECMIER 61C5 2.5 to 10 Amp | No. | 500 | [8 empty] | 1 | 500
| 364 |  | O/C Relay Type CDG-31 ER12M5(M) 2.5 to 10A | No. | 2500 | [8 empty] | 1 | 2500
| 365 |  | E.E O/C Relay 110 VDC 2.5 to 10 Amp | No. | 2500 | [8 empty] | 1 | 2500
| 366 |  | O/C & E&F Relay Type CDG Model CDG 61ER 8004 BBM | No. | 8000 | [8 empty] | 2 | 16000
| 367 |  | O/C & E&F Relay Type CDG 31-110V-2.5 to 10 Amp | No. | 6000 | [8 empty] | 2 | 12000
| 368 |  | Percentage Diff. Relay Type DDT Model 32EG262A | No. | 12000 | [8 empty] | 3 | 36000
| 369 |  | Reverse Power Relay CDD/ VAA Model SPECM 12A | No. | 200 | [8 empty] | 2 | 400
| 370 |  | Intantanous under voltage relay type VAG Model SPECM 21PF 6M | No. | 200 | [8 empty] | 2 | 400
| 371 |  | Tripping Relay Type VAJ-13 220V | No. | 450 | [8 empty] | 1 | 450
| 372 |  | E.E. Time Relay Type VAT-11 Model VAT-11-F 128-B 220 V 0.5 to 3 Sec. | No. | 7160 | [8 empty] | 1 | 7160
| 373 |  | E.E. Reverse Power Relay CDM-31 | No. | 2000 | [8 empty] | 1 | 2000
| 374 |  | E.E. Reatance Measuring unit Type XCG Q-G | No. | 10000 | [8 empty] | 1 | 10000
| 375 |  | E.E. Relay XCG22RF6F | No. | 16450 | [8 empty] | 1 | 16450
| 376 |  | E.E. Relay XCGZ2RF6F Type YCG Model YCG 17BF 110V | No. | 10500 | [8 empty] | 1 | 10500
| 377 |  | E.E. Relay XCGZ2RF6F 19A 110V | No. | 12500 | [8 empty] | 3 | 37500
| 378 |  | Out of Step Blocking Relay YCO Model SPECM 7RF 12C | No. | 11300 | [8 empty] | 1 | 11300
| 379 |  | E.E. Direction O/C Relay Inverse Type CCD Model CDD 21PF 9056(M) 1A 110V | No. | 8000 | [8 empty] | 3 | 24000
| 380 |  | E.E. Transformer Relay Type DTH-32A-110 | No. | 20245 | [8 empty] | 1 | 20245
| 381 |  | Yco Relay Case | No. | 0 | [8 empty] | 1 | 0
| 382 |  | Potentio Meter YCOYCG-31, 500 OMH | No. | 50 | [8 empty] | 4 | 200
| 383 |  | Tripping Relay RXPQ 8 N | No. | 15000 | [8 empty] | 4 | 60000
| 384 |  | Hittachi O/C Relay From LR50Hz 30 Sec 0.6A | No. | 1000 | [8 empty] | 1 | 1000
| 385 |  | Hittachi O/C Relay From LR50Hz 30 Sec 3A | No. | 500 | [8 empty] | 3 | 1500
| 386 |  | Hittachi O/C Relay CR 50 Hz Continuous Rating 1 Amp | No. | 500 | [8 empty] | 3 | 1500
| 387 |  | Hittachi O/C Relay CR 50 Hz Continuous Rating 5 Amp | No. | 500 | [8 empty] | 7 | 3500
| 388 |  | Asea O/C Relay 1 Amp 0.5 to 3 Sec | No. | 1000 | [8 empty] | 1 | 1000
| 389 |  | Asea R.I E/F Relay Range 2 to 10 Sec | No. | 1000 | [8 empty] | 2 | 2000
| 390 |  | Twin Relay 0 to 4 Sec | No. | 500 | [8 empty] | 2 | 1000
| 391 |  | Relay RRDG 16 | No. | 600 | [8 empty] | 1 | 600
| 392 |  | Relay RRDG RKZA/GZGK | No. | 500 | [8 empty] | 2 | 1000
| 393 |  | Relay RRK - 20 - 107 | No. | 1575 | [8 empty] | 3 | 4725
| 394 |  | Relay RRK - 20 - 307 | No. | 300 | [8 empty] | 2 | 600
| 395 |  | Relay RRK - 24 - 307 | No. | 600 | [8 empty] | 1 | 600
| 396 |  | Relay RRK - 23 - 307 | No. | 300 | [8 empty] | 2 | 600
| 397 |  | Relay RRM - 7500 | No. | 75 | [8 empty] | 1 | 75
| 398 |  | Relay RRM-17-5900 R | No. | 50 | [8 empty] | 4 | 200
| 399 |  | Relay RRM - 17-6007 | No. | 50 | [8 empty] | 4 | 200
| 400 |  | Relay RRM - 13-13-507 | No. | 75 | [8 empty] | 5 | 375
| 401 |  | Relay RRM - 17-25100 | No. | 50 | [8 empty] | 5 | 250
| 402 |  | Relay RRM - 17-5201 | No. | 75 | [8 empty] | 1 | 75
| 403 |  | Relay RRMS-1457 | No. | 75 | [8 empty] | 1 | 75
| 404 |  | Relay RRME - 1107 | No. | 300 | [8 empty] | 1 | 300
| 405 |  | Relay RRM- 27-2201 | No. | 75 | [8 empty] | 1 | 75
| 406 |  | Relay RRM - 27-2002 | No. | 75 | [8 empty] | 1 | 75
| 407 |  | Relay RRID-15 500 | No. | 75 | [8 empty] | 2 | 150
| 408 |  | Relay RRIC-155 20 | No. | 75 | [8 empty] | 1 | 75
| 409 |  | Signalling Relay RRS-12-1302-24V | No. | 75 | [8 empty] | 2 | 150
| 410 |  | Signalling Relay RRS-13-1302-110V | No. | 75 | [8 empty] | 2 | 150
| 411 |  | Signalling Relay RRS-13-1307-110V | No. | 75 | [8 empty] | 2 | 150
| 412 |  | Signalling Relay RRS-12-1307-110V | No. | 75 | [8 empty] | 2 | 150
| 413 |  | RMHA Aux Relay 24V | No. | 100 | [8 empty] | 2 | 200
| 414 |  | Indicator RSC | No. | 10 | [8 empty] | 1 | 10
| 415 |  | Indicator Device of Type | No. | 75 | [8 empty] | 10 | 750
| 416 |  | Moving Coil Relay for Device | No. | 100 | [8 empty] | 1 | 100
| 417 |  | Voltage Selector Relay Adjecting Relay | No. | 100 | [8 empty] | 7 | 700
| 418 |  | Voltage Selector For (P) | No. | 50 | [8 empty] | 2 | 100
| 419 |  | Moving Coil Relay for (P) | No. | 100 | [8 empty] | 1 | 100
| 420 |  | Relay C Change Over | No. | 600 | [8 empty] | 5 | 3000
| 421 |  | Current Coil Relay Diff. Type | No. | 100 | [8 empty] | 5 | 500
| 422 |  | Current Coil Relay J.M | No. | 50 | [8 empty] | 2 | 100
| 423 |  | Switch ODC 2 Way | No. | 50 | [8 empty] | 1 | 50
| 424 |  | Switch ODC 20 Way | No. | 200 | [8 empty] | 1 | 200
| 425 |  | E.E. 4 Way Switch ODC | No. | 15 | [8 empty] | 1 | 15
| 426 |  | ODC Switch for UFR | No. | 360 | [8 empty] | 1 | 360
| 427 |  | End Cover Plate | No. | 2 | [8 empty] | 44 | 88
| 428 |  | Zink Plated Side Clamp | No. | 3 | [8 empty] | 10 | 30
| 429 |  | SHMA 63/110 PT | No. | 150 | [8 empty] | 1 | 150
| 430 |  | Aux. Transformer 7 RS Model 714042/ 15/38 | No. | 100 | [8 empty] | 2 | 200
| 431 |  | Transformer with 3 winding 724065 | No. | 100 | [8 empty] | 2 | 200
| 432 |  | 43 Fuse Saket with II Screw of asher | No. | 5 | [8 empty] | 5 | 25
| 433 |  | Ren for Recorder F/R | No. | 2 | [8 empty] | 6 | 12
| 434 |  | Chart Roll for F/R | No. | 10 | [8 empty] | 10 | 100
| 435 |  | Motor Brush for size | No. | 10 | [8 empty] | 16 | 160
| 436 |  | Damping Oil Bottle 180 ML for FR | No. | 100 | [8 empty] | 18 | 1800
| 437 |  | Paper Chart Roll for DR | No. | 750 | [8 empty] | 40 | 30000
| 438 |  | 3 Phase 3 Wire KWH Meter OW-6, 11 KV 100/5 | No. | 200 | [8 empty] | 65 | 13000
| 439 |  | Resistance 2.7 Kr 12w | No. | 17 | [8 empty] | 3 | 51
| 440 |  | Resistance 1 Kr 9w | No. | 17 | [8 empty] | 3 | 51
| 441 |  | Resistance 5 Kr 9w | No. | 17 | [8 empty] | 1 | 17
| 442 |  | Resistance 400 Kr 25w | No. | 17 | [8 empty] | 6 | 102
| 443 |  | Strip for terminal blocking 1/2 mtr long | No. | 30 | [8 empty] | 4 | 120
| 444 |  | Cord Extender for Load Sheding Relay Panel | No. | 0 | [8 empty] | 1 | 0
| 445 |  | Set of hook on Type Prab | No. | 10 | [8 empty] | 1 | 10
| 446 |  | Under Frequency Relay (Load Sheding Relay Panel) old & Obs | No. | 10000 | [8 empty] | 1 | 10000
| 447 |  | Alpha Meter A2 3P 4 wire CT/POWER TRANSMISSION OF UTTRANCHAL LIMITED operated micro processor base electronic trivactor | No. | 19000 | [8 empty] | 2 | 38000
| 448 |  | Electronic Alpha Meter | No. | 19000 | [8 empty] | 1 | 19000
| 449 |  | Control Cable 7 Core used | Mtr | 1 | [8 empty] | 195 | 195
| 450 |  | Lead Cover Cable (old & used) | Mtr | 1.5 | [8 empty] | 72.88 | 109.32
| 451 |  | Rope Riral of size (old & used) | Mtr | 1 | [8 empty] | 82 | 82
| 452 |  | Copper wire scrap | Kg | 80 | [8 empty] | 6.25 | 500
| 453 |  | Copper wire of size | Kg | 80 | [8 empty] | 23 | 1840
| 454 |  | G.I. Saket 25 mm | No. | 2 | [8 empty] | 4 | 8
| 455 |  | G.I. Bend 25 mm | No. | 4 | [8 empty] | 4 | 16
| 456 |  | Brass Ross Cutney | No. | 1.5 | [8 empty] | 105 | 157.5
| 457 |  | Cable Box Indoor type | No. | 15 | [8 empty] | 2 | 30
| 458 |  | L.T. Cable Box X Indoor type | No. | 15 | [8 empty] | 2 | 30
| 459 |  | Gun Metal Adoptor Nut & Bolt | No. | 35 | [8 empty] | 1 | 35
| 460 |  | Gun Metal Clamp | No. | 15 | [8 empty] | 2 | 30
| 461 |  | L. Braket | No. | 1 | [8 empty] | 2 | 2
| 462 |  | D Shaple | No. | 3 | [8 empty] | 4 | 12
| 463 |  | Slive 6 mm | No. | 0.5 | [8 empty] | 140 | 70
| 464 |  | Curtain Cloth | Mtr | 24 | [8 empty] | 2 | 48
| 465 |  | EC 155 Khoki Colour | No. | 6 | [8 empty] | 6 | 36
| 466 |  | Spad terminal winding port | No. | 3.5 | [8 empty] | 6 | 21
| 467 |  | Telemetering Cabinets Complete (old obsolate Scrap) | No. | 300 | [8 empty] | 10 | 3000
| 468 |  | D.C. Distribution Box Complete (old obselete scrap) | No. | 200 | [8 empty] | 1 | 200
| 469 |  | Telemetering AFMS Complete (old, obsolete & scrap) | No. | 200 | [8 empty] | 2 | 400
| 470 |  | Old used & Un-Servicable Battery cell 2 V | No. | 50 | [8 empty] | 48 | 2400
| 471 |  | Petrol tank old | No. | 5 | [8 empty] | 1 | 5
| 472 |  | E.E./ Mho Measuring unit type YCG Model YCG 14PF 42C 110V (Damage Relay Scrap) | No. | 50 | [8 empty] | 1 | 50
| 473 |  | Analog Multimeter Sanwa Make | No. | 0 | [8 empty] | 4 | 0
| 474 |  | Digital Timer | No. | 0 | [8 empty] | 1 | 0
| 475 |  | Rhesostate 2.5 to 50 Ohms | No. | 0 | [8 empty] | 3 | 0
| 476 |  | Rhesostate 5A 28 Ohms | No. | 0 | [8 empty] | 3 | 0
| 477 |  | Transformer Diff. Prot. Relay Make SEIMENSE Model 7UT6131 | No. | 250863.25 | 1 | 250863.25
| 478 |  | Old Used & Unserviceable Air Conditioner | No. | 500 | [8 empty] | 2 | 1000
| 479 |  | Automatic Voltage Selection Relay New | No. | 23423 | 6 | 140538
| 481 |  | Numerical Diffrential Relay Schnieder Make Micom P643 | No. | 425567 | 1 | 425567
| 482 |  | Bus Bar Protection Relay P741 | No. | 487500 | 1 | 487500
| 483 |  | Paper Seal | No. | 23.01 | 1025 | 23585.25
| 484 |  | Disconnecting Type Terminal Block | No. | 75.52 | 25 | 1888
| 485 |  | Quadlock Polycarbonate Seal | No. | 37.465 | 1655 | 62004.575
| 486 |  | Padlocks 5 Levers (40 mm) | No. | 474.36 | 44 | 20871.84
| 487 |  | Padlocks 6 Levers (50 mm) | No. | 644.28 | 58 | 37368.24
| 488 |  | Padlocks 6 Levers Long Shackle (50 mm) | No. | 656.08 | 20 | 13121.6
| 489 |  | Master Trip relay 110 V DC | No. | 29382 | 1 | 29382
| Total ( in Rs.) | [5 empty] | 1492689.755 | [7 empty] | 1682280.42
| Grand Total ( in Rs.) | [5 empty] | 3174970.175
Stock Inventory ( ET&C Sub-Division Ramnagar, Roorkee)
|  | Name of Zone |  | Garhwal Zone
|  | Name of Circle |  | ET&C Circle Office Ramnagar, Roorkee
|  | Name of Division |  | ET&C Division Ramnagar, Roorkee
|  | Name of Subdivision |  | ET&C Subdivision Ramnagar, Roorkee
|  | Month |  | 2026-05-01
| S. No. | Item Code | Name of Item | Unit | Unit Rate in Rs. | Useable |  | Unserviceable |  | Non-Moving |  | Obsolete |  | Scrap
[6 empty] | Qty | Total Amount in Rs. | Qty | Total Amount in Rs. | Qty | Total Amount in Rs. | Qty | Total Amount in Rs. | Qty | Total Amount in Rs.
| 1 |  | Twin relay Advad | No. | 300 | [8 empty] | 1 | 300
| 2 |  | Twin relay FFw | No. | 300 | [8 empty] | 1 | 300
| 3 |  | Twin relay A2B1 | No. | 300 | [8 empty] | 1 | 300
| 4 |  | Telemetering Relay 64 Ad 3401/1 | No. | 30 | [8 empty] | 1 | 30
| 5 |  | Relay V2003B23 for Esb-350 | No. | 650 | [8 empty] | 2 | 1300
| 6 |  | ChockDR-3 V2004,B618 6/a for PP of DSB | No. | 250 | [8 empty] | 1 | 250
| 7 |  | F6 Transmitter B-6 A1 | No. | 600 | [8 empty] | 1 | 600
| 8 |  | Fixed band contact | No. | 5 | [8 empty] | 7 | 35
| 9 |  | Holder for lamp of EPSP | No. | 13 | [8 empty] | 16 | 208
| 10 |  | Backelite checknut for fixing holder in EPSP | No. | 2.5 | [8 empty] | 20 | 50
| 11 |  | HF cable 2 core 150 ohm old | Meter | 65 | [8 empty] | 44 | 2860
| 12 |  | Pilot dial sender CO21 | No. | 600 | [8 empty] | 1 | 600
| 13 |  | HF crystal 1445 kHz | No. | 350 | [8 empty] | 1 | 350
| 14 |  | 15V stabilizer 03BB | No. | 4200 | [8 empty] | 1 | 4200
| 15 |  | Mix Print II O3BC | No. | 4200 | [8 empty] | 1 | 4200
| 16 |  | Mix Print I O3BD | No. | 4200 | [8 empty] | 1 | 4200
| 17 |  | AF Amplifier & Pilot oscillator O3BE | No. | 4200 | [8 empty] | 1 | 4200
| 18 |  | Teleoperator amplifier O3BG | No. | 4200 | [8 empty] | 1 | 4200
| 19 |  | Compressor O3BH | No. | 4200 | [8 empty] | 1 | 4200
| 20 |  | Receiver speech amplifier O3BL | No. | 4200 | [8 empty] | 1 | 4200
| 21 |  | Expander O3BM | No. | 4200 | [8 empty] | 1 | 4200
| 22 |  | Dialing receiver O3BM | No. | 4200 | [8 empty] | 1 | 4200
| 23 |  | Protection unit with meter O5BD | No. | 4200 | [8 empty] | 1 | 4200
| 24 |  | 4w calling Print O3BWG without telephone | No. | 4200 | [8 empty] | 1 | 4200
| 25 |  | I Converter P3BB | No. | 4200 | [8 empty] | 1 | 4200
| 26 |  | II transmeter P3BC | No. | 4200 | [8 empty] | 1 | 4200
| 27 |  | HF amplifier P3BD | No. | 4200 | [8 empty] | 1 | 4200
| 28 |  | I Demodulator P3BE | No. | 4200 | [8 empty] | 1 | 4200
| 29 |  | HF Hybrid P3BU | No. | 4200 | [8 empty] | 1 | 4200
| 30 |  | IF filter E3BI | No. | 3500 | [8 empty] | 1 | 3500
| 31 |  | Receiver HF filter E3BL | No. | 3650 | [8 empty] | 1 | 3650
| 32 |  | Trans.HF Prefilter E3BM | No. | 3650 | [8 empty] | 2 | 7300
| 33 |  | High pass filter E3BN(400 kHz) | No. | 3650 | [8 empty] | 1 | 3650
| 34 |  | HF filter E3BO(400kHz) | No. | 3650 | [8 empty] | 1 | 3650
| 35 |  | Trans.AF HP filter E3BQ | No. | 3500 | [8 empty] | 1 | 3500
| 36 |  | Power supply unit G3DZ | No. | 6900 | [8 empty] | 1 | 6900
| 37 |  | SETR Print SD5H | No. | 4200 | [8 empty] | 1 | 4200
| 38 |  | Signal receive card SD5T | No. | 3500 | [8 empty] | 1 | 3500
| 39 |  | Test card for O5BD | No. | 125 | [8 empty] | 2 | 250
| 40 |  | 65Mod card | No. | 8000 | [8 empty] | 1 | 8000
| 41 |  | 65 Up conv. | No. | 8000 | [8 empty] | 1 | 8000
| 42 |  | 65 Dn conv. | No. | 8000 | [8 empty] | 1 | 8000
| 43 |  | 65 FsSig | No. | 8000 | [8 empty] | 1 | 8000
| 44 |  | 65 VF Hyb. | No. | 8000 | [8 empty] | 1 | 8000
| 45 |  | 65 DLPF | No. | 8000 | [8 empty] | 1 | 8000
| 46 |  | 65 PSUPR (for single channel) | No. | 8000 | [8 empty] | 1 | 8000
| 47 |  | BPL make four wire group selecter | No. | 24000 | [8 empty] | 1 | 24000
| 48 |  | DIAD | No. | 6900 | [8 empty] | 1 | 6900
| 49 |  | RECO | No. | 6900 | [8 empty] | 1 | 6900
| 50 |  | SIOC | No. | 6900 | [8 empty] | 1 | 6900
| 51 |  | Interface I for EFGS 6519 | No. | 9500 | [8 empty] | 1 | 9500
| 52 |  | Print for AF coupler 67PSU | No. | 9500 | [8 empty] | 1 | 9500
| 53 |  | B magnet for asea RI relay | No. | 20 | [8 empty] | 2 | 40
| 54 |  | Mho measuring unit type VCG model no.VCG-14PF(ph-ph)Sl no.B-42009 with case old, obselete & defective | No. | 36600 | [8 empty] | 1 | 36600
| 55 |  | Autoreclosing relay VARM III PF23A,220VDCNo.M73691B Old & Used | No. | 500 | [8 empty] | 1 | 500
| 56 |  | Defective/Damaged relay CDG-61 make E.E 110V DC | No. | 50 | [8 empty] | 2 | 100
| 57 |  | Control panel 132kv asea make old, used defective & incomplete | No. | - | [8 empty] | 1 | 0
| 58 |  | 3Ph,3w kwh meter type AV-3 100/1A,33kv/110v simco make old, obselete & defective | No. | 200 | [8 empty] | 1 | 200
| 59 |  | 3Ph,3w kwh meter OW-6,400/1A,132kv/110v old, obselete & defective | No. | 200 | [8 empty] | 1 | 200
| 60 |  | 3Ph,3w kwh meter simco make type AV-3 1A,33kv/110v old, obselete & defective | No. | 200 | [8 empty] | 1 | 200
| 61 |  | 3Ph,3w kwh meter 110v CT sec 1A,33kv simco make old, obselete & defective | No. | 200 | [8 empty] | 1 | 200
| 62 |  | 3Ph,3w AC mwh meter 3x100/1,33kv/110V GEC make Sl No.8011558 old, obselete & defective | No. | 1000 | [8 empty] | 1 | 1000
| 63 |  | 3Ph,3w AC mwh meter 3x400/1,3x132kvkv/110V GEC Sl No.8012865,8012892,8012919 old, obselete & defective | No. | 1000 | [8 empty] | 3 | 3000
| 64 |  | Relay type B-24 Hz 110 V DC Sl no.9824649 old, obselete & defective | No. | 500 | [8 empty] | 1 | 500
| 65 |  | Transconductor unit 479502404 | No. | 13000 | [8 empty] | 1 | 13000
| 66 |  | Burnt/damaged final tripping relay of 33kv Capacitor Bank | No. | - | [8 empty] | 1 | 0
| 67 |  | YTG-31 Imported model | No. | 10000 | [8 empty] | 1 | 10000
| 68 |  | Expansion valve for 5 ton air conditioner ALCO make | No. | 5000 | [8 empty] | 1 | 5000
| 69 |  | 12x10 Inch KODAK Line GRAD direct Print Paper 1895 Cat No.184356 | No. | 400 | [8 empty] | 4 | 1600
| 70 |  | Old, Obselete & Defective under frequency relay of HBB make Sl no.M97-24-0343 | No. | 500 | [8 empty] | 1 | 500
| Total ( in Rs.) | [5 empty] | 0 | [7 empty] | 306823
| Grand Total ( in Rs.) | [5 empty] | 306823
INVENTORY
| Name of Zone |  |  | Gharwal Zone
| Name of Circle |  |  | _
| Name of Division |  |  | O&M Civil Division Roorkee
| Name of Subdivison |  |  | O&M Civil Sub Division Roorkee
| Month |  |  | June -2026
| S. No. | Item Code | Name of Item | Unit | Unit rate in Rs. | Useable |  | Unserviceable |  | Non - Moving |  | Obsolete |  | Scrap
[6 empty] | Qty. | Total amountn in Rs. | Qty. | Total amount in Rs. | Qty. | Total Amount in Rs. | Qty. | Total Amount in Rs. | Qty. | Total Amount in Rs.
| 1 | PP1P139006 | Jeep UTJ974 (Unservicable) | No. | 4401.27 | [8 empty] | 1 | 4401.27 | Scrap by survey done on dated 30.1.2023
| 2 | N.A. | Office Table Sunmica - Top 1270x750x715 mm | No. | 4275 | 1 | 4275
| 3 | N.A. | Petrol Vibrator Pin Type comp. 2 H.P. | No. | 475 | [8 empty] | 1 | 475 | Scrap by survey done on dated 30.1.2023
| 4 | N.A. | Almirah - steel 50"x30"x17" (U/S) | No. | 99.75 | [8 empty] | 1 | 99.75 | Scrap by survey done on dated 30.1.2023
| 5 | N.A. | Almirah - steel 1280x760x430 mm | No. | 199.5 | 1 | 199.5
| 6 | N.A. | Almirah - steel 1230x760x430 mm | No. | 185.25 | 1 | 185.25
| 7 | PP1P143001 | Cash - Chest | No. | 285 | [8 empty] | 1 | 285 | Scrap by survey done on dated 31.10.2025
| 8 | N.A. | Petrol Vibrator Surface Type 2 H.P. (U/S) | No. | 475 | [8 empty] | 1 | 475 | Scrap by survey done on dated 30.1.2023
| 9 | N.A. | Cube - Mould 150x150x150 mm | No. | 118.75 | [8 empty] | 4 | 475 | Scrap by survey done on dated 30.1.2023
| 10 | N.A. | Office Steel File Rack 3'x3'x1' | No. | 52.25 | [6 empty] | 1 | 52.25
| 11 | N.A. | Steel Almirah 4'-1"x3'x2'-6" | No. | 95 | 1 | 95
| 12 | N.A. | Steel Almirah Small size | No. | 99.75 | [6 empty] | 1 | 99.75
| 13 | N.A. | Steel safe 560x450x450 mm | No. | 285 | 1 | 285
| 14 | N.A. | M.S. Template 'PN' | No. | 19 | [8 empty] | 1 | 19 | Scrap by survey done on dated 30.1.2023
| 15 | PP4P409001 | Godrej Chair P-C-H 7002 D | No. | 427.5 | 1 | 427.5
| 16 | PP2P220004 | Ceilling Fan | No. | 42.75 | 1 | 42.75
| 17 | N.A. | Bench | No. | 19 | 1 | 19 | [6 empty] | 1 | 19 | 1 nos. Scrap by survey done on dated 30.1.2023
| 18 | PP4P410010 | Armed chair (2 No. U/S) | No. | 9.5 | 4 | 38
| 19 | PP4P424020 | Office-Table (2 No. U/S) | No. | 57 | 11 | 627 | [6 empty] | 2 | 114 | 2 nos.Scrap by survey done on dated 30.1.2023
| 20 | N.A. | Steel Almirah | No. | 85.5 | 8 | 684
| 21 | N.A. | Steel Almirah (Medium) 2 No. U/S | No. | 128.25 | 4 | 513
| 22 | N.A. | Steel Almirah Big (3 No. U/S) | No. | 199.5 | 17 | 3391.5
| 23 | PP1P143011 | Steel Safe (Cash-chast) | No. | 285 | 1 | 285
| 24 | PP4P401022 | Wooden Almirah 6'x4' | No. | 50.35 | [8 empty] | 3 | 151.05 | Scrap by survey done on dated 30.1.2023
| 25 | N.A. | Wooden Almirah | No. | 50.35 | 1 | 50.35
| 26 | N.A. | Drg. Cabnet | No. | 475 | 1 | 475
| 27 | PP4P406001 | Steel-Rack | No. | 52.25 | 4 | 209 | [6 empty] | 2 | 104.5 | 2 nos. Scrap by survey done on dated 30.1.2023
| 28 | N.A. | Gas Cylander (Petro Max) 1.8 Lit. | No. | 42.75 | [8 empty] | 1 | 42.75 | Scrap by survey done on dated 30.1.2023
| 29 | N.A. | Gas Cylander (Petro Max) 5 Lit. | No. | 42.75 | [8 empty] | 1 | 42.75 | Scrap by survey done on dated 30.1.2023
| 30 | N.A. | Computer-table (530x900) mm with laminated board | No. | 142.5 | 1 | 142.5 | [6 empty] | 1 | 142.5 | 1 nos. Scrap by survey done on dated 31.10.2025
| 31 | N.A. | Home U.P.S. 1400 VA Sine- Wave Luminous inverter | No. | 3800 | 1 | 3800
| 32 | N.A. | Trolley for 1400VA Luminous inverter | No. | 475 | 1 | 475
| 33 | PP1P143014 | Locks | No. | 9.5 | 13 | 123.5
| 34 | N.A. | HP Laser jet 1020 Printer | No. | 950 | 1 | 950
| 35 | N.A. | Sieve Set | No. | 4275 | 1 | 4275
| 36 | N.A. | ( Mobile Phone ) IMEI NO. 864451032623365 | No. | 6056.25 | 1 | 6056.25
| 37 | N.A. | Biomatric Machine | No. | 8500 | 1 | 8500 |  |  |  |  | 1 | 25
| 38 | N.A. | Air Cooler | No. | 4215.15 | 2 | 8430.3
| 39 | N.A. | UPS 600VA Numeric | No. | 1759.4 | 2 | 3518.8
| 40 | N.A. | Printer HP Lj 128 FW MFP | No. | 19034.2 | 1 | 19034.2
| 41 | N.A. | Desktop Computer HP 400 G5 | No. | 44088 | 2 | 88176
| 42 | DD0D002001 | Laptop HP Pro Book 450 G4 | No. | 51242.52 | 2 | 102485.04
| 43 | N.A. | Printer HP Lj M202 DW | No. | 13407.35 | 1 | 13407.35
| 44 | N.A. | Wheel Chair | No. | 8945.58 | 1 | 8945.58
| 45 | N.A. | Steel almirh | No. | 5271.5 | 1 | 5271.5
| 46 | DD0D007029 | Canon Canoscan lide (Scanner) | No. | 3993.56 | 1 | 3993.56
| 47 | PP2P220004 | Ceilling Fan | No. | 1512.59 | 1 | 1512.59
| 48 | PP2P218005 | RO Water Purifire | No. | 8496.13 | 1 | 8496.13
| 49 | PP2P222005 | Air Cooler | No. | 4708.2 | 2 | 9416.4
| 50 | N.A. | G.I. Socket 150 mm | No. | 9.5 | [8 empty] | 4 | 38 | Scrap by survey done on dated 31.10.2025
| 51 | N.A. | M.S. Socket 6" Q | No. | 2.85 | [8 empty] | 4 | 11.4 | Scrap by survey done on dated 30.1.2023
| 52 | N.A. | M.S. Coloum pipe 6" Q (Old) | Rft. | 7.6 | [8 empty] | 40 | 304 | Scrap by survey done on dated 30.1.2023
| 53 | N.A. | M.S. Template off/size | No. | 28.5 | [8 empty] | 27 | 769.5 | Scrap by survey done on dated 30.1.2023
| 54 | N.A. | Green-Field submersiable Pump Set 20 HP (out of order) | No. | 570 | [8 empty] | 1 | 570 | Scrap by survey done on dated 30.1.2023
| 55 | PP2P220003 | Ceilling Fan 1200 mm w/o Regulater | No. | 71.25 | 1 | 71.25 |  |  |  |  | 1 | 71.25
| 56 | DD1D106001 | ADSL Modem | No. | 950 | 1 | 950
| 57 | N.A. | Angel Heavy Steel 40x40x5 mm |  | 19.33 | [8 empty] | 17.3 | 334.409 | Scrap by survey done on dated 30.1.2023
| 58 | N.A. | ( Mobile Phone ) REDMI Note 3 Gold 86321703168885 | No. | 7600 | 1 | 7600
Inventory
| Name of Zone:- |  | Garhwal Zone Roorkee
| Name of Circle:- |  | Roorkee Circle
Name of Division:- Elec. Scada Division PTCUL Dehradun
Name of SubDivision: Elec. Scada SubDivision Roorkee -
Month:-May 26
| S.No | Item code | (Tower parts ) | Unit | Rate | Usable |  | unserviceable |  | Nov-Moving |  | Obsolete |  | Scrap |  | Total inventory Amount
|  |  | Article name |  |  | Qty | Total Amount | Qty | Total Amount | Qty | Total Amount | Qty | Total Amount | Qty | Total Amount
| 1 |  | BHTP10400/5 Clamp Plate | No | 3 | [6 empty] | 40 | 120 |  |  | 120
| 2 |  | B420066 Grp. 25 Line Distribution box | No | 54 | [6 empty] | 3 | 162 |  |  | 162
| 3 |  | Wall Mounted Type Chang over Switch 100 A 415 Volt 03 No. Gland | No | 50 | [6 empty] | 1 | 50 |  |  | 50
| 4 |  | Junction Box 33 Kva With Aluminium Strip W/O Internal Parts | No | 50 | [6 empty] | 1 | 50 |  |  | 50
| 5 |  | MS. Plate 12 mm Thick 4.33 sq mtr | No | 2000 | [6 empty] | 1 | 2000 |  |  | 2000
| 6 |  | 42 Wire S.B. Cable (in Pieces) | mtr | 20 | [6 empty] | 40 | 800 |  |  | 800
| 7 |  | A.T.C. Conductor PVC Screend cable 0.15 mm dia 4 pair ( in pieces ) | mtr | 10 | [6 empty] | 415 | 4150 |  |  | 4150
| 8 |  | Screend PVC Telephone cable 10 pairs (old,used ) | mtr | 5 | [6 empty] | 50 | 250 |  |  | 250
| 9 |  | Copper Scrap | kg | 70 | [6 empty] | 7.6 | 532 |  |  | 532
| 10 |  | M.S. Scrap | kg | 8 | [6 empty] | 6.5 | 52 |  |  | 52
| 11 |  | 0.5 mm electrolyting copper conductor PVC Insulated Teliphone cable -6 Pairs (in Pieces ) | mtr | 10 | [6 empty] | 125 | 1250 |  |  | 1250
| 12 |  | Old and used tyre ( 600-16 ) | No | 10 | [6 empty] | 11 | 110 |  |  | 110
| 13 |  | Old and used tube ( 600-16 ) | No | 1 | [6 empty] | 11 | 11 |  |  | 11
| 14 |  | Radio bay for 2 way repeator m/w station ( old used & obsolete ) | No | 200 | [6 empty] | 2 | 400 |  |  | 400
| 15 |  | Dehydrator ( old used & obsolete ) | No | 50 | [6 empty] | 4 | 200 |  |  | 200
| 16 |  | ADF Bay old used & obsolete | No | 150 | [6 empty] | 2 | 300 |  |  | 300
| 17 |  | 2w/4w access bay (old used & obsolete ) | No | 200 | [6 empty] | 2 | 400 |  |  | 400
| 18 |  | CHL Bay with one groups (old used & obsolete ) | No | 150 | [6 empty] | 1 | 150 |  |  | 150
| 19 |  | CHL Bay with two groups (old used & obsolete ) | No | 200 | [6 empty] | 1 | 200 |  |  | 200
| 20 |  | B.B.T. & F.G. Bay for terminal m/w station (old used & obsolete ) | No | 200 | [6 empty] | 1 | 200 |  |  | 200
| 21 |  | B.B.T. & F.G. Bay (old used & obsolete ) | No | 200 | [6 empty] | 1 | 200 |  |  | 200
| 22 |  | Radio bay for terminal m/w station ( old used & obsolete ) 2 way repeator m/w station ( old used & obsolete ) | No | 200 | [6 empty] | 1 | 200 |  |  | 200
| 23 |  | Radio bay for two way CHL. Dropping m/w station (old used & obsolete ) | No | 200 | [6 empty] | 1 | 200 |  |  | 200
| 24 |  | H.F. coaxial cable in pieces (old used &obsolete ) | mtr | 10 | [6 empty] | 460 | 4600 |  |  | 4600
| 25 |  | ESD cabinet with 05 no. ESDs (old used &obsolete ) | No | 300 | [6 empty] | 1 | 300 |  |  | 300
| 26 |  | SLTR cabinet with 02 no.SLTRs (old used & obsolete ) | No | 200 | [6 empty] | 1 | 200 |  |  | 200
| 27 |  | SLTR cabinet with 08 no.SLTRs (old used & obsolete ) | No | 250 | [6 empty] | 1 | 250 |  |  | 250
| 28 |  | NERA make antenna of dia 2.5 mtr ( old used & obsolete ) | No | 1200 | [6 empty] | 1 | 1200 |  |  | 1200
| 29 |  | NERA make antenna of dia 1.8 mtr ( old used & obsolete ) | No | 1000 | [6 empty] | 2 | 2000 |  |  | 2000
| 30 |  | ESIL make antenna of dia 3.0 mtr (old used & obselte) | No | 1500 | [6 empty] | 1 | 1500 |  |  | 1500
| 31 |  | Ramote subscriber units | No | 11493 | [6 empty] | 3 | 34479 |  |  | 34479
| 32 |  | 48 Volt Battery Charger | No | 1000 | [6 empty] | 1 | 1000 |  |  | 1000
| 33 |  | DCDB Panel (old used &obsolete ) | No | 400 | [6 empty] | 1 | 400 |  |  | 400
| 34 |  | ACDB Panel (old used &obsolete ) | No | 700 | [6 empty] | 1 | 700 |  |  | 700
| 35 |  | MFT (Multifunction Transduser ) | No | 15670.4 | 6 | 94022.4 | [8 empty] | 94022.4
[7 empty] | 94022.4 | [5 empty] | 58616 |  |  | 152638.4
Inventory of Stock for the M/O 05/2026
Name of Substation: 220KV Substation, Piran Kaliyar
Name of Division: 220KV O&M Division, Piran Kaliyar
| S.No. |  | Name of Item | Unit | Qty | Rate | Amount
[7 empty] | Usable | Unservicable | Non Moving | Obsolete | Scrap | Total
| 1 |  | Disc Insultor 120 KN | Nos. | 25 | 900 | 22500 |  |  |  |  | 22500
| 2 |  | HF Cable | Km. | 0.43 | 185000 | 79550 |  |  |  |  | 79550
| 3 |  | Empty T/F oil drum | Nos. | 287 | 250 |  |  |  |  | 71750 | 71750
| 4 |  | 7/9 SWG G.I.Earth wire | Kg. | 715 | 25 | 17875 |  |  |  |  | 17875
| 5 |  | old & used dismenteled enery meter | Nos. | 18 | 500 | 9000 |  |  |  |  | 9000
| 6 |  | Main & Auxiliary Structure Bolt & Nuts and anchor bolts (Foundation bolts) (i) CTDP Col-1No @1540.23 Kg (ii) 33KV BPI-1 No @ 140.76 Kg | MT | 1.6809 | 104135.55 | 175041.446 |  |  |  |  | 175041.446
| 7 |  | MS Round 40 mm Diameter | MT | 0.3594 | 79712.94 | 28648.8306 |  |  |  |  | 28648.8306
| 8 |  | 33KV Equpt-Bus Post insulator | No | 2 | 0 | 0 |  |  |  |  | 0
| 9 |  | Earth wire (Old & Used and scrap | Kg | 3875 | 10 |  |  |  |  | 38750 | 38750
| 10 |  | Telephone Set | No | 1 | 7085.59 | 7085.59 |  |  |  |  | 7085.59
| 11 |  | Control cable 400mm X 3.5 core | Km | 0.254 | 1480294.75 | 375994.8665 |  |  |  |  | 375994.8665
| 12 |  | HF CABLE | Km | 0.582 |  | 0 |  |  |  |  | 0
| 13 |  | 220KV Isolator- One complete pole of isolator ( including support insulator) with 1 E/S with operating mechanism for main isolator and earth switch ( Excluding structure) | No | 1 | 430969.62 | 430969.62 |  |  |  |  | 430969.62
| 14 |  | Bearings | Set | 1 | 5000 | 5000 |  |  |  |  | 5000
| 15 |  | interlocking coils | No | 5 | 1500 | 7500 |  |  |  |  | 7500
| 16 |  | Support insulator | No | 1 | 25000 | 25000 |  |  |  |  | 25000
| 17 |  | 33KV:- One complete pole of isolator ( including support insulator) with 1 E/S with operating mechanism for main isolator and earth switch ( Excluding structure) | No | 1 | 152139.87 | 152139.87 |  |  |  |  | 152139.87
| 18 |  | Bearings | No | 1 | 5000 | 5000 |  |  |  |  | 5000
| 19 |  | Digital Ammeter CTR 400-200/1A | Nos | 2 | 3160 | 6320 |  |  |  |  | 6320
| 20 |  | Digital MW Meter, CTR-400-200/1A, PTR-33KV/110VAC with Transducer | Nos | 1 | 6320 | 6320 |  |  |  |  | 6320
| 21 |  | Digital MVAR Meter, CTR-400-200/1A, PTR-33KV/110VAC with Transducer | Nos | 1 | 6320 | 6320 |  |  |  |  | 6320
| 22 |  | Isolator control switch (Open, Neutral, Close) 3 position | Nos | 2 | 1523 | 3046 |  |  |  |  | 3046
| 23 |  | Indicating lamp for DC supply fail, 220VDC, Amber | Nos | 3 | 21 | 63 |  |  |  |  | 63
| 24 |  | Indicating lamp, 63.5VAC, Red | Nos | 3 | 21 | 63 |  |  |  |  | 63
| 25 |  | Indicating lamp, 63.5VAC, Yellow | Nos | 3 | 21 | 63 |  |  |  |  | 63
| 26 |  | Indicating lamp, 63.5VAC, Blue | Nos | 3 | 21 | 63 |  |  |  |  | 63
| 27 |  | Alarm annunciator,8winows | Nos | 1 | 14682 | 14682 |  |  |  |  | 14682
| 28 |  | Trip transfer switch, 03 position (normal, Inter, Transfer) 32A | Nos | 1 | 1689 | 1689 |  |  |  |  | 1689
| 29 |  | 12 Pin Synchronizing socket | Nos | 1 | 632 | 632 |  |  |  |  | 632
| 30 |  | Synchronizing selector switch, 03 positions (Check-off-Manual), STAYPUT TYPE, LOCKABLE TYPE, KEY REMOVABLE | Nos | 1 | 799 | 799 |  |  |  |  | 799
| 31 |  | Breaker failure relay, 2Element, 7NO+1NC, Elect reset contact & Flag Indiaction | Nos | 1 | 50562 | 50562 |  |  |  |  | 50562
| 32 |  | Self reset tripping relay, 2Element, 7NO+1NC, Elect reset contact & Flag Indiaction | Nos | 1 | 3360 | 3360 |  |  |  |  | 3360
| 33 |  | Tripping relay, 2Element, 7NO+1NC, Elect reset contact & Flag Indiaction | Nos | 1 | 14364 | 14364 |  |  |  |  | 14364
| 34 |  | Auxiliary relay, 2Element, 4C/O S/R contactsREV H/R flag indication | Nos | 1 | 1464 | 1464 |  |  |  |  | 1464
| 35 |  | Auxiliary relay, 2Element, 4C/O S/R contacts & H/R flag | Nos | 1 | 2120.75 | 2120.75 |  |  |  |  | 2120.75
| 36 |  | Numerical REF relay, 3DI/5DO, IEC61850on dual optical portwith PRP | Nos | 1 | 68222 | 68222 |  |  |  |  | 68222
| 37 |  | Digital Ammeter CTR 1600-800/1A | Nos | 2 | 3160 | 6320 |  |  |  |  | 6320
| 38 |  | Digital MW Meter with external transducer, CTR-1600-800/1A, PTR-220KV/1.732/110/1.732VAC, 3p4w, range 340MW-680MW with Transducer | Nos | 1 | 6320 | 6320 |  |  |  |  | 6320
| 39 |  | Digital MVAR Meter with external transducer, CTR-1600-800/1A, PTR-220KV/1.732/110/1.732VAC, 3p4w, range 340MW-680MW | Nos | 1 | 6320 | 6320 |  |  |  |  | 6320
| 40 |  | Digital Voltmeter, 4.5Digit PTR 220kv/1.732/110V/1.732VAC, Range-250KV | Nos | 1 | 3160 | 3160 |  |  |  |  | 3160
| 41 |  | Breaker control switch, 32A, Pistol grip handle, 3position | Nos | 2 | 1523 | 3046 |  |  |  |  | 3046
| 42 |  | Isolator control switch (Open, Neutral, Close) 3 position, position spring return to neutra | Nos | 2 | 1523 | 3046 |  |  |  |  | 3046
| 49 |  | Alarm annunciator,20winows | Nos | 1 | 8682 | 8682 |  |  |  |  | 8682
| 50 |  | Alarm annunciator,24winows | Nos | 1 | 6000 | 6000 |  |  |  |  | 6000
| 54 |  | Trip transfer switch, 03 position (normal, Inter, Transfer) 32A, STAYPUT Lockable, key removable in all position | Nos | 1 | 1689 | 1689 |  |  |  |  | 1689
| 55 |  | 12 Pin Synchronizing socket | Nos | 1 | 632 | 632 |  |  |  |  | 632
| 56 |  | Synchronizing selector switch, 03 positions (Check-off-Manual), STAYPUT TYPE, LOCKABLE TYPE, KEY REMOVABLE | Nos | 1 | 799 | 799 |  |  |  |  | 799
| 57 |  | Breaker failure relay, 2Element, 7NO+1NC, Elect reset contact & Flag Indiaction | Nos | 1 | 50562 | 50562 |  |  |  |  | 50562
| 58 |  | Self reset tripping relay, 2Element, 7NO+1NC, Elect reset contact & Flag Indiaction | Nos | 1 | 3360 | 3360 |  |  |  |  | 3360
| 59 |  | Tripping relay, 2Element, 7NO+1NC, Elect reset contact & Flag Indiaction | Nos | 1 | 14360 | 14360 |  |  |  |  | 14360
| 61 |  | HV Bushing | No | 1 | 1145398 | 1145398 |  |  |  |  | 1145398
| 62 |  | LV Bushing | No | 1 | 75000 | 75000 |  |  |  |  | 75000
| 63 |  | Buchholz Relay (Main tank) with complete contacts | No | 1 | 30000 | 30000 |  |  |  |  | 30000
| 64 |  | Remote winding temp indicator (RWTI) | No | 1 | 35000 | 35000 |  |  |  |  | 35000
| 65 |  | Oil temp indicator with contacts | No | 1 | 60000 | 60000 |  |  |  |  | 60000
| 66 |  | winding temp indicator (WTI)with sensing device & matching unit | No | 1 | 70000 | 70000 |  |  |  |  | 70000
| 67 |  | Pressure relief device | No | 1 | 30000 | 30000 |  |  |  |  | 30000
| 68 |  | Magnetic oil gauge | No | 1 | 36000 | 36000 |  |  |  |  | 36000
| 69 |  | contactors, switches and relays for electric control panels (one no. of each type) | Set | 1 | 90000 | 90000 |  |  |  |  | 90000
| 70 |  | Remote tap position indicator | No | 1 | 20000 | 20000 |  |  |  |  | 20000
| 71 |  | Oil flow indicator with flow switch | Set | 1 | 20000.74 | 20000.74 |  |  |  |  | 20000.74
| 72 |  | Oil surge relay for OLTC | No | 1 | 100000 | 100000 |  |  |  |  | 100000
| 73 |  | Card Type B5LA | Nos | 1 | 57335.62 | 57335.62 |  |  |  |  | 57335.62
| 74 |  | E5LA | Nos | 1 | 57335.62 | 57335.62 |  |  |  |  | 57335.62
| 75 |  | O4LA | Nos | 1 | 57335.62 | 57335.62 |  |  |  |  | 57335.62
| 76 |  | O4LC | Nos | 1 | 57335.62 | 57335.62 |  |  |  |  | 57335.62
| 77 |  | P3LA | Nos | 1 | 57335.62 | 57335.62 |  |  |  |  | 57335.62
| 78 |  | P4LA | Nos | 1 | 57335.62 | 57335.62 |  |  |  |  | 57335.62
| 79 |  | P4LB | Nos | 1 | 57335.62 | 57335.62 |  |  |  |  | 57335.62
| 80 |  | P4LC | Nos | 1 | 57335.62 | 57335.62 |  |  |  |  | 57335.62
| 81 |  | P4LD | Nos | 1 | 57335.62 | 57335.62 |  |  |  |  | 57335.62
| 82 |  | P4LF | Nos | 1 | 57335.62 | 57335.62 |  |  |  |  | 57335.62
| 83 |  | P4LG | Nos | 1 | 57335.62 | 57335.62 |  |  |  |  | 57335.62
| 84 |  | Card Type For NSD 50-G4AA | Nos | 1 | 124800 | 124800 |  |  |  |  | 124800
| 85 |  | Card For NSK5-G4AE | Nos | 1 | 225000 | 225000 |  |  |  |  | 225000
| 86 |  | Coupling Device-A9BS | Nos | 1 | 47000 | 47000 |  |  |  |  | 47000
| 87 |  | A9BT | Nos | 1 | 47000 | 47000 |  |  |  |  | 47000
| 88 |  | 4 Wire Table Telephone | Set | 2 | 3138 | 6276 |  |  |  |  | 6276
| 89 |  | 245 KV surge Arrestor with insulating base, surge monitor and terminal connector. | Nos | 2 | 70608.2 | 141216.4 |  |  |  |  | 141216.4
| 90 |  | 245 KV CVT | Nos | 2 | 300000 | 600000 |  |  |  |  | 600000
| 91 |  | Junction Box | Nos | 1 | 16870.19 | 16870.19 |  |  |  |  | 16870.19
| 92 |  | 33KV Circuit Breaker pole | Nos | 2 | 72869.93 | 145739.86 |  |  |  |  | 145739.86
| 93 |  | 220KV CB-One complete pole of 1600A CB with pole column and interrupter. (Including fixed, moving & Arcing contact including insulating nozzle) | No. | 1 | 757098.87 | 757098.87 |  |  |  |  | 757098.87
| 94 |  | Rubber gaskets, O rings and seals for SF6 gas(complete replacement for one breaker) | Set | 1 | 42000 | 42000 |  |  |  |  | 42000
| 95 |  | Molecular filter for SF6 Circuit for 1 Pole of CB | Sets | 3 | 8000 | 24000 |  |  |  |  | 24000
| 96 |  | Density/Pressure monitor for SF6 circuit for one pole of CB | No | 1 | 40000 | 40000 |  |  |  |  | 40000
| 97 |  | Operation counter | No. | 1 | 3000 | 3000 |  |  |  |  | 3000
| 98 |  | All type of coupling for SF6 gas | Set | 1 | 20000 | 20000 |  |  |  |  | 20000
| 99 |  | Control Valves | set | 1 | 20000 | 20000 |  |  |  |  | 20000
| 100 |  | Pressure switches | set | 1 | 49560 | 49560 |  |  |  |  | 49560
| 101 |  | Complete spring operating mechanism | No | 1 | 187000 | 187000 |  |  |  |  | 187000
| 102 |  | Closing dashpot | set | 1 | 10000 | 10000 |  |  |  |  | 10000
| 103 |  | Opening dashpot | set | 1 | 10000 | 10000 |  |  |  |  | 10000
| 104 |  | Opening catch gear | set | 1 | 13000 | 13000 |  |  |  |  | 13000
| 105 |  | Closing catch gear | set | 1 | 13000 | 13000 |  |  |  |  | 13000
| 106 |  | TP Inst O/C Relay, 200-300% setting in step of 200% and adjustable Definite time, CTR-/1A, Aux supply-220VDC | No | 1 | 4860 | 4860 |  |  |  |  | 4860
| 107 |  | Inst E/F relay, Setting 5-80% in step of 5% Definite time delay 00-25Sec, CTR-/1A, Aux sup 220VDC | No | 1 | 3425 | 3425 |  |  |  |  | 3425
| 108 |  | Non Directional 2Pole inverse Time O/C Relay with inst High Set | No | 1 | 4887 | 4887 |  |  |  |  | 4887
| 109 |  | Single pole Definite Time O/C relay, Setting range 50-200%, CTR-/1A | No | 1 | 3666 | 3666 |  |  |  |  | 3666
| 110 |  | Single Pole Inst. Restricted E/F relay, CTR-/1A, Aux-220VDC | No | 1 | 3026 | 3026 |  |  |  |  | 3026
| 111 |  | Three Pole voltage controlled inverse time O/C relayCTR-/1A, PTR 110Volt, Aux-220VDC | No | 1 | 2200 | 2200 |  |  |  |  | 2200
| 112 |  | Single pole Non-Directional, Definit Time O/C relay. Aux-220 VDC | No | 1 | 4077 | 4077 |  |  |  |  | 4077
| 113 |  | Differential protection relay for DG. Aux -220 VDC | No | 1 | 5300 | 5300 |  |  |  |  | 5300
| 114 |  | High Speed tripping relay, 220VDC with 2NO+3NC Aux contact | No | 1 | 3000 | 3000 |  |  |  |  | 3000
| 115 |  | DP Inst. Under Voltage relay. PTR-110V, Aux Supply-220VDC | No | 1 | 3200 | 3200 |  |  |  |  | 3200
| 116 |  | Under voltage relay 2C/O Aux contactAux Supply-240VAC, Operating Voltage 220VDC | No | 1 | 1500 | 1500 |  |  |  |  | 1500
| 117 |  | Under voltage relay 2C/O Aux contactAux Supply-240VAC, Operating Voltage 48VDC | No | 1 | 1500 | 1500 |  |  |  |  | 1500
| 118 |  | Over voltage relay, operating voltage 220VDC, Aux supply-240 VAC | No | 1 | 1500 | 1500 |  |  |  |  | 1500
| 119 |  | Over voltage relay, operating voltage 48VDC, Aux supply-240 VAC | No | 1 | 1500 | 1500 |  |  |  |  | 1500
| 120 |  | Battery E/F Relay, Sensing voltage-220VDC, Aux Suply-240 VAC | No | 1 | 1500 | 1500 |  |  |  |  | 1500
| 121 |  | Aux relay 220VDC | No | 1 | 1000 | 1000 |  |  |  |  | 1000
| 122 |  | Metering CT CTR 1000/1A, CL-1.0, 15VA | No | 1 | 690 | 690 |  |  |  |  | 690
| 123 |  | Metering CT CTR 600/1A, CL-1.0, 15VA | No | 1 | 690 | 690 |  |  |  |  | 690
| 124 |  | Protection CT CTR 1000/1A, CL-5P15, 15VA | No | 1 | 2299 | 2299 |  |  |  |  | 2299
| 125 |  | Protection CT CTR 600/1A, CL-5P15, 15VA | No | 1 | 1700 | 1700 |  |  |  |  | 1700
| 126 |  | PS Class CT CTR 400/1A, 15VA, KPV 300V | No | 1 | 2000 | 2000 |  |  |  |  | 2000
| 127 |  | PT 415/√3/110/√3, 50 VA, CL-0.5, Single phase. | No | 1 | 1831 | 1831 |  |  |  |  | 1831
| 128 |  | Frequency meter 45-55Hz, 415 V AC (Analogue) | No | 1 | 759 | 759 |  |  |  |  | 759
| 129 |  | 3-Ph 4 Wire KWH meter | No | 1 | 1200 | 1200 |  |  |  |  | 1200
| 130 |  | Ammeter 0-1000A, CTR 1000/1A (Analouge) | No | 1 | 463 | 463 |  |  |  |  | 463
| 131 |  | Ammeter 0-600A, CTR 600/1A (Analouge) | No | 1 | 463 | 463 |  |  |  |  | 463
| 132 |  | Ammeter 0-400A, CTR 400/1A (Analouge) | No | 1 | 463 | 463 |  |  |  |  | 463
| 133 |  | Ammeter with Shunt (0-75mV) (Analouge) | No | 1 | 2054 | 2054 |  |  |  |  | 2054
| 134 |  | Voltmeter Analouge Type, 0-500V, 415 VAC | No | 1 | 454 | 454 |  |  |  |  | 454
| 135 |  | Voltmeter Analouge Type, 300-0-300, 220 VDC | No | 1 | 722 | 722 |  |  |  |  | 722
| 136 |  | Voltmeter Analouge Type, 75-0-75, 48 VDC | No | 1 | 726 | 726 |  |  |  |  | 726
| 137 |  | Breaker controlswitch-25 A | No | 1 | 1392 | 1392 |  |  |  |  | 1392
| 138 |  | Push Button, Spring return type with 1NO+1NC contact, Green | No | 1 | 144 | 144 |  |  |  |  | 144
| 139 |  | Push Button, Spring return type with 1NO+1NC contact, Red | No | 1 | 144 | 144 |  |  |  |  | 144
| 140 |  | TPN MCB 10KA, C Curve, AC-16 A | No | 1 | 513 | 513 |  |  |  |  | 513
| 141 |  | DP MCB, 4KA 48VDC-20A | No | 1 | 489 | 489 |  |  |  |  | 489
| 142 |  | DP MCB, 4KA 220VDC-20A | No | 1 | 325 | 325 |  |  |  |  | 325
| 143 |  | DP Switch, 220 VDC, Air Break Type-250A | No | 1 | 2000 | 2000 |  |  |  |  | 2000
| 144 |  | DP Switch, 48 VDC, Air Break type-250A | No | 1 | 2000 | 2000 |  |  |  |  | 2000
| 145 |  | 4P Electrically operated MCCB 20KA with O/L-400A | No | 1 | 2100 | 2100 |  |  |  |  | 2100
| 146 |  | TP MCCB with thermal magnetic release for O/L-400A | No | 1 | 10000 | 10000 |  |  |  |  | 10000
| 147 |  | TP MCCB with thermal magnetic release for O/L-100A | No | 1 | 1200 | 1200 |  |  |  |  | 1200
| 148 |  | TP MCCB with thermal magnetic release for O/L-63A | No | 1 | 2000 | 2000 |  |  |  |  | 2000
| 149 |  | DP MCCB, 4KA with thermal magnetic release for O/L for 220 VDC-320 A | No | 1 | 3000 | 3000 |  |  |  |  | 3000
| 150 |  | DP MCCB, 4KA with thermal magnetic release for O/L for 48 VDC-320 A | No | 1 | 3000 | 3000 |  |  |  |  | 3000
| 151 |  | DP MCCB, 4KA with thermal magnetic release for O/L for 220 VDC-250A | No | 1 | 3000 | 3000 |  |  |  |  | 3000
| 152 |  | DP MCCB, 4KA with thermal magnetic release for O/L for 48 VDC-250 A | No | 1 | 3000 | 3000 |  |  |  |  | 3000
| 153 |  | SP On/Off rotary switch-6A | No | 1 | 200 | 200 |  |  |  |  | 200
| 154 |  | Door switch-6A | No | 1 | 50.34 | 50.34 |  |  |  |  | 50.34
| 155 |  | Reset push button black | No | 1 | 144 | 144 |  |  |  |  | 144
| 156 |  | 220 V DC Charger- 3PH RC Card-69-00003 | No | 1 | 5239.53 | 5239.53 |  |  |  |  | 5239.53
| 157 |  | 3PH Pulse TXR Card 69-00082-03 | No | 1 | 5239.53 | 5239.53 |  |  |  |  | 5239.53
| 158 |  | Connector Card 69-00360-01 | No | 1 | 5239.53 | 5239.53 |  |  |  |  | 5239.53
| 159 |  | LED Display Card 69-00084 | No | 1 | 5239.53 | 5239.53 |  |  |  |  | 5239.53
| 160 |  | MA Card 69-00083 | No | 1 | 5239.53 | 5239.53 |  |  |  |  | 5239.53
| 161 |  | 3PH Control card 69-00081-02 | No | 1 | 5239.53 | 5239.53 |  |  |  |  | 5239.53
| 162 |  | Mains fail card 69-00087 | No | 1 | 5239.53 | 5239.53 |  |  |  |  | 5239.53
| 163 |  | Fuse fail card 69-00123 | No | 1 | 5239.53 | 5239.53 |  |  |  |  | 5239.53
| 164 |  | Fuse fail card 69-00390 | No | 1 | 5239.53 | 5239.53 |  |  |  |  | 5239.53
| 165 |  | SUB LED card 69-00090 | No | 1 | 5239.53 | 5239.53 |  |  |  |  | 5239.53
| 166 |  | Relay card 69-00088 | No | 1 | 5239.53 | 5239.53 |  |  |  |  | 5239.53
| 167 |  | Temp Sensor card 69-00300 | No | 1 | 5239.53 | 5239.53 |  |  |  |  | 5239.53
| 168 |  | Relay 11 Pin 5A 24 VDC 3C/O | No | 1 | 2000 | 2000 |  |  |  |  | 2000
| 169 |  | Relay 11 Pin 5A 220 VDC 3C/O | No | 1 | 2000 | 2000 |  |  |  |  | 2000
| 170 |  | Contactor 65A 3P 415 VAC | No | 1 | 4500 | 4500 |  |  |  |  | 4500
| 171 |  | Switch Toggle 1P ON/OFF 6A AC | No | 1 | 350 | 350 |  |  |  |  | 350
| 172 |  | Capacitor ELE 4700mfd 450 VDC | No | 2 | 2500 | 5000 |  |  |  |  | 5000
| 173 |  | THY-THY Module 90 A 1200PIV | No | 1 | 2000 | 2000 |  |  |  |  | 2000
| 174 |  | Diode Stud 250A 1200 PIV | No | 1 | 1500 | 1500 |  |  |  |  | 1500
| 175 |  | Resistor WWR 20 K 12W | No | 1 | 51.04 | 51.04 |  |  |  |  | 51.04
| 176 |  | Resistor WWR 12 K 12W | No | 1 | 35 | 35 |  |  |  |  | 35
| 177 |  | Resistor WWR 15 K 12W | No | 1 | 20 | 20 |  |  |  |  | 20
| 178 |  | Switch CAM 1P 4W NO/OFF 10A AC | No | 1 | 375 | 375 |  |  |  |  | 375
| 179 |  | Switch Volt Select 4P 4Way W/Off 10A AC | No | 1 | 275 | 275 |  |  |  |  | 275
| 180 |  | Potentiometer Multiturn 20K | No | 2 | 650 | 1300 |  |  |  |  | 1300
| 181 |  | Fuse BS 110A 690 Volt 200KA | No | 6 | 175 | 1050 |  |  |  |  | 1050
| 182 |  | 48V DC Charger- 3PH RC Card-69-00003 | No | 1 | 5239.53 | 5239.53 |  |  |  |  | 5239.53
| 183 |  | 3PH Pulse TXR Card 69-00082-03 | No | 1 | 5239.53 | 5239.53 |  |  |  |  | 5239.53
| 184 |  | Connector Card 69-00360-01 | No | 1 | 5239.53 | 5239.53 |  |  |  |  | 5239.53
| 185 |  | DC-DC conv Card 69-00085 | No | 1 | 5239.53 | 5239.53 |  |  |  |  | 5239.53
| 186 |  | LED Display Card 69-00084 | No | 1 | 5239.53 | 5239.53 |  |  |  |  | 5239.53
| 187 |  | MA Card 69-00083 | No | 1 | 5239.53 | 5239.53 |  |  |  |  | 5239.53
| 188 |  | 3PH Control card 69-00081-02 | No | 1 | 5239.53 | 5239.53 |  |  |  |  | 5239.53
| 189 |  | Mains fail card 69-00087 | No | 1 | 5239.53 | 5239.53 |  |  |  |  | 5239.53
| 190 |  | Relay card 69-00088 | No | 1 | 5239.53 | 5239.53 |  |  |  |  | 5239.53
| 191 |  | Fuse fail card 69-00123 | No | 1 | 5239.53 | 5239.53 |  |  |  |  | 5239.53
| 192 |  | Temp Sensor card 69-00300 | No | 1 | 5239.53 | 5239.53 |  |  |  |  | 5239.53
| 193 |  | Gen Relay card 69-00333 | No | 1 | 5239.53 | 5239.53 |  |  |  |  | 5239.53
| 194 |  | SUB LED card 69-00090 | No | 1 | 5239.53 | 5239.53 |  |  |  |  | 5239.53
| 195 |  | Relay 11 Pin 5A 24 VDC 3C/O | No | 1 | 2000 | 2000 |  |  |  |  | 2000
| 196 |  | Relay 11 Pin 5A 48 VDC 3C/O | No | 1 | 2000 | 2000 |  |  |  |  | 2000
| 197 |  | Contactor 65A 3P 415 VAC | No | 1 | 4500 | 4500 |  |  |  |  | 4500
| 198 |  | Switch Toggle 1P ON/OFF 6A AC | No | 1 | 350 | 350 |  |  |  |  | 350
| 199 |  | Capacitor ELE 4700mfd 450 VDC | No | 2 | 2500 | 5000 |  |  |  |  | 5000
| 200 |  | THY-THY Module 90 A 1200PIV | No | 1 | 2000 | 2000 |  |  |  |  | 2000
| 201 |  | Diode Stud 250A 1200 PIV | No | 1 | 1500 | 1500 |  |  |  |  | 1500
| 202 |  | Potentiometer Multiturn 20K | No | 1 | 51.04 | 51.04 |  |  |  |  | 51.04
| 203 |  | Resistor WWR 12 K 12W | No | 1 | 35 | 35 |  |  |  |  | 35
| 204 |  | Resistor WWR 15 K 12W | No | 1 | 20 | 20 |  |  |  |  | 20
| 205 |  | Switch CAM 1P 4W NO/OFF 10A AC | No | 1 | 375 | 375 |  |  |  |  | 375
| 206 |  | Switch Volt Select 4P 4Way W/Off 10A AC | No | 1 | 275 | 275 |  |  |  |  | 275
| 207 |  | Potentiometer Multiturn 20K | No | 2 | 650 | 1300 |  |  |  |  | 1300
| 208 |  | Fuse BS 110A 690 Volt 200KA | No | 6 | 175 | 1050 |  |  |  |  | 1050
| 209 |  | 220 KV H/W Fitting- DTF Suitable for ACSR Single zebra cond with turn buckle | No | 1 | 3650 | 3650 |  |  |  |  | 3650
| 210 |  | DTF Suitable for ACSR Single zebra cond with out turn buckle | No | 1 | 3250 | 3250 |  |  |  |  | 3250
| 211 |  | DTFSuitable for ACSR twin zebra cond with turn buckle | No | 1 | 4650 | 4650 |  |  |  |  | 4650
| 212 |  | DTFSuitable for ACSR twin zebra cond with out turn buckle | No | 1 | 4250 | 4250 |  |  |  |  | 4250
| 213 |  | Single Suspension fitting for ACSR Single zebra cond with through type clamp | No | 1 | 1200 | 1200 |  |  |  |  | 1200
| 214 |  | Single Suspension fitting for ACSR Single zebra cond with drop type clamp | No | 1 | 1200 | 1200 |  |  |  |  | 1200
| 215 |  | Single Suspension fitting for ACSR Twin zebra cond with through type clamp | No | 1 | 2400 | 2400 |  |  |  |  | 2400
| 216 |  | Single Suspension fitting for ACSR Twin zebra cond with drop type clamp | No | 1 | 2400 | 2400 |  |  |  |  | 2400
| 217 |  | 33 KV H/W Fitting- DTF Suitable for ACSR Single zebra cond with turn buckle | No | 1 | 3650 | 3650 |  |  |  |  | 3650
| 218 |  | DTF Suitable for ACSR Single zebra cond with out turn buckle | No | 1 | 3250 | 3250 |  |  |  |  | 3250
| 219 |  | DTFSuitable for ACSR twin zebra cond with turn buckle | No | 1 | 4650 | 4650 |  |  |  |  | 4650
| 220 |  | DTFSuitable for ACSR twin zebra cond with out turn buckle | No | 1 | 4250 | 4250 |  |  |  |  | 4250
| 221 |  | Single Suspension fitting for ACSR Single zebra cond with through type clamp | No | 1 | 1200 | 1200 |  |  |  |  | 1200
| 222 |  | Single Suspension fitting for ACSR Single zebra cond with drop type clamp | No | 1 | 1200 | 1200 |  |  |  |  | 1200
| 223 |  | Single Suspension fitting for ACSR Twin zebra cond with through type clamp | No | 1 | 2400 | 2400 |  |  |  |  | 2400
| 224 |  | Single Suspension fitting for ACSR Twin zebra cond with drop type clamp | No | 1 | 2400 | 2400 |  |  |  |  | 2400
| 225 |  | Spacer 250mm | No | 11 | 905 | 9955 |  |  |  |  | 9955
| 226 |  | Al Lug on 33KV Fuse to suit single zebra | No | 1 | 1200.92 | 1200.92 |  |  |  |  | 1200.92
| 227 |  | 220 KV BPI | No | 1 | 19395 | 19395 |  |  |  |  | 19395
| 228 |  | Disc insulator 70 KN | No | 37 | 485 | 17945 |  |  |  |  | 17945
| 229 |  | Nitrogen cylinder | No | 1 | 75270.88 | 75270.88 |  |  |  |  | 75270.88
| 230 |  | Hose pipe with fittings | Set | 2 | 15000 | 30000 |  |  |  |  | 30000
| 231 |  | Heat Detectors | No | 3 | 20000 | 60000 |  |  |  |  | 60000
| 232 |  | 245 KV CT1600/800/1Amp (5Core) 1-PH | No | 1 | 349768.72 | 349768.72 |  |  |  |  | 349768.72
| 233 |  | 33 KV Potential Transformer | No | 2 | 37646.76 | 75293.52 |  |  |  |  | 75293.52
| 234 |  | Empty T/F oil drum | Nos. | 6 | 0 |  |  |  |  | 0 | 0
| 235 |  | Pilot fiting ACSR Zebra | Nos. | 30 | 3001.9 | 90057 |  |  |  |  | 90057
| 236 |  | Double tension fitting ACSR Zebra | Nos. | 1 | 8576.87 | 8576.87 |  |  |  |  | 8576.87
| 237 |  | Tension clamp for 7/9 SWG G.S Earth Wire | Nos. | 12 | 1334.18 | 16010.16 |  |  |  |  | 16010.16
| 238 |  | Suspension Fitting ACSR Zebra | Nos. | 3 | 4764.93 | 14294.79 |  |  |  |  | 14294.79
| 239 |  | Mid Span joint ACSR Zebra | Nos. | 7 | 1076.31 | 7534.17 |  |  |  |  | 7534.17
| 240 |  | Repair Sleeve For ACSR Zebra | Nos. | 2 | 828.73 | 1657.46 |  |  |  |  | 1657.46
| 241 |  | Disc Insulator 160KN | Nos. | 290 | 565.9 | 164111 |  |  |  |  | 164111
| 242 |  | Galvanized Steel Structure (Template &Tower) | MT. | 6.04 | 118643.68 |  |  | 716607.8272 |  |  | 716607.8272
| 243 |  | Earth Wire 7/9 SWG | Mtr | 65 | 66.95 |  |  |  |  | 4351.75 | 4351.75
| 244 |  | Coupling Device(LMU) | Nos. | 1 | 200000 | 200000 |  |  |  |  | 200000
| 245 |  | HF Cable | KM. | 0.228 | 147500 | 33630 |  |  |  |  | 33630
| 246 |  | Al/Aluminium alloy Scrap | Kg. | 109 | 25 |  |  |  |  | 2725 | 2725
| 247 |  | Old & Used Trip Ckt Supervision Faulty Relay | Nos. | 42 | 10 |  | 420 |  |  |  | 420
| 248 |  | ACSR Zebra Conductor ( Cuts & bits) | Mtr. | 30 | 100 | 3000 |  |  |  |  | 3000
| 249 |  | HF cable | Mtr. | 250 | 65 | 16250 |  |  |  |  | 16250
| 250 |  | Galvanized B(2*-15*) Type D/C tower with bolts Nuts flat washer pack washer & stub including body extension (Stub 01 set @ 0.258MT) | MT. | 0.258 | 90210.2102 | 23274.2342 |  |  |  |  | 23274.2342
| 251 |  | Disc insulator 90KN | Nos. | 4 | 557.41 | 2229.64 |  |  |  |  | 2229.64
| 252 |  | Disc Insulator 160KN | Nos. | 54 | 820.98 | 44332.92 |  |  |  |  | 44332.92
| 253 |  | Disc insulator 90KN | Nos. | 50 | 823.68 | 41184 |  |  |  |  | 41184
| 254 |  | Old & Used Battery Cell 48 V | Nos. | 5 | 50 |  | 250 |  |  |  | 250
| 255 |  | High tension strength Mid Span joint Suitable for ACSR Deer conductor | Nos. | 4 | 3304 | 13216 |  |  |  |  | 13216
| 256 |  | High tension strength Dead End Compression type Suitable for ACSR Deer conductor | Nos. | 2 | 11092 | 22184 |  |  |  |  | 22184
| 257 |  | ACSR Zebra Conductor | Km. | 0.408 | 231471.78 | 94440.4862 |  |  |  |  | 94440.4862
| 258 |  | 33KV SF6 Circuit Breakers old & Damaged | Nos. | 1 | 10000 |  |  |  |  | 10000 | 10000
| 259 |  | 33KV CT Old & Used and Dameged(repairable) | Nos. | 2 | 5000 | 10000 |  |  |  |  | 10000
| 260 |  | 30KV Surge Arrestor/Lighting | Nos. | 1 | 7670 | 7670 |  |  |  |  | 7670
| 261 |  | Numerical distance protection relay Old & Used Dismantled defective, | Nos. | 2 | 200 |  | 400 |  |  |  | 400
| 262 |  | Direction Over Current Relay Old & Used Dismantled defective | Nos. | 1 | 100 |  | 100 |  |  |  | 100
| 263 |  | NON Direction Over Current Relay Old & Used Dismantled defective | Nos. | 1 | 100 |  | 100 |  |  |  | 100
| 264 |  | Numerical diffrential protection relay Old & Used Dismantled defective, | Nos. | 1 | 200 |  | 200 |  |  |  | 200
| 265 |  | Trip Relay minimum 8No.2NC Operatig Relay Old & Used Defectiv | Nos. | 5 | 50 |  | 250 |  |  |  | 250
| 266 |  | Three Element Auxilary Relay minimum 4No in Each element Old & Used Defective | Nos. | 5 | 50 |  | 250 |  |  |  | 250
| 267 |  | Old & Used T/F Fan | Nos. | 1 | 2000 | 2000 |  |  |  |  | 2000
| 268 |  | 245 KV CT1600/800/1Amp (5Core) 1-PH (damaged) | No | 1 | 2000 |  |  |  |  | 2000 | 2000
| 269 |  | Battery Cell (VRLA) (Defective) | No. | 220 | 900 |  |  |  |  | 198000 | 198000
| 270 |  | Solar Powerd LED Type Bird Flight Diverter | No. | 75 | 4749.5 | 356212.5 |  |  |  |  | 356212.5
| 271 |  | Non LED Type Bird Flight Diverter | No. | 300 | 2029.6 | 608880 |  |  |  |  | 608880
| 273 |  | 220KV LA (Damaged) | No. | 1 | 500 |  |  |  |  | 500 | 500
| 274 |  | Battery Charger 220VDC (HBL make) old & used | No. | 2 | 50500 | 101000 |  |  |  |  | 101000
| 275 |  | Spare molecular sieves filter ( capacity 55Kg) | No. | 8 | 105680.8 | 845446.4 |  |  |  |  | 845446.4
| 276 |  | 36KV Vacuum circuit breaker (3Ph) along with support structure | No. | 1 | 477900 | 477900 |  |  |  |  | 477900
| 277 |  | 245kV (5 Core) Current Transformer 1600/800/1 without junction box. | No. | 2 | 566400 | 1132800 |  |  |  |  | 1132800
| 278 |  | 245kV (5 Core) Current Transformer 300/1 without junction box. | No. | 2 | 513300 | 1026600 |  |  |  |  | 1026600
| 279 |  | 245kV (5 Core) Current Transformer 200/1 without junction box. | No. | 2 | 513300 | 1026600 |  |  |  |  | 1026600
| 280 |  | 145kV (5 Core) Current Transformer 800/400/1 without junction box. | No. | 3 | 271400 | 814200 |  |  |  |  | 814200
| 281 |  | 145kV (5 Core) Current Transformer 500/1 without junction box. | No. | 2 | 271400 | 542800 |  |  |  |  | 542800
| 282 |  | 33KV (3Core) CT 800/400/1 without Junction Box | No. | 7 | 69480.76 | 486365.32 |  |  |  |  | 486365.32
| 283 |  | 245KV SF6 Circuit Breaker (3 Phase) along with support structure | No. | 1 | 2743500 | 2743500 |  |  |  |  | 2743500
| 284 |  | Non Contact Voltage Detector Bluetooth NCVD with 7mtrs triangle hotstic | No. | 1 | 71471.42 | 71471.42 |  |  |  |  | 71471.42
| 285 |  | AFFF foam type fire extingushers 45 Ltr | No. | 6 | 43542 | 261252 |  |  |  |  | 261252
| 286 |  | ABC type fire extingusher | No. | 16 | 19470 | 311520 |  |  |  |  | 311520
|  |  | Total |  |  |  | 19096691.9336 | 1970 | 716607.8272 |  | 328076.75 | 20143346.5108
Monthly report of inventory categorized for monitoring
Inventory report for the month of :- 23-04-26 to 22.05.2026
Name of Division :- 220 kv O&M Division Piran Kaliyar
| Name of S/S;- 132 KV S/S Bhagwanpur | [9 empty] | Name Of J.e Mange Ram
| S. No | Item Code | Name of Item | unit | Unit Rate in RS | Usable |  | Unserviceable |  | Non- Moving |  | Obsolete |  | Scrap
[6 empty] | Qty | Total Amount Rs | Qty | Total Amount Rs | Qty | Total Amount Rs | Qty | Total Amount Rs | sur. (2018) | sur. (2020) | sur. (2021) | Scrap Qty (2022) | Scrap Qty (2023) | Scrap Qty (2024) | Total scrap | Amount
| 1 |  | 40 MVA LV side T/F Busning block in two pices of size 90*90 mm. | No. | 1414 | 1 | 1414
| 2 |  | 33 KV Bus Isolator Clamp for Trantulla Cond. | No. | 706 | 4 | 2824
| 3 | II1I106002 | 33 KV T.Connector Trantulla to Moose. Cond. | No. | 1213.8 | 2 | 2427.6
| 4 | II1I107004 | 33 KV T.Connector Moose to Panther. Cond. | No. | 999.6 | 2 | 1999.2
| 5 |  | 132 KV Comosite long rod Insulator 120 KN | No. | 2938 | 1 | 2938
| 6 |  | 5 watt LED Type Recharable torch | No. | 2920 | 2 | 5840
| 7 |  | 33 Kv specer cum droper for ACSR Single Moose Cond. | No. | 1123.65 | 5 | 5618.25
| 8 |  | S/T Clamp Suitable For 7/9 SWG E/W | No. | 1112 | 5 | 5560
| 9 |  | suspension Clamp For 7/10 SWG G.S earth Wire | No. | 752 | 1 | 752
| 10 |  | Repair sleeve For ACSR Panther Conductor | No. | 444 | 8 | 3552
| 11 |  | Mid Span Joint For 7/10 SWG G.S earth Wire | No. | 376 | 19 | 7144
| 12 |  | G.I Earth Wire Fitting For 7/9 SWG | No. | 1700 | 4 | 6800
| 13 |  | Extension Line For E/W Clamp | No. | 340.5 | 2 | 681
| 14 |  | "C"-wedge Connecter for Zebra to Panther cod.Curr cap-1400Amp | No. | 3894 | 3 | 11682
| 15 |  | "Z" Shape | No. | 3534 | 2 | 7068
| 16 |  | C-type Wedge Connector/Clamp Suitable for Panther To Panther Condu with Stopper Capacity-800Amp | No. | 7316 | 25 | 182900
| 17 |  | C-type Wedge Connector/Clamp Suitable for ZebraTo Zebra Condu with Stopper Capacity-800Amp | No. | 9027 | 25 | 225675
| 18 |  | C-type Wedge Connector/Clamp Suitable for ZebraTo Panther Condu with Stopper Capacity-800Amp | No. | 11269 | 15 | 169035
| 19 |  | Bolt less Wedge 4 Hole pad Connector Suitable For ACSR Panther To Panther C- Wedge Connectorith Stopper Capacity-800Amp | No. | 7906 | 10 | 79060
| 20 |  | Bolt less Wedge 4 Hole pad Connector Suitable For ACSR Zebra To Zebra C- Wedge Connectorith Stopper Capacity-800Amp | No. | 8260 | 10 | 82600
| 21 |  | Bolt less CTConnector Suitable For Panther To Panther Cond. Wedge Clamp Ct Stud Size 22-26 MM | No. | 11741 | 10 | 117410
| 22 |  | Bolt less WedgeCTConnector Suitable For ACSR Zebra To Zebra C- Conductor Wedge Clamp Ct Stud Size-30 Amp | No. | 10856 | 10 | 108560
| 23 |  | Non Contact Voltage Detector Bluetooth NCV With 7 Mtr Triangle hotstic. | No. | 71471.42 | 1 | 71471.42
| 24 |  | Electrical Insulation Sealer for 33 KV XLPE Cable Termination kit 400 MI Arevosol Spray Container | No. | 1764 | 3 | 5292
| 25 |  | Supply of Breakar pad connecter for ABB CKT bkr.as per Drawing. suitable for Twin Zebra Conductor with 3 nos U-grip nut & bolts having curent cap-1200 Amps. | No. | 2348 | 1 | 2348
| 26 |  | Breaker pad connector for ABB Circuit breaker for Panther cond Cap-800A | No. | 1062 | 2 | 2124
| 27 |  | CT Clamp Suitable for Panther Cond. With 3 No U-grip Nuts & bolts 800A | No. | 1180 | 2 | 2360
| 28 |  | Isolator Connector Suitable for panther conductor with 3 No-U grip Nuts & bolts 800A | No. | 1085 | 4 | 4340
| 29 |  | Supply of breakar pad connector suitable for Panther Conductor with 3 nos U-grip nut & bolts having curent cap-600 Amps. | No. | 1176 | 1 | 1176
| 30 |  | Supply of Al -alloy Isolater connecter suitable for panther Conductor with 2 nos U-grip nut & bolts having curent cap-800 Amps. | No. | 1178 | 1 | 1178
| 31 |  | Isolator Connector Suitable for Panther conductor | No. | 2951 | 3 | 8853
| 32 |  | Breaker pad Connector Suitable for Panther Conductor | No. | 1761 | 5 | 8805
| 33 |  | SF6 Gas | Kg | 6490 | 15 | 97350
| 34 |  | 110 Volt Tripping & Closing Coil Bhel Make | No. | 7670 | 6 | 46020
| 35 |  | 110 Volt Tripping & Closing Coil Alostom Make | No. | 8024 | 1 | 8024
| 36 |  | 198 KV Surge Arrestor/ Lighting | No. | 82482 | 2 | 164964
| 37 |  | 120 KV Surge Arrestor/ Lighting | No. | 47082 | 2 | 94164
| 38 |  | 30 KV Surge Arrestor/ Lighting | No. | 7670 | 6 | 46020
| 39 |  | 145 KV (5Core) Current T/F 800/400/1without junction box | No. | 271400 | 2 | 542800
| 40 |  | 145 KV (5Core) Current T/F 400/200/1without junction box | No. | 259600 | 2 | 519200
| 41 |  | 33 KV Current Transformer (3Core) CT Ration 800/400/1 without junction box | No. | 69620 | 6 | 417720
| 42 |  | 33 KV CT Ratio 200/100/1A (O&U) | No | 3000 | 3 | 9000
| 43 |  | Recheet wheel assemble with stopper roller | No. | 100300 | 1 | 100300
| 44 |  | Big pawl with bush bearing | No. | 18290 | 1 | 18290
| 45 |  | Small pawl with bush bearing | No. | 23010 | 1 | 23010
| 46 |  | Gas pressure gauge | No. | 29500 | 2 | 59000
| 47 |  | Gas Density Switch | Set | 156350 | 1 | 156350
| 48 |  | Aux DC contactor for DC supervion | Set | 10030 | 2 | 20060
| 49 |  | Antipumping relay contactor | No | 12390 | 1 | 12390
| 50 |  | Tripping Coil (110V+-10%DC)for CGL make | No | 20650 | 2 | 41300
| 51 |  | ClosingCoil (110V+-10%DC)for CGL make | No | 20650 | 2 | 41300
| 52 |  | Limet Switch | No | 7670 | 2 | 15340
| 53 |  | O-RingP12 | No | 590 | 5 | 2950
| 54 |  | O-RingP18 | No | 590 | 4 | 2360
| 55 |  | clatch spring | No | 767 | 1 | 767
| 56 |  | Set of sirclip Grup Screw Split Pins etc | Set | 6490 | 1 | 6490
| 57 |  | Motor 230V AC/DC | No | 35400 | 2 | 70800
| 58 |  | EHV Surge Monitor Having Range (33 KV to 400)With electro Mechnical counter | No. | 14160 | 3 | 42480
| 59 |  | Pennel Heater for Control & Relay penal | No. | 487.34 | 3 | 1462.02
| 60 |  | Havels Make 33 KV 400 Sq MM Power Cable | Mtr | 2289.9 | 59 | 135104.1
| 61 | PP0P015016 | Pp Rope of 12 Mm | Mtr. | 53.12 | 100 | 5312
| 62 |  | Alluminium Tape | Kg | 200 | 36 | 7200
| 63 |  | AE make Digtal Amp meter CTR 800/400/1A | No. | 4540 | 1 | 4540
| 64 | TT1T101019 | Bay maintenace Resister | No. | 454 | 2 | 908
| 65 |  | 33 KV CT Repaireble Retio-800/400/1Amp | No. | 5000 | 1 | 5000
| 66 | II0I001007 | Disk insulator 70 KN | No. | 330 | 12 | 3960
| 67 |  | Disk insulator 120 KN | No. | 2246.75 | 3 | 6740.25
| 68 |  | Disk insulator 120 KN (O&U) | No. | 100 | 725 | 72500
| 69 | SS6S610027 | HRC type NS Fuse 415V, 80ka, 2Amp | No. | 70 | 2 | 140
| 70 | SS6S610026 | HRC type NS Fuse 415V, 80ka, 4Amp | No. | 80 | 7 | 560
| 71 | SS6S610022 | HRC type NS Fuse 415V, 80ka, 6Amp | No. | 90 | 5 | 450
| 72 | SS6S610020 | HRC type NS Fuse 415V, 80ka, 10 Amp | No. | 55.46 | 3 | 166.38
| 73 | SS6S610010 | HRC type NS Fuse 415V, 80ka, 32 Amp | No. | 290.28 | 5 | 1451.4
| 74 | SS6S610019 | HRC type NS Fuse 415V, 80ka, 16 Amp | No. | 56.64 | 4 | 226.56
| 75 | TT1T101027 | Inspection Register | No. | 454 | 1 | 454
| 76 | TT1T101026 | Instruction Register | No. | 454 | 3 | 1362
| 77 |  | L-shape dropper connector for Tarantulla cond. For 40 MVA T/F. | No. | 1411 | 2 | 2822
| 78 | TT1T101040 | Message Register | No. | 454 | 2 | 908
| 79 |  | WTI Meter (0-120 0C ) | No. | 10782.5 | 1 | 10782.5
| 80 |  | OTI Meter 40/20 MVA T/F | No. | 10782.5 | 1 | 10782.5
| 81 | MM2M202010 | Volt meter Range -0-40 Kv AC ptr-132 KV / √3 110 V /√3 | No. | 4956 | 1 | 4956
| 82 |  | MW Meter Range 50-0-50 MW PTR 132 KV √V CTR 800/1 Amp | No. | 10620 | 1 | 10620
| 83 |  | Digital MW Meter 3 Phase CT Ratio 800/400/200/1A & PT Ratio 132/33KV Secondary-110 Volts With Aux Supply 110 Volt Ac/DC. | No. | 12331 | 2 | 24662
| 84 |  | Digital MVAR Meter 3 Phase CT Ratio 800/400/200/1A & PT Ratio 132/33KV Secondary-110 Volts With Aux Supply 110 Volt Ac/DC. | No. | 12387 | 2 | 24774
| 85 |  | Digital Amp meter Ct Ratio 800/400/200/100/a1A Aux 110 Volts Ac/Dc | No. | 15133.5 | 2 | 30267
| 86 |  | Digital Volts Meter PT Ratio 132/33 KV /Secondery 110 Volts With Aux 110 Volts With Aux Supply 110 Volts Ac /DC | No. | 13452 | 1 | 13452
| 87 |  | One side boltless Wedge CT Connector C-wedge Connector zebra To Zebra Conductor | No. | 3540 | 1 | 3540
| 88 | II01005001 | PG Clamp Zebra to Zebra | No. | 685 | 2 | 1370
| 89 | II01005002 | PG Clamp Panther to Zebra. | No. | 619 | 1 | 619
| 90 |  | Repair Sleave for Panther cond. | No. | 600 | 8 | 4800 | 7
| 91 | FF3F302001 | Rail105 LBS (Bend) 1.80 mtr. Long | No. | 800 | 1 | 800
| 92 |  | Type MK-1 L&T DOL Starter 3 phase 415V,15Amp with O/L Relay. | No. | 3292 | 2 | 6584
| 93 |  | Transformer Maintenance Register. | No. | 454 | 4 | 1816
| 94 | II5I501005 | Bolted Type Tension fitting for panther (O&U) | No. | 1200 | 19 | 22800
| 95 | II5I501006 | Bolted Type Suspension fitting for panther (O&U) | No. | 1200 | 3 | 3600
| 96 | II5I501001 | Bolted Type Single Tension fitting for Tarantulla cond.(O&U) | No. | 2000 | 22 | 44000
| 97 |  | T/F Cooling Fan O&U. | No. | 16048.9 | 4 | 64195.6
| 98 |  | T Clamp for Panther O&U. | No. | 300 | 11 | 3300
| 99 | SS5S502001 | 11KV TPMO (inc.) | No. | 4000 |  |  |  |  | 2 | 8000
| 100 |  | 33 KV CT ratio 50/25/1A | No. | 18300 |  |  |  |  | 3 | 54900
| 101 |  | ACSR Panther Cond cut & bits | KM | 232512.5 | 0.485 | 112768.5625
| 102 |  | ACSR Tarantulla Cond In Cut & bits | Mtr. | 140 |  |  |  |  | 179 | 25060
| 103 |  | ACSR Tarantulla Cond In Cut & bits (Scrap) | Mtr. | 140 |  |  |  |  | 8 | 1120
| 104 | II0I002001 | PG Clamp Tarantulla to Tarantulla. | No. | 619 |  |  |  |  | 11 | 6809
| 105 |  | T-clamp for Tarantulla to Tarantulla cond. | No. | 300 |  |  |  |  | 9 | 2700
| 106 |  | CT clamp for Tarantulla | No. | 806 |  |  |  |  | 3 | 2418
| 107 |  | CT clamp for Tarantulla cond. (O&U) | No. | 300 |  |  |  |  | 12 | 3600
| 108 |  | T Clamp for Tarantulla to Panther O&U. | No. | 400 |  |  |  |  | 28 | 11200
| 109 |  | T/F bushing clamp for Tarantulla cond. O&U. | No. | 500 |  |  |  |  | 6 | 3000
| 110 |  | Galvanized steel tower part | MT | 130625 | 2.383 | 311279.375
Scrap items
| 111 |  | 33 KV Circuit breakar Bhel Make (O&U) defective | No | 25000 | [13 empty] | 2 |  | 50000
| 112 |  | 33 KV LA Damage (Scrap) | No | 200 |  | 200 | [8 empty] | 1 |  |  |  | 1 | 200
| 113 |  | ACSR Panther Cond Scrap | Kg | 100 | 441.7 | 44170
| 114 |  | 7/10 SWG G.S eart wire Scrap | Kg | 20 | [11 empty] | 65 |  |  | 65 | 1300
| 115 |  | 132 KV CT Damage ratio 800/400/1A. | No. | 2000 | [10 empty] | 1 | 1 |  |  | 2 | 4000
| 116 |  | 132 KV CT Damage ratio 200/1A. | No. | 2000 | [11 empty] | 1 |  |  | 1 | 2000
| 117 |  | 36 KV CT damage ratio 800/400/1A | No. | 4000 | [11 empty] | 1 |  |  | 1 | 4000
| 118 |  | Energy Meter (O& U) obsolete U/S | No. | 20 | [9 empty] | 0 |  | 1 |  |  | 1 | 20
| 119 |  | Empty Drum of T/F oil | No. | 200 | [14 empty] | 5 | 1000
| 120 |  | Empty Drum of T/F oil | No. | 500 | [14 empty] | 70 | 35000
| 121 |  | Aluminium scrap of Clamp /conector | Kg | 80 | [8 empty] | 0 | 5 | 4.25 | 8.5 |  |  | 17.75 | 1420
| 122 |  | Aluminium scrap | Kg | 50 | [12 empty] | 0.5 |  |  | 0.5
| 123 |  | 132 KV LA (O&U) Damage Completely (scrap) | No. | 50 | [12 empty] | 1 |  | 1 | 50
| 124 |  | M.S Scrap (Junction Box) | Kg | 15 | [11 empty] | 15 |  |  | 15 | 225
| 125 |  | XLPE Cable 3x400 Sq mm Damage (Scrap) | Mtr | 30 | [10 empty] | 28 | 16 |  |  | 44 | 1320
| 126 |  | O/C ,E/F Relay (ABB) (Scrap) | No. | 50 | [14 empty] | 2 | 100
| 127 |  | Distance Protection Relay obsolerte Scap | No. | 50 | [14 empty] | 2 | 100
| 128 |  | Disk Insulator broken (Srap) | No | 10 | [12 empty] | 43 |  | 43 | 430
[5 empty] | Total |  | 4705341.7175 |  |  |  | 118807 | [9 empty] | 101165.5
Store Inventry
|  |  | Total usable material |  | 4705341.7175
|  |  | Non movable Material |  | 118807
|  |  | Scrap Material |  | 101165.5
|  |  | Total store Inventry 2024-25 |  | 4925314.2175
INVENTORY
Name of Zone- Garhwal
Name of Circle- Roorkee
Name of Division- 220 KV O&M Division Imlikheda(Piran Kaliyar)
Name of Sub-Station- 132 KV Sub- Station Chudiyala
Month- MAY -2026
| S.No. | Item Code | Name of Item | Unit | Unit Rate in Rs. | Useable |  | Unserviceable |  | Non-Moving |  | Obsolete |  | Scrap |  | Total Inventory Amt.
[6 empty] | Qty. | Total Amount in Rs. | Qty. | Total Amount in Rs. | Qty. | Total Amount in Rs. | Qty. | Total Amount in Rs. | Qty. | Total Amount in Rs. | Total Amount in Rs.
| 1 | VV5V406003 | C.T Junction Box | No. | 4540 | 1 | 4540
| 2 | VV6V601003 | P.T Junction Box | No. | 4540 | 2 | 9080
| 3 | SS3S301016 | 132 KV Post Insulator | No. | 12720 | 2 | 25440
| 4 | FF0F050032 | Main & auxiluries lattice structure for 132 KV Gantries equipment | MT | 106414.4 | 1.408 | 149831.4752
| 5 | CC3C316005 | GI cable Tray150mm | Mtr | 221.33 | 50 | 11066.5
| 6 | CC3C316006 | GI cable Tray100mm | Mtr | 221.33 | 19 | 4205.27
| 7 | CC3C316007 | GI cable Tray75mm | Mtr | 100 | 20 | 2000
| 8 | FF2F202003 | GI flat 50X6mm | MT | 88341 | 0.28 | 24735.48
| 9 | FF2F201004 | Ms Rod 36mm dia. | MT | 84325 | 0.042 | 3541.65
| 10 | FF1F108003 | U- Bolt | No. | 50 | 18 | 900
| 11 | CC3C303001 | Indoor Type End termination Kit 33 KV 400x3 XLPE Cable(New) | No. | 28084 | 1 | 28084
| 12 | CC1C104002 | LT cable3.5x400 Sq mm(W/o Armoured) | Mtr | 700 | 55 | 38500
| 13 | CCOCOO2011 | PVC control cable 4X2.5 sq mm(W/o Armoured) | Mtr | 96.29 | 48 | 4621.92
| 14 | CCOCOO1003 | PVC Control cable 18x2.5 mm sq ( O/U)(Armoured) | Mtr | 100 | 40 | 4000
| 15 | AA0A002004 | ACSR Panther Conductor Panther | Mtr | 232 | 240 | 55680
| 16 | II5I501005 | ACSR Panther Comprension Type Single Tension fitting | No. | 4534.33 | 14 | 63480.62
| 17 | SS4S402001 | 33KV Isolator Jaw (Repairable) | No. | 100 | 3 | 300
| 18 | II3I301004 | Mid-Span Joint for Panther to Panther Cond. | No. | 1935.33 | 3 | 5805.99
| 19 | II3I302004 | Repair Sleeve for Panther Cond. | No. | 851.25 | 3 | 2553.75
| 20 | II0I001007 | Disc insulator 70 KN | No. | 340 | 2 | 680
| 21 | II0I001003 | Disc insulator 120 KN | No. | 850 | 14 | 11900
| 22 | SS6S610009 | HRC Fuse 63 Amp | No. | 354 | 2 | 708
| 23 | PP2P221004 | T/F Cooling Fan (O/U) | No. | 1000 | 1 | 1000
| 24 | II5I504005 | ACSR Panther Single Suspension Fitting | No. | 2912 | 2 | 5824
| 25 | SS4S402016 | 33KV Isolator blade Repairable(O/D) | No. | 344 | 1 | 344
| 26 | TT1T101032 | Max.-Min. Register | No. | 849.6 | 2 | 1699.2
| 27 | II5I507013 | G.I. Earthwire Fitting For 7/9 S.W/G | No. | 1700.23 | 6 | 10201.38
| 28 | II2I202001 | Extension Link for E/W Clamp | No. | 340.5 | 10 | 3405
| 29 | JJ3J301014 | 220V AC/DC spring charging motor (Universal motor for FSA opreting mechanism) | No. | 22774 | 1 | 22774
| 30 | JJ3J301005 | 220/110 V DC trip-2 coil (220/110 V DC trip-2 coil for FSA operating mechanism) | No. | 5664 | 1 | 5664
| 31 | JJ3J301005 | 220/110 V DC trip-1 coil (220/110 V DC trip-1 coil for FSA operating mechanism) | No. | 5664 | 1 | 5664
| 32 | JJ7J01004 | Yellow switching element (Spring charging motor limit switch ) | No. | 826 | 1 | 826
| 33 | JJ7J01004 | Bule switching element (Spring charging motor limit switch ) | No. | 826 | 1 | 826
| 34 | JJ3J301009 | Auxiiliary switch for FSA drive (Wiping contact type auxiliary switch) | No. | 19116 | 1 | 19116
| 35 | TT1T101029 | Log sheet | No. | 1416 | 1 | 1416
| 36 | PP2P226014 | Biometric Attendance machine | No. | 14691 | 1 | 14691
| 37 | AA0A002003 | ACSR Zebra conductor(O/U) in cut lenth | Mtr | 150 | 62 | 9300
| 38 | VV3V305004 | 33 KV Cast resin wound CT 1200-600/1-1A(ABB indoor) | No. | 107675 | 2 | 215350
| 39 | VV3V305004 | 33 KV Cast resin wound CT 800-400/1-1A(ABB indoor) | No. | 95875 | 2 | 191750
| 40 | CC3C307001 | 33 KV XLPE outdoor cable termination kit 3X400 mm² | No. | 31388 | 1 | 31388
| 41 | CC3C301003 | 33 KV XLPE Indoor cable termination kit 3X400 mm² | No. | 27140 | 2 | 54280
| 42 | JJ3J301010 | Difective 132 KV ABB make Breaker pole type LTB 145/D1 (O&U) | No. | 10000 | 1 | 10000
| 43 | CC3C317001 | Alluminium Tape | Kg. | 200 | 2 | 400
| 44 | KK0K003001 | 120 KV Surge Arrestor/Lighting Arrestor | No. | 47082 | 2 | 94164
| 45 | KK0K005001 | 33 KV Surge Arrestor/Lighting Arrestor | No. | 7670 | 1 | 7670
| 46 | VV2V204007 | Empty T/F oil Drum | No. | 300 | 6 | 1800
| 47 | TT1T101022 | Daily Supply Register | No. | 849.6 | 1 | 849.6
| 48 | TT1T101044 | Stoppage Register | No. | 849.6 | 3 | 2548.8
| 49 | ZZ2Z005001 | Top Drive Unit assembly(Diffective) | No. | 100 | 1 | 100
| 50 |  | Insulation Sealer | No. | 1767.4 | 7 | 12371.8
| 51 | VV2V204001 | Transformer oil (New) | Ltr | 135.7 | 90 | 12213
| 52 | VV2V203002 | Spare Molecular sives Filter (Capasity 55 Kg) for On Line Moisture Removal System | No. | 105680.8 | 4 | 422723.2
| 53 | TT1T101018 | Battery Register | No. | 823.64 | 2 | 1647.28
| 54 | TT1T101047 | 33 KV Tripping Regiter | No. | 823.64 | 2 | 1647.28
| 55 | MM3M303003 | Digital Amp. Meter CT Ratio 800/400/200/100-1 Amp | No. | 15133.5 | 6 | 90801
| 56 | MM3M302006 | Digital Volt. Meter PT Ratio 132/33 KV/Secondary-110 Volts with Aux supply110 Volt AC/DC | No. | 13452 | 2 | 26904
| 57 | MM3M304006 | Digital MW Meter 3 phase CT Ratio 800/400/200/100-1 Amp & PT Ratio 132/33 KV Secondary-110 volts with Aux supply 110 volt AC/DC | No. | 12331 | 5 | 61655
| 58 | MM3M305006 | Digital MVAR Meter 3 phase CT Ratio 800/400/200/100-1 Amp & PT Ratio 132/33 KV Secondary-110 volts with Aux supply 110 volt AC/DC | No. | 12387.05 | 2 | 24774.1
| 59 | MM0M019040 | Trip Cikt Supervision Relay ABB Aux supply 200-250 volt AC/DC | No. | 19281.2 | 3 | 57843.6
| 60 | VV3V305004 | 33 KV Current Transformer (3 Core) 800/400/1(0.2S) | No. | 69480.76 | 2 | 138961.52
| 61 | VV1V103046 | 33 KV CT Clamp for Twin Zebra conductor | No. | 2770.64 | 2 | 5541.28
| 62 | JJ8J801005 | 33 KV CB Clamp for Twin Zebra conductor | No. | 2885.1 | 1 | 2885.1
| 63 | JJ8J801006 | 132 KVC.B. Clamp for single Zebra cond. | No. | 1770 | 3 | 5310
| 64 | VV1V103045 | 132 KVC.T. Clamp for single Zebra cond. | No. | 1947 | 1 | 1947
| 65 | SS5S501015 | 132 KV Isolator Clamp for single zebra Cond. | No. | 1767.64 | 2 | 3535.28
| 66 | GG0G001003 | Multipurpose spray | No. | 2170.2 | 0 | 0
| 67 | CC1C103010 | Control Cable 70mm x 3.5 core | Km | 442849.68 | 0.039 | 17271.1375
| 68 |  | Polymer Insulator 70 JN | No. | 8366.21 | 14 | 117126.94
|  |  | Non Contact Voltage Detctor Bluetooth NCVD with 7 mtr triangle hotstic | No. | 71471.42 | 1 | 71471.42
| 1 | CC3C316005 | GI cable Tray150mm | Mtr | 221.33 |  |  |  |  | 48 | 10623.84
| 2 | FF1F108003 | U- Bolt | No. | 50 |  |  |  |  | 18 | 900
Scrap survey 2025-26
| 1 | PP1P126016 | Enargy Meter make Secure (R-Back)(O/U) | No. | 100 | [8 empty] | 11 | 1100
| 2 | PP1P126016 | Energy meters L&T make (O/U) | No. | 2000 | [8 empty] | 14 | 28000
| 3 | PP1P126016 | Energy meters L&T mak (R-Back)(O/U) | No. | 100 | [8 empty] | 4 | 400
| 4 | ZZ1Z001001(13.1.23)65,L-330 (15.6.23)101 L-330 (23.03.24)134-135 (7.10.24)117,L-316 | Aluminium Scrap | Kg. | 50 | [8 empty] | 11.4 | 570
| 5 | MM0M019040(2.5.23)81,L-330 (7.9.23)120,L-330 | TCS Relay (Damaged) | No. | 25 | [8 empty] | 2 | 50
| 6 | AA1A101001 (7.9.23)120,L-330 | Earth Wire Scrap | Kg. | 20 | [8 empty] | 780 | 15600
| 7 | NN1N101003(25.01.24)44, L-337 | RTCC Panel(20 MVA T/F NGEF make) Scrap | No. | 1000 | [8 empty] | 1 | 1000
| 8 | VV2V204007 | Empty T/F oil Drum as Scrap | No. | 300 | [8 empty] | 53 | 15900
| 9 | KK0K005001(04.04.24)60, L-337 | 33 KV LA (Damaged) | No. | 25 | [8 empty] | 3 | 75
| 10 | SS4S402001(10.09.24)76, L-337 | Copper alloy Scrap (33 KV Isolater blade copper tube) | Kg. | 250 | [8 empty] | 2 | 500
| 12 | ZZ1Z002001(7.10.24)117,L-316 | PVC scrap | Kg. | 7 | [8 empty] | 1 | 7
| 13 | II0I001007(15.04.25)102, L-337 | Disc Insulator(Damaged) | No. | 5 | [8 empty] | 23 | 115
[14 empty] | Total | 63317
Without Scrap survey 2025-26
| 1 | ZZ1Z001001(15.10.25)200, L-330 | Aluminium Scrap | Kg. | 50 | [8 empty] | 4.8 | 240
| 2 | AA0A002003 (15.10.25) P -200, L-330 | ACSR Zebra cond. Old & used in cut lenth(Scrap) | Kg. | 35 | [8 empty] | 40.75 | 1426.25
| 3 | FF0F015002 (10.11.25)132, L-316 | G.I Tower parts old & used dismantled (Scrap) | Kg. | 35 | [8 empty] | 2700 | 94500
| 4 | MM0M019040(2.5.23)81,L-330 (7.9.23)120,L-330 | TCS Relay (Damaged) | No. | 25 | [8 empty] | 2 | 50
| 5 | ZZ1Z003001 | Different type Meter (MW,MVAR,AMP,VOLT& TCS) | Kg. | 10 | [8 empty] | 3.76 | 37.6
[14 empty] | Total | 96253.85
|  |  | TOTAL |  |  |  | 2241335.5727 |  |  |  | 11523.84 |  | Grand Total |  | 2412430.2627
INVENTORY for M/O May -2026
| Name of Zone |  | :- Garhwal Zone, Roorkee
| Name of Circle |  | :- O&M Circle, PTCUL, Roorkee
| Name of Division |  | :- 220 KV O&M Division, Sidcul, Haridwar
| Name of Substation |  | :- 132 KV Substation, Jwalapur, Haridwar | [10 empty] | Name of JE : Baldev singh
| Item No |  | Name of Article | Unit | Rate | Usable |  | Unserviceable |  | Non Moving |  | Obsolete |  | Scrap |  | Remark
[6 empty] | Qty. | Total Amount in Rs. | Qty. | Total Amount in Rs. | Qty. | Total Amount in Rs. | Qty. | Total Amount in Rs. | Qty. | Total Amount in Rs.
| 1 |  | CIF rail piece 80 mm | No. | 20 | [8 empty] | 4 | 80 | 01.11.25
| 2 | CC2C201001 | HF cable 150 ohm | Mtr. | 5 | [8 empty] | 50 | 250 | 01.11.25
| 3 | II3I302007 | Joint sleeve for dog | No. | 50 | [6 empty] | 20 | 1000 |  |  | 01.11.25
| 4 |  | Valve 335221 | No. | 20 | [6 empty] | 4 | 80 |  |  | 01.11.25
| 5 |  | Drain & Fill valve | No. | 50 | [6 empty] | 7 | 350 |  |  | 01.11.25
| 6 | II2I203002 | Suspension clamp E/W 7/10 SWG | No. | 50 | 5 | 250
| 7 | II2I203002 | Suspension clamp E/W 7/10 SWG O/U | No. | 50 | 16 | 800
| 8 | JJ6J601023 | Contact segment | No. | 1 | [6 empty] | 120 | 120 |  |  | 01.11.25
| 9 |  | Plug contact D 9286047 | No. | 10 | [6 empty] | 30 | 300 |  |  | 01.11.25
| 10 |  | Carbon brush D 1435 CO2 | No. | 10 | [6 empty] | 2 | 20 |  |  | 01.11.25
| 11 |  | Carbon brush D 1463 CO2 | No. | 10 | [6 empty] | 12 | 120 |  |  | 01.11.25
| 12 |  | Carbon brush 8565 for HWS | No. | 10 | [6 empty] | 12 | 120 |  |  | 01.11.25
| 13 | GGOG001008 | Lead seal | No. | 10 | [6 empty] | 59 | 590 |  |  | 01.11.25
| 14 |  | Dead end for 7/9 SWG earth wire | No. | 2600 | 10 | 26000
| 15 | II3I301009 | Mid span joint for steel portion 7/10 SWG | No. | 675 | 6 | 4050
| 16 | FF0F013011 | 132 KV DC C-type tower | No. | 931303 | 2 | 1862606
| 17 | FF0F003011 | 132 KV S/C C-type tower | No. | 561542 | 1 | 561542
| 18 | II3I301009 | MS Joint for 7/10 SWG earth wire | No. | 1020 | 2 | 2040
| 19 |  | Aluminium Tag | No. | 5.67 | [6 empty] | 2000 | 11340 |  |  | 01.11.25
| 20 | FF0F015002 | GI Tower parts scrap | Kg. | 20 | 196 | 3920
| 21 |  | Earth wire scrap | Kg. | 15 | [8 empty] | 148 | 2220 | 01.11.25
| 22 | FF0F015002 | B+0 DC Tower part (O&U) dismantled & damaged without stub | MT | 20000 | 2.609 | 52180
| 23 | FF0F043003 | Template for B-type double circuit tower | No. | 109725.84 | 1 | 109725.84
| 24 | FF0F043005 | Template for C-type double circuit tower | No. | 175560.4 | 1 | 175560.4
| 25 | PP0P008010 | 7/10 SWG earth wire | Km. | 77881.03 | 0.245 | 19080.8524
| 26 | II5I502005 | Double tension fitting for ACSR panther conductor | No. | 9051.85 | 15 | 135777.75
| 27 | II5I504005 | Suspension fitting for ACSR panther conductor | No. | 4224.2 | 6 | 25345.2
| 28 | II5I501010 | Tension fitting for GS earth wire 7/10 SWG | No. | 1870.71 | 4 | 7482.84
| 29 | II3I301009 | Mid span compression joint for GS earth wire 7/10 SWG | No. | 1508.64 | 2 | 3017.28
| 30 | FF4F403007 | Flexible copper bond | No. | 1508.64 | 2 | 3017.28
| Total | [5 empty] | 2992395.4423 | [5 empty] | 14040 |  | 2550
| Grand Total |  | 3008985.4423
HEAD of A/C- CAPITAL (SIDCUL BAY)
| Item No |  | Name of Article | Unit | Rate | Usable |  | Unserviceable |  | Non Moving |  | Obsolete |  | Scrap |  | Remark
[6 empty] | Qty. | Total Amount in Rs. | Qty. | Total Amount in Rs. | Qty. | Total Amount in Rs. | Qty. | Total Amount in Rs. | Qty. | Total Amount in Rs.
| 1 |  | 132 KV C&R Panel with 110V DC operated | No. | 1204579 | 1 | 1204579
| Total | [5 empty] | 1204579
| Grand Total |  | 1204579
HEAD of A/C- DEPOSIT (RAILWAY BAY)
| Item No |  | Name of Article | Unit | Rate | Usable |  | Unserviceable |  | Non Moving |  | Obsolete |  | Scrap |  | Remark
[6 empty] | Qty. | Total Amount in Rs. | Qty. | Total Amount in Rs. | Qty. | Total Amount in Rs. | Qty. | Total Amount in Rs. | Qty. | Total Amount in Rs.
| 1 |  | 132 KV 2-phase SF-6 C.B. with structure | No. | 999220 | 1 | 999220
| 2 |  | 2-phase energy meter with box | No. | 399050 | 2 | 798100
| 3 |  | PN structure for 132 KV post insulator with N & B | MT | 89707 | 0.67 | 60103.69
| 4 |  | 132 KV CT 200/100/1 A | No. | 200200 | 1 | 200200
| Total | [5 empty] | 2057623.69
| Grand Total |  | 2057623.69
INVENTORY for M/O May 2026
| Name of Zone :- |  | Garhwal Zone, Roorkee
| Name of Circle :- |  | O&M Circle, PTCUL, Roorkee
| Name of Division :- |  | 220 KV O&M Division, Sidcul, Haridwar | [7 empty] | Name of J.E | Pankaj Kumar
| Name of Substation :- |  | 132 KV Substation, Jwalapur, Haridwar
| Item NO | Item Code | Name of Article | Unit | Rate | Usable |  | Unservicable |  | Non Moving |  | Obsolete |  | Scrap |  | Remark
[6 empty] | Qty. | Total Amount in Rs. | Qty. | Total Amount in Rs. | Qty. | Total Amount in Rs. | Qty. | Total Amount in Rs. | Qty. | Total Amount in Rs.
| 1 |  | 132 KV Damaged CT ratio 400/200/1 A | No | 2000 | [8 empty] | 3 | 6000
| 2 |  | Damaged 33 KV CT | No | 1000 | [8 empty] | 1 | 1000
| 3 |  | Defective 33 KV C.T 800/400/1A | No | 1000 | [8 empty] | 1 | 1000
| 4 |  | Old, used & obsolete 33 KV CT, 400/200/1 A | No | 300 | [7 empty] | 0 | 3 | 900
| 5 |  | 11 KV CT resin cast 200/5A BIMCO make | No | 200 | [7 empty] | 0 | 2 | 400
| 6 | NN0N003008 | 11 KV feeder Panel | No | 15000 | [7 empty] | 0 | 3 | 45000
| 7 |  | LT Cubical sheakle strip | Set | 20 | [7 empty] | 0 | 1 | 20
| 8 |  | 11 KV Bicco make PT O/U | No | 500 | [8 empty] | 2 | 1000
| 9 | VV4V306007 | 11 KV CT 200/100/5 Bicco | No | 100 | [7 empty] | 0 | 9 | 900
| 10 |  | 11 KV Single core CT 150/400/5 | No | 2000 | [7 empty] | 0 | 3 | 6000
| 11 |  | 11 KV CT Damaged | No | 100 | [7 empty] | 0 | 2 | 200
| 12 |  | 132 KV Line Control & Relay Panel (Old & Obsolete) | Set | 500 | [7 empty] | 0 | 4 | 2000 | After PSDF 2018
| 13 |  | 40 MVA (132/33 KV) Transformer Control & Relay Panel (Old & Obsolete) | No | 500 | [7 empty] | 0 | 1 | 500 | After PSDF 2018
| 14 |  | 33 KV Double feeder Control & Relay Panel (old & obsolete) | No | 500 | [7 empty] | 0 | 3 | 1500
| 15 |  | 33 KV Capacitor Bank Control & Relay Panel (old & obsolete) | No | 500 | [7 empty] | 0 | 1 | 500
| 16 |  | 33 KV Triple feeder Control & Relay Panel (old & obsolete) | No | 500 | [7 empty] | 0 | 2 | 1000 | After PSDF 2018
| 17 |  | Old & used LT Supply Distribution Board ACDB | No | 1500 |  | 0 | [6 empty] | 1 | 1500
| 18 | VV4V307001 | 33KV ring type CT 400/200/1 A FOR Bulk oil Breather | No | 100 | [7 empty] | 0 | 3 | 300
| 19 | VV4V307001 | 33 Kv ring type CT 400/200/1A for metering BHEL | No | 100 | [7 empty] | 0 | 3 | 300
| 20 | VV4V306007 | 11 KV CT 200/100/5A Bicco make | No | 100 | [7 empty] | 0 | 1 | 100
| 21 |  | 11 KV double core CT 10/5A metering /protection | No | 100 | [7 empty] | 0 | 5 | 500
| 22 |  | Summation CT for 600 V system | No | 500 | [7 empty] | 0 | 1 | 500
| 23 | II3I307001 | Number plate | No | 20 | [7 empty] | 0 | 247 | 4940
| 24 |  | E clamp | No | 50 | [7 empty] | 0 | 48 | 2400
| 25 |  | F clamp | No | 50 | [7 empty] | 0 | 16 | 800
| 26 |  | PP clamp rail 90/105 | No | 50 | [7 empty] | 0 | 46 | 2300
| 27 |  | Earth clamp rail 90/105 Lbs | No | 50 | [7 empty] | 0 | 116 | 5800
| 28 |  | R.S Joist 150 x 150mm long 8 mtr | No | 2000 | [7 empty] | 0 | 2 | 4000
| 29 |  | R.S Joist 100 x 200mm long 4.25 mtr | No | 1000 | [7 empty] | 0 | 2 | 2000
| 30 |  | R.S Joist 100 x 116mm long 9 mtr | No | 2000 | [7 empty] | 0 | 2 | 4000
| 31 |  | R.S Joist 175 x 185mm long 9 mtr | Kg | 10 | [7 empty] | 0 | 170 | 1700
| 32 |  | P.P clamp for rail | No | 35 | [7 empty] | 0 | 52 | 1820
| 33 | II2I201001 | Stay clamp for SP 55 | No | 35 | [7 empty] | 0 | 14 | 490
| 34 |  | Clamp for earth electrical | No | 20 | [7 empty] | 0 | 12 | 240
| 35 |  | Bracing clamp for rail | No | 50 | [7 empty] | 0 | 4 | 200
| 36 | II2I201001 | Stay clamp rail 90/105 | No | 50 | [7 empty] | 0 | 7 | 350
| 37 |  | Arcing Assembly | No | 50 | [7 empty] | 0 | 3 | 150
| 38 |  | Contact for arching assembly | No | 100 | [7 empty] | 0 | 3 | 300
| 39 |  | MS Scrap | Kg | 25 | [8 empty] | 276 | 6900
| 40 | VV6V601004 | 33 KV junction box with mounting rail & connector | No | 200 | [8 empty] | 1 | 200
| 41 |  | Tower Parts Scrap | Kg | 30 | [8 empty] | 48 | 1440
| 42 |  | Aluminium Scrap | Kg | 50 | [8 empty] | 7 | 350
| 43 |  | Connector for dear terminal 30 x 30 mm | No | 50 | [8 empty] | 2 | 100
| 44 |  | T connector Al for deer to deer | No | 50 | [8 empty] | 1 | 50
| 45 | II1I108001 | T connector Al for deer to deer | No | 50 | [8 empty] | 1 | 50
| 46 | II3I302007 | Repair sleeve for Dog | No | 30 | [8 empty] | 8 | 240
| 47 |  | Joint sleeve for dog | No | 30 | [8 empty] | 7 | 210
| 48 |  | Clamp for Post insulator 44/375 | No | 20 | [8 empty] | 25 | 500
| 49 | II2I201002 | PG clamp for DOG conductor | No | 100 | [8 empty] | 371 | 37100
| 50 |  | Jaw for 33 KV EMC make isolator Defect. | No | 300 | [8 empty] | 34 | 10200
| 51 |  | Copper Scrap | Kg | 200 | [8 empty] | 8 | 1600
| 52 |  | Fixed contact assembly | No | 100 | [8 empty] | 2 | 200
| 53 |  | Fixed main laminated finger contact pair | No | 20 | [8 empty] | 100 | 2000
| 54 |  | Aux Plug & socket | No | 20 | [8 empty] | 20 | 400
| 55 |  | Trolly riseing & lower gear | No | 100 | [8 empty] | 5 | 500
| 56 |  | Rose type Female contact Diff | No | 100 | [8 empty] | 57 | 5700
| 57 |  | Fixed contact signel | No | 300 | [8 empty] | 6 | 1800
| 58 |  | U Contact for 11 kV Diff | No | 60 | [8 empty] | 29 | 1740
| 59 |  | Armature MW B no. 5682 (1166) | No | 50 | [8 empty] | 2 | 100
| 60 |  | Armature R 9 RHW 1046 (1266) | No | 50 | [8 empty] | 2 | 100
| 61 |  | Trolly Brushing apoxy rod bushing | No | 200 | [8 empty] | 16 | 3200
| 62 |  | Female contector O/U for 33 KV BKR | No | 25 | [8 empty] | 6 | 150
| 63 | VV2V215002 | Gun metal terminal clamp 20 MVA T/F | No | 50 | [8 empty] | 3 | 150
| 64 |  | Tension fitting for deer 132 KV 20 to 35 mix bolted type | No | 500 | [8 empty] | 1 | 500
| 65 |  | Fitting 3 bolted type Bus bar hardware fitting tension for deer | No | 500 | [8 empty] | 1 | 500
| 66 |  | L post valve 1/2'' 336221 | No | 200 | [8 empty] | 1 | 200
| 67 |  | Motor wolf SPF 18 SET NO. 46264, 46262, 46208 | No | 100 | [8 empty] | 3 | 300
| 68 |  | Cross jet pot assembly | No | 50 | [8 empty] | 4 | 200
| 69 |  | Cross Jet device | No | 200 | [8 empty] | 1 | 200
| 70 |  | Upper insulator with flange | No | 200 | [8 empty] | 1 | 200
| 71 |  | Lower insulator with flange | No | 200 | [8 empty] | 2 | 400
| 72 |  | Moving contact Ass let Portable Jhula | No | 200 | [8 empty] | 5 | 1000
| 73 |  | TMR one set | No | 10 | [8 empty] | 3 | 30
| 74 |  | Vaccum Pump ass | No | 500 | [8 empty] | 1 | 500
| 75 |  | Gross Jet Pot complete | No | 250 | [8 empty] | 6 | 1500
| 76 |  | Contact Assport | No | 100 | [8 empty] | 6 | 600
| 77 |  | Arcing Pot | No | 100 | [8 empty] | 15 | 1500
| 78 |  | D sheakle with bolt deft. | No | 100 | [8 empty] | 1 | 100
| 79 |  | 33 KV Disc fitting for Panther conductor | No | 20 | [8 empty] | 227 | 4540
| 80 | JJ6J601001 | Tripping coil for 11 0 Volt DC for 11 KV breaker | No | 300 | [8 empty] | 5 | 1500
| 81 | JJ5J501008 | Closing coil | No | 20 | [8 empty] | 3 | 60
| 82 |  | Singlephase Asia make relaly O/U | No | 100 | [8 empty] | 6 | 600
| 83 |  | Connecting & super vision relay (SEMANS) | No | 1000 | [8 empty] | 1 | 1000
| 84 |  | Trip Circuit supervision Relay 110V DC old & used | No | 1500 | [8 empty] | 2 | 3000
| 85 |  | Auxillary Relay 110V DC old & used | No | 1500 | [8 empty] | 2 | 3000
| 86 |  | Potencial Meter 1K10W old & used | No | 2500 | [8 empty] | 2 | 5000
| 87 |  | Portable Type digital Meter 3 to 5 digit old & used | No | 2500 | [8 empty] | 1 | 2500
| 88 |  | Micro ohm meter old & used | No | 500 | [8 empty] | 1 | 500
| 89 |  | Salonide closing coil | No | 100 | [8 empty] | 1 | 100
| 90 |  | Portable digital rerading tpye max ohm Meter with lead | No | 500 | [8 empty] | 1 | 500
| 91 |  | Defective distance protection relay | No | 200 | [8 empty] | 1 | 200
| 92 | FF0F043003 | 132 kv B type DC tower template KEC | Set | 5000 | [6 empty] | 1 | 5000
| 93 | NN4N403014 | Indication lamp 110V pin type | No | 58 |  |  |  |  | 82 | 4756
| 94 | NN4N403013 | Indication lamp 110V threadtype | No | 56 |  |  |  |  | 81 | 4536
| 95 | MM3M304006 | MW meter (digital) | No | 9988 | 2 | 19976
| 96 | VV2V206002 | OTI meter | No | 9194 | 1 | 9194
| 97 | VV2V207001 | WTI meter | No | 9194 | 1 | 9194
| 98 | NN4N411004 | ON OFF CAM operated rotary switch | No | 944 | 3 | 2832
| 99 | NN4N411004 | 6 Way rotary switch | No | 2043 | 5 | 10215
| 100 | MM2M205007 | MVAR meterPTR 132KV/110V | No | 8160.65 | 3 | 24481.95
| 101 | MM2M206001 | Power factor meter | No | 5647 | 1 | 5647
| 102 | MM2M205016 | MVAR meter33KV/110V | No | 7321 | 3 | 21963
| 103 | NN4N409009 | Ampere selector switch | No | 1021.5 | 6 | 6129
| 104 | NN5N504003 | Auxillary contractor MNX 25 AX 3 | No | 4086 | 2 | 8172
| 105 | LL6L609001 | Stater 230V | No | 11 |  |  |  |  | 19 | 209
| 106 | NN4N405007 | Electronic semaphore for breaker | No | 2250 |  |  |  |  | 7 | 15750
| 107 | NN4N406002 | Electronic semaphore for isolator | No | 2250 |  |  |  |  | 11 | 24750
| 108 | JJ7J701007 | Remote local comp switch | No | 1646 | 0 | 0
| 109 | LL6L604001 | MS Distribution Box with 3 Connector & Gland | No | 2270 | 6 | 13620
| 110 | SS6S610026 | HRC fuse 4 amp | No | 52.21 | 14 | 730.94
| 111 | SS6S610020 | HRC fuse 10 amp | No | 56.75 | 11 | 624.25
| 112 | SS6S610019 | HRC fuse 16 amp | No | 61.29 | 2 | 122.58
| 113 | SS6S610010 | HRC fuse 32 amp | No | 68.1 | 12 | 817.2
| 114 | II4I405001 | 33 KV Bus separator cum dropper clamp moose to panther | No. | 1813.73 | 11 | 19951.03
| 115 | II4I405001 | Spacer cum dropper for M to M | No | 1145 | 19 | 21755
| 116 | MM2M202015 | Voltmeter | No | 5663.65 | 0 | 0
| 117 | VV5V407013 | CT clamp suitable for twin moose | No | 1259.5 | 4 | 5038
| 118 | II2I205001 | gun metal L type clamp | No | 1190.8 | 3 | 3572.4
| 119 | FF1F108003 | U bolt for suspension fitting | No | 10 | [6 empty] | 330 | 3300
| 120 | FF1F108003 | U bolt | No | 60 | 8 | 480
| 121 | II3I301005 | MS joint for SPL panther | No | 100 | [6 empty] | 3 | 300
| 122 | KK3K201009 | connector terminal for 33 KV LA | No | 100 |  |  |  |  | 8 | 800
| 123 | II4I406005 | Anti clamp device | No | 50 | [6 empty] | 192 | 9600
| 124 | FF4F403001 | Copper pipe 25/28 mm | mtr | 400 |  |  |  |  | 39.6 | 15840
| 125 | FF4F405001 | Pipe type earthing set | Set | 100 |  |  |  |  | 6 | 600
| 126 | FF1F101069 | GI Bolted nut 5/8'' O/S | kg | 10 | [6 empty] | 45 | 450
| 127 | FF1F101069 | GI Bolted nut 1/2'' x 3/16'' | No | 5 | [6 empty] | 205 | 1025
| 128 | FF1F101069 | GI Bolted nut 6 x 37 mm long with washer | No | 1 | [6 empty] | 1250 | 1250
| 129 | CC3C315009 | 11 KV XLPE 3x185 mm2 cable Lug | No | 50 | [6 empty] | 14 | 700
| 130 | SS3S301005 | Isolator blade for 132 KV SRCT make | No | 1000 | 6 | 6000
| 131 | SS3S301005 | Blade for 132 KV 800A SMC make | No | 1000 | 1 | 1000
| 132 | SS3S301005 | Blade for 132 KV 800A Isolator | No | 1000 | 2 | 2000
| 133 | SS4S402013 | Blade for 33 KV EMC make Isolator | No | 1000 | 2 | 2000
| 134 | SS4S402013 | Blade for 33 KV SMC make Isolator | No | 1000 | 3 | 3000
| 135 | SS4S402013 | 33 KV Isolator blade SMC make | No | 1000 | 1 | 1000
| 136 | SS4S402015 | SMC make blade 120 mm copper made | No | 1000 | 3 | 3000
| 137 | BB0B002006 | Capacitor unit 7.3 KVA | No | 22112 | 5 | 110560
| 138 | CC1C113003 | 400mm2 Al Power Cable Polycab make | mtr | 867 |  |  |  |  | 130 | 112710
| 139 | VV6V601004 | PT Junction Board | No | 5732 | 3 | 17196
| 140 | II5I502006 | Fitting double tension for 132 KV 10 unit 52mm for spl panther | Set | 500 |  |  |  |  | 4 | 2000
| 141 | II5I502006 | Fitting double tension for 132 KV 10 unit 52mm for spl panther | No | 1500 | 12 | 18000
| 142 | II5I501005 | O&U Tension fitting for Panther conductor without dead end | No | 600 | 12 | 7200
| 143 | JJ5J501008 | 110Vdc Tripping/closing coil for 33 KV BHEL make C.B | No. | 2724 | 5 | 13620
| 144 | JJ5J501008 | 110 V DC closing coil Scheinder make | No | 5605 | 4 | 22420
| 145 | JJ5J501008 | 110 V DC closing coil CGL make | No | 8260 | 0 | 0
| 146 | JJ3J301007 | 110Vdc Tripping/closing coil for 132KV Alstom make C.B | No. | 4540 | 3 | 13620
| 147 | JJ3J301007 | 110Vdc Tripping/closing coil for 132 KV CGL make C.B | No. | 4824 | 4 | 19296
| 148 | JJ5J501007 | 110 V DC tripping coil Scheinder make | No | 5605 | 4 | 22420
| 149 | JJ5J501007 | 110 V DC tripping coil CGL make | No | 14160 | 0 | 0
| 150 | FF0F013004 | 132 KV A type tower part DC + 3 mtr Extention + 6 mtr extention | MT | 60000 |  |  |  |  | 4.058 | 243480
| 151 | FF0F013009 | 132 KV B type tower part D/C + 3 mtr extention + 6 mtr extention | MT | 60000 |  |  |  |  | 5.602 | 336120
| 152 | FF0F003006 | 132 kv B type tower part S/C TD 1/2 108 B marks O/U dismantled 11 set | MT | 50000 | [6 empty] | 23.196 | 1159800
| 153 | FF0F003012 | 132 kv c type tower TD 1/2 mark o/u dismantled | MT | 50000 | [6 empty] | 16.557 | 827850
| 154 | FF0F003012 | 3 mtr extension for above o/u | MT | 50000 | [6 empty] | 0.496 | 24800
| 155 | FF0F043010 | B type Template | No | 63000 |  |  |  |  | 1 | 63000
| 156 | FF0F042007 | 220 KV DD+18 Template | No | 269327 |  |  |  |  | 1 | 269327
| 157 |  | Tarus EHT 1250 Max-1 OHTL Fault analyser with complete accessories (including technical manual & Instruction booklet ) in faulty condition | No | 900000 |  |  |  |  | 1 | 900000
| 158 | VV6V505002 | 36 KV /110 V P.T | No. | 28480 | 2 | 56960
| 159 | FF2F202003 | MS flat 50 X 6 mm | Kg | 78.47 | 268 | 21029.96
| 160 | CC3C316003 | cable tray width 20 cm thickness 1 mm | Rmt | 411.82 | 219 | 90188.58
| 161 | VV5V406003 | CT/PT Juncttion Box | No | 11735 | 8 | 93880
| 162 | CC3C315007 | Aluminium lug for 240 sqmm | No | 151.04 | 13 | 1963.52
| 163 | CC3C315012 | Aluminium lug for 70 sqmm | No | 83.78 | 16 | 1340.48
| 164 | II1I110001 | T-clamp suitable for panther conductor | No | 1176.46 | 8 | 9411.68
| 165 | SS5S501009 | 33 KV Pad type clamp suitable for moose conductor | No | 978.22 | 9 | 8803.98
| 166 | NN4N408014 | 6amp modular switch | No | 47.2 | 32 | 1510.4
| 167 | NN4N408015 | 16 amp modular switch | No | 159.3 | 1 | 159.3
| 168 | JJ3J302030 | Anti Pumping Relay | No | 1170.56 | 4 | 4682.24
| 169 | VV5V404003 | Bushing rod of CT dia 30 mm | No | 1466.74 | 2 | 2933.48
| 170 |  | SF-6 Gas (50 Kg Cylinder) | Kg | 916.86 | 5.7 | 5226.102
| 171 |  | Scrap ACSR pather & moose conductor | Kg | 15 |  |  | 38 | 570
| 172 |  | Scrap ACSR Panther conductor | Kg | 50 |  |  | 29 | 1450
| 173 |  | Scrap ACSR Moose conductor | Kg | 50 |  |  | 24 | 1200
| 174 |  | Old & used 132 KV CT, 400/200/1 A | No | 5000 | 2 | 10000
| 175 | SS5S501008 | Pad type clamp suitable for twin moose | No | 1239 | 0 | 0
| 176 | SS5S501017 | Isolator Run through clamp suitable for panther conductor dia 25 mm | No | 2371.8 | 2 | 4743.6
| 177 | SS5S501017 | Isolator Run through clamp suitable for panther conductor dia 35 mm | No | 2159.4 | 3 | 6478.2
| 178 | II1I102004 | C Type boltless wedge clamps with stoper for M to P conductor | No | 2835.6 | 0 | 0
| 179 | II1I102004 | C type boltless wedge connectors/clamp with stopper suitable for moose to panther conductor | No | 3280.4 | 20 | 65608
| 180 | II1I102004 | C-Type Boltless wedge clamp with stopper for M to P conductor | No | 2891 | 13 | 37583
| 181 | II1I102001 | C-Type Boltless wedge clamp with stopper for M to M conductor | No | 2891 | 16 | 46256
| 182 | II1I105001 | C-Type Boltless wedge clamp with stopper for P to P conductor | No | 2631.4 | 9 | 23682.6
| 183 | VV5V407023 | CT clamp dia 35 mm suitable for panther conductor | No | 2230.2 | 0 | 0
| 184 | VV3V305005 | 36 KV outdoor CT 800/400/1 Amp, 3 core, class 0.2 with junction box | No | 46020 | 1 | 46020
| 185 | VV2V204007 | Empty Drum of Transformer oil | No | 200 | 11 | 2200
| 186 | VV4V307002 | Ring Type C.T of Ratio 400/5 Amp | No | 1814 | 3 | 5442
| 187 | VV3V303001 | Old & Used 132 KV C.T 800/400/1A, | No | 2000 | 1 | 2000
| 188 | VV2V204001 | Transformer oil (Old, used & dirty) | Ltr | 25 | [6 empty] | 1636 | 40900
| 189 | VV2V204007 | Empty T/F Oil Drum | No | 200 | 9 | 1800
| 190 | ZZ2Z005004 | CIPF BEHT 80x80 mm | No | 20 | [6 empty] | 2 | 40
| 191 |  | CI DET joint complete round ring 80mm | No | 10 | [6 empty] | 8 | 80
| 192 |  | Rubber gasket for iytan pipe | No | 5 | [6 empty] | 40 | 200
| 193 |  | bushing insulator with cemented inset | No | 200 | [6 empty] | 8 | 1600
| 194 |  | SEMB for panel | No | 30 | [6 empty] | 3 | 90
| 195 |  | Connector ML 232/40 A 415 V 602791 | No | 20 | [6 empty] | 1 | 20
| 196 |  | Hanger for A type TD - 153 | No | 100 | [6 empty] | 6 | 600
| 197 |  | Gasket set of 6 piece | Set | 5 | [6 empty] | 18 | 90
| 198 |  | Fibre jet plate | No | 5 | [6 empty] | 113 | 565
| 199 |  | Gasket D 9286024 | No | 1 | [6 empty] | 15 | 15
| 200 |  | Gasket D 9286024 -1 | No | 1 | [6 empty] | 20 | 20
| 201 |  | Gasket D 9286008 | No | 1 | [6 empty] | 15 | 15
| 202 |  | Gasket D 941106-1 | No | 1 | [6 empty] | 10 | 10
| 203 |  | Gasket D 9411035-1 | No | 1 | [6 empty] | 14 | 14
| 204 |  | Gasket E 9211108-2 | No | 1 | [6 empty] | 15 | 15
| 205 |  | Gasket E 9211108-1 | No | 1 | [6 empty] | 15 | 15
| 206 |  | O-Ring E 9211026-2 | No | 1 | [6 empty] | 30 | 30
| 207 |  | 11 KV Post insulator | No | 50 | [6 empty] | 4 | 200
| 208 |  | Radiator Valve | No | 250 | [6 empty] | 30 | 7500
| 209 |  | Add on block | No | 1021.5 | 4 | 4086
| 210 |  | Hanger complete for 132 KV S/C line | No | 100 | [6 empty] | 41 | 4100
| 211 |  | Hanger complete with nut bolt for 132 KV D/C line | No | 100 | [6 empty] | 29 | 2900
| 212 |  | Extension Link 70 x 12x 579 mm for A type TD 153 | No | 50 | [6 empty] | 34 | 1700
| 213 |  | Extension Link 70 x 12 x 429 mm for A type TD 153 | No | 50 | [6 empty] | 34 | 1700
| 214 |  | Step Bolt 5/8'' x 175 mm | No | 20 | [6 empty] | 287 | 5740
| 215 |  | Step Bolt 5/8'' x 175 O/U | No | 15 | [6 empty] | 37 | 555
| 216 |  | Anchor Bolt with nut 20 X 50 mm dia | No | 100 | 4 | 400
| 217 |  | 132 KV Poly cone insulator | No | 1000 | [6 empty] | 9 | 9000
| 218 |  | 33 KVSF6 CGL make breaker damage | No | 5000 |  |  | 1 | 5000
| 219 |  | 33 KV suspension fiting Shook for fixing 125x65x6 mm | No | 600 |  |  |  |  | 59 | 35400
| 220 |  | Copper strip 25 X 5 mm | Kg | 1177.05 | 12 | 14124.6
| 221 |  | old & used control cable(in pieces) | mtr | 4 | [6 empty] | 585 | 2340
| 222 |  | Transformer Oil (Old & Used) | Ltr | 10 | [6 empty] | 1045 | 10450
| 223 |  | Old and used ACSR Moose Conductor | Kg | 178.74 |  |  | 52 | 9294.48
| Total | [5 empty] | 1015361.072 |  | 17514.48 |  | 2029278 |  | 2124579 |  | 207820
| Grand Total | [5 empty] | 5394552.552
220 KV SUBSTATION, SIDCUL HARIDWAR
Inventory Report for the month of : May-2026
|  |  | Name of the Zone : Garhwal | [7 empty] | Name of JE : Baldev Singh
| S. No. | Item Code | Description of Items | Unit | Unit Rate In Rs. | Useable |  | Unserviceable |  | Non-Moving |  | Obsolete |  | Scrap |  | Remarks
[6 empty] | Qty | Total Amount in Rs. | Qty | Total Amount in Rs. | Qty | Total Amount in Rs. | Qty | Total Amount in Rs. | Qty | Total Amount in Rs.
| 1 | CC3C314007 | AL lug 240 mm² | Nos. | 148 | 4 | 592
| 2 | CC3C314013 | AL Lug 50 mm² | Nos. | 87 | 9 | 783
| 3 | LL4L404002 | Lamp Holder | No. | 179 | 8 | 1432
| 4 | LL6L606002 | Brass Holder | No. | 48 | 37 | 1776
| 5 | J501 | 2 Way control Trip switch 32 Amp | Nos. | 1995 | 5 | 9975
| 6 |  | Carbon Hack saw Blade 1/2X12" | Nos. | 24.8 | 47 | 1165.6
| 7 | JJ7J707001 | SF- 6 Gas | Kg | 3151.78 | 38 | 119767.64
| 8 | II3I307006 | Danger Board | Nos. | 283.75 | 30 | 8512.5
| 9 | II3I307003 | Phase Plate | Nos. | 408.6 | 30 | 12258
| 10 | II3I307001 | Number Plate | Nos. | 272.4 | 10 | 2724
| 11 | II3I307002 | Name Plate | No. | 278.1 | 42 | 11680.2
| 12 |  | M.S. Both side painted sign board 4X2 Feet | Nos. | 1657.1 | 15 | 24856.5
| 13 | TT1T101026 | Instruction register | No. | 350 | 1 | 350
| 14 | TT1T101046 | Testing Register | No. | 350 | 1 | 350
| 15 | TT1T101045 | Telephone Register | No. | 350 | 1 | 350
| 16 | TT1T101027 | Inspection Register | No. | 350 | 1 | 350
| 17 | TT1T101042 | Rosting Register | No. | 350 | 1 | 350
| 18 | SS6S610027 | HRC Fuse 2 Amp | Nos. | 38.59 | 19 | 733.21
| 19 | SS6S610019 | HRC Fuse 16Amp | Nos. | 96.48 | 12 | 1157.76
| 20 | SS6S610024 | HRC Fuse 4 Amp | Nos. | 54.94 | 63 | 3461.22
| 21 | SS6S610022 | HRC Fuse 6 Amp | Nos. | 54.94 | 53 | 2911.82
| 22 | SS6S610013 | HRCFuse 25 Amp | Nos. | 54.94 | 51 | 2801.94
| 23 | CC3C317004 | Al Tape Rol 1/2' width 30 Mtr Long | Nos. | 624.25 | 4 | 2497
| 24 | NN4N401003 | Green LED Indicator 220 Volt AC | Nos. | 90.8 | 7 | 635.6
| 25 | NN4N401001 | Red LED Indicator 220 Volt AC | Nos. | 90.8 | 7 | 635.6
| 26 | NN4N401002 | Yellow LED Indicator 220 Volt AC | Nos. | 90.8 | 22 | 1997.6
| 27 |  | Straight type Breaker connector for Moose | Nos. | 820.61 | 4 | 3282.44
| 28 | II2I210002 | Twin type 33 kv Breaker clamp | Nos. | 1298.44 | 4 | 5193.76
| 29 | VV3V302001 | 220 KV CT 1600/800/1 Amp Heptacare | Nos. | 337037.7 | 3 | 1011113.1
| 30 |  | 245 KV CT of ratio 800/400/1 amp. | Nos. | 458887.84 | 3 | 1376663.52
| 31 |  | 245 KV CT of ratio 300/150/1 amp. | Nos. | 454300 | 3 | 1362900
| 32 |  | 145 KV CT of ratio 800/400/1 amp. | Nos. | 247800 | 3 | 743400
| 33 | JJ3J301004 | Close coil Assembly 220 V DC CGL Breaker | Nos. | 4859.16 | 4 | 19436.64
| 34 | JJ5J501002 | Trip coil Assembly for 33 KV CGL Breaker 220 V DC | Nos. | 4859.16 | 2 | 9718.32
| 35 | JJ7J701007 | LR Switch | No. | 2839.56 | 1 | 2839.56
| 36 | JJ7J7010018 | Auxiliary switch | Nos. | 3483.81 | 2 | 6967.62
| 37 | J301 | Gas Pressure Guage | Nos. | 16434.5 | 1 | 16434.5
| 38 | VV5V407002 | 220 KV CT Clamp for pipe Bus of CT Bushing 35 mm | Nos. | 2832 | 11 | 31152
| 39 | VV5V407003 | 220 KV CT Clamp for pipe Bus of CT Bushing 25 mm | Nos. | 2718.5 | 11 | 29903.5
| 40 | A303 | Twin type clamp for pipe Bus & Moose | Nos. | 2154.23 | 1 | 2154.23
| 41 | JJ3J301004 | Closing coil Assembly 220 Volt DC operated for 145 KV SF6 Gas CB Make CGL | Nos. | 18207 | 2 | 36414
| 42 | JJ3J301006 | Tripping coil Assembly 220 V DC operated for 145 KV SF6 Gas CB Make CGL | Nos. | 16600.5 | 3 | 49801.5
| 43 | MM2M204005 | 132 KV MW Meter 1000/1 A | Nos. | 4131 | 2 | 8262
| 44 | MM2M204008 | 132 KV MW Meter 200/1 A | Nos. | 8160 | 2 | 16320
| 45 | MM2M205008 | 132 KV MVAR Meter 200/1 A | No. | 8160 | 1 | 8160
| 46 | JJ5J503004 | Closing coil Assembly 220 Volt DC operated for 33 KV Areva make VCB | Nos. | 4767 | 6 | 28602
| 47 | JJ5J503002 | Tripping coil Assembly 220 V DC operated for 33 kv Areva make VCB | Nos. | 4710.25 | 8 | 37682
| 48 | LL6L603001 | Junction Box | Nos | 1900 | 2 | 3800
| 49 | MM0M009004 | Trip Circuit Supervision relay V95 RS 36 E2 220 Volt Dc | Nos. | 4762.125 | 3 | 14286.375
| 50 | MM0M009032 | Trip Circuit relay V-86 Rh1, 5E1, 220 Volt DC | Nos. | 1950.75 | 3 | 5852.25
| 51 |  | Pivot sleeve (Fiber) for 220 kv Isolator (HIVELM) rotating shaft for adjustment of limit switch | Nos. | 1133.865 | 2 | 2267.73
| 52 | SS5S501002 | Isolator End clamps suitable for 4 inch Al IPS pipe bus | Nos. | 3620.65 | 1 | 3620.65
| 53 |  | Holding clamps for 120 KN Disc Insulator to 4 inch Al IPS pipe Bus | Nos. | 2701.3 | 12 | 32415.6
| 54 |  | Complete Double Tension Fitting for 120 KN Disc insulator & ACSR moose conductor | Nos. | 8910 | 9 | 80190
| 55 | JJ8J802005 | Double U-Tarantula type Circuit Breaker Clamp for 4 inch AL IPS Tube | Nos. | 10945 | 2 | 21890
| 56 |  | 220 KV CT Clamp for Moose Conductor & 38 mm Bushing size | Nos. | 1283 | 4 | 5132
| 57 | KK0K005001 | 33 KV Lightening Arrestor | Nos. | 8208 | 1 | 8208
| 58 |  | 216 KV Lightening Arrestor | Nos. | 100300 | 3 | 300900
| 59 |  | 120 KV Lightening Arrestor | Nos. | 83190 | 5 | 415950
| 60 |  | 30 KV Lightening Arrestor | Nos. | 25252 | 3 | 75756
| 61 | S707 | MCCB 200 Amp, 415 V, 50 Hz 4 Pole | Nos. | 30164.45 | 1 | 30164.45
| 62 | S707 | MCCB 100 Amp, 415 V, 50 Hz, 4 Pole | Nos. | 9273.355 | 1 | 9273.355
| 63 | VV3V305003 | 36 KV Outdoor C.T. ratio 1000/800/1 Amp , 3 Core, class-0.2 | Nos. | 45085.44 | 2 | 90170.88
| 64 | MM2M202007 | AC Voltmeter Range 0- 150 PTR 132KV / 110V | Nos. | 4956 | 1 | 4956
| 65 | MM2M202011 | AC Voltmeter Range 0-20 PTR 33KV/110V | Nos. | 4956 | 1 | 4956
| 66 | MM2M204016 | MW Meter 3Phase 4Wire, Range (-)30-0-30, CTR 400/1A, PTR 33KV/110V | Nos. | 6844 | 2 | 13688
| 67 | MM2M205016 | MVAR Meter 3Phase 4 Wire Range (-)30-0-30 CTR 400/1A, PTR 33KV/110V | Nos. | 6844 | 2 | 13688
| 68 | MM2M203011 | Ac Ammeter, CTR 400/1A, Range 0-400A | Nos. | 4130 | 4 | 16520
| 69 | CC3C307001 | Outdoor Cable End Termination Kit suitable for 33 KV 3X400 sqmm XLPE Cable Make '3M' | No. | 37060 | 1 | 37060
| 70 | CC3C319003 | Outdoor cable through jointing kit suitable for 33 KV 3X400 sqmm XLPE Cable Make '3M' | No. | 82482 | 1 | 82482
| 71 | SS5S501008 | Isolator clamp for twin ACSR Moose & Isolator pin of 30 mm | Nos. | 1545.75 | 4 | 6183
| 72 | II1I107001 | T- clamp for ACSR Moose conductor | Nos. | 910.25 | 3 | 2730.75
| 73 |  | Protection Transfer Switch | Nos. | 12378.2 | 1 | 12378.2
| 74 | II1I102004 | C-Type Boltless wedge clamp Moose to Panther | Nos. | 3280.4 | 10 | 32804
| 75 | II1I102004 | C-Type wedge clamp for Moose to Moose conductor | Nos. | 2891 | 4 | 11564
| 76 | II1I102004 | C-Type wedge clamp with stopper for Zebra to Zebra conductor | Nos. | 2891 | 10 | 28910
| 77 |  | 220 KV C.T. Clamp suitable for moose conductor | Nos. | 1362 | 1 | 1362
| 78 | S402 | Twist mechanism for double break type 33 KV Isolator | Nos. | 588.2 | 2 | 1176.4
| 79 | II2I204005 | Pad Clamp for ACSR Panther Conductor | Nos. | 970 | 4 | 3880
| 80 | II4I404004 | Spacer For Twin Moose Conductor | Nos. | 1177.6 | 5 | 5888
| 81 | II2I204005 | Pad Clamp with tripple U Tarantula Conductor suitable for 4 inch AL Pipe tube | Nos. | 11800 | 7 | 82600
| 82 | JJ2J201002, JJ2J201004 | Tripping/Closing Coil Assembly 220 V DC for 245 KV SF-6 Gas Circuit Breaker | Nos. | 21210.5 | 3 | 63631.5
| 83 | JJ5J501002, JJ5J501004 | Tripping/Closing Coil Assembly 220 V DC for 36 KV Vacuum Circuit Breaker | Nos. | 17670.5 | 1 | 17670.5
| 84 | JJ7J7010018 | 33 KV Circuit Breaker Trip Neutral Close Switch 3 NO, 3NC Make SWITRON | Nos. | 8804.4 | 5 | 44022
| 85 | JJ7J701011 | Breaker Control Switch BSS09P016D58IS 25A / 660 Volt AC/DC, Make KAYCEE | Nos. | 11600 | 1 | 11600
| 86 | VV5V404014 | EHV Grade Transformer Oil Confirming to IS: 335/1993(209 Ltrs in each drum) | Nos | 15357.11 | 2 | 30714.22
| 87 | VV5V404014 | EHV Grade Transformer Oil Confirming to IS: 335/1993(209 Ltrs in each drum) | Nos | 15000 | 0 | 0
| 88 | VV5V404014 | EHV Grade Transformer Oil Confirming to IS: 335/1993 | Ltrs | 73.48 | 68 | 4996.64
| 89 | VV5V404014 | Transformer Oil (old, used & dirty) | Ltrs | 25 | 74 | 1850
| 90 | VV5V404014 | Transformer Oil (old & used) | Ltrs | 10 | 836 | 8360
| 91 | SS4S401010 | Fabricated Galvanized Base Plate | Nos | 1469.1 | 3 | 4407.3
| 92 |  | Bi-Metallic (Al&Cu) Neutral Bshing Clamp for 160 MVA T/F | Nos. | 2940.56 | 1 | 2940.56
| 93 | SS4S401010 | Fabricated Galvanised Base Plate suitable for 33 KV Isolator | Nos. | 1463.2 | 4 | 5852.8
| 94 |  | ACSR Moose Conductor | Km | 483800 | 0.03 | 14514
| 95 |  | ACSR Moose Conductor | Km | 446526 | 0.69 | 308102.94
| 96 |  | Pad Clamp for Circuit Breaker Clamp for Acsr Moose Conductor | Nos. | 1162.3 | 3 | 3486.9
| 97 |  | 220 KV line isolator clamp with double 'U' Tarantulla conductor | No. | 11741 | 16 | 187856
| 98 |  | HV Bushing clamp (50 MVA Transformer ) | No. | 7044.6 | 3 | 21133.8
| 99 |  | LV Bushing clamp (50 MVA Transformer ) | No. | 7032.8 | 3 | 21098.4
| 100 |  | Winding Temperature Indicator for 80 MVA T/F | No. | 97350 | 1 | 97350
| 101 |  | 331 KVAR ,6.93 kv Single phase capacitor Unit HITACHI make | No. | 85491 | 3 | 256473
| 102 |  | 245 KV Male-Female isoaltor arm for 1600 amp. Hi-Velm make | No. | 81125 | 0 | 0
| 103 |  | 245 KV Male-Female isoaltor arm for 1600 amp. G.Nandy make | No. | 81125 | 2 | 162250
| 104 |  | 145 KV Male-Female isoaltor arm for 1600 amp. | No. | 53395 | 4 | 213580
| 105 |  | 33 KV Isolator blade for 1250 amp. Rama Make | No. | 17995 | 1 | 17995
| 106 |  | 33 KV Isolator Jaw for 1250 amp. Rama Make | No. | 9705.5 | 6 | 58233
| 107 |  | 33 KV Isolator blade for 800 amp. Elpro Make | No. | 12095 | 6 | 72570
| 108 |  | 33 KV Isolator Jaw for 800 amp. Elpro Make | No. | 10915 | 4 | 43660
| 109 |  | 33 KV Isolator blade for 1600 amp. Elpro Make | No. | 13571.18 | 1 | 13571.18
| 110 |  | Oxide Inhibiting Electrical Joint Compound (AL-AL) 226 gm Bottle | No. | 14024.3 | 2 | 28048.6
| 111 |  | Oxide Inhibiting Electrical Joint Compound (Cu-Cu) 226 gm Bottle | No. | 15281 | 2 | 30562
| 112 |  | 220 KV Breaker Control Switch BCC09P016D58/S 25A/600 Volt AC/DC | No. | 17080.5 | 1 | 17080.5
| 113 |  | 220 KV Breaker Control Switch BCE12L006A30/S 25A/600 Volt AC/DC | No. | 17074.6 | 2 | 34149.2
| 114 |  | 132 KV Breaker Control Switch SBC 32P 594/114LM/P552/SL 32A/600 Volt AC/DC | No. | 15316.4 | 2 | 30632.8
| 115 |  | 33 KV Breaker Control Switch SPC 32P 444B 32A/600 Volt AC/DC | No. | 9410.5 | 1 | 9410.5
| 116 |  | 33 KV CT Damage scrap | No. | 500 |  |  | 1 | 500
| 117 |  | 33 KV CT Damage scrap | No. | 500 |  |  | 1 | 500
| 118 |  | 33 KV feeder realy ALSTOM | Nos. | 100 |  |  | 2 | 200
| 119 | VV2V207001 | Winding Temperature Indicator (100 MVA T/F) | Nos. | 20342.5 |  |  |  |  | 1 | 20342.5
| 120 | VV2V206001 | Oil Temperature Indicator (100 MVA T/F) | No. | 16995 |  |  |  |  | 1 | 16995
| 121 | VV3V303003 | CT 145 KV, VISHAL | No. | 92000 |  |  |  |  | 1 | 92000
| 122 | NN4N409005 | Voltage Selector Switch 10 Amp | No. | 1020 |  |  |  |  | 2 | 2040
| 123 | NN4N409006 | Amp Selector Switch 220 V | No. | 500 |  |  |  |  | 2 | 1000
| 124 | VV4V307003 | Round C.T. Coil 50/5A | No | 390 |  |  |  |  | 3 | 1170
| 125 | VV1V103012 | LT Side Bushing Clamp for 80 MVA Transformer | No. | 1663 |  |  |  |  | 3 | 4989
| 126 | VV4V305014 | 33 KV C.T. 50/25/1 A | Nos. | 18300 |  |  |  |  | 3 | 54900
| 127 | S301 | Terminal Connector for 132 KV Isolator | Nos. | 300 |  |  |  |  | 3 | 900
| 128 | CC3C317006 | Empire Tape | Nos. | 82.5 |  |  |  |  | 42 | 3465
| 129 |  | Brass Alloy Bushing Calmp | No. | 3299 |  |  |  |  | 3 | 9897
| 130 |  | Open Close switch | No. | 2370 |  |  |  |  | 2 | 4740
| 131 | VV3V303002 | 145 KV CT 800/400/1 Amp BHEL Make | No. | 100000 |  |  |  |  | 3 | 300000
| 132 | GG0G003001 | PVC Section Pipe 4 inch | Mtrs | 222 |  |  |  |  | 360 | 79920
| 133 | GG0G003005 | Interconnector of Pipe Size 4 inch | Nos. | 410 |  |  |  |  | 20 | 8200
| 134 | II5I502001 | Double tension fitting for moose conductor | Nos. | 3400 |  |  |  |  | 15 | 51000
| 135 | J501 | Stator & Rotor of 33 KV Circuit Breaker Motor | No. | 5448 |  |  |  |  | 1 | 5448
| 136 |  | Submercible Pump 10 HP, 7.5 KW , 2 Pole, 415 Volt | No. | 158900 |  |  |  |  | 1 | 158900
| 137 |  | Control Panel for Pump Motor | No. | 45400 |  |  |  |  | 1 | 45400
| 138 | FF1F105002 | GI HRH Nut & Bolt 16X60 mm | Nos. | 15.21 |  |  |  |  | 255 | 3878.55
| 139 | FF1F105001 | GI HRH Nut & Bolt 16X65 mm | Nos. | 16.58 |  |  |  |  | 105 | 1740.9
| 140 | MM0M001001 | Buchholze relay for 100 MVA T/F | Nos. | 95908 |  |  |  |  | 1 | 95908
| 141 | FF2F201003 | 40 mm Dia M.S. earthing rod | Km | 495000 |  |  |  |  | 0.09524 | 47143.8
| 142 | JJ7J705013 | Seal Assembly | Nos. | 3782.04 | [6 empty] | 5 | 18910.2
| 143 | JJ7J705016 | Sealing Ring 30.56 X 1.27 | Nos. | 401.13 | [6 empty] | 9 | 3610.17
| 144 | J201 | Overload Iph Preventor | Nos. | 5157.32 | [6 empty] | 7 | 36101.24
| 145 | J201 | DC operated Electronic timer 220 V DC | Nos. | 5796.6 | [6 empty] | 6 | 34779.6
| 146 | JJ7J705008 | Dowty Seal 20X13.7X1.5 | No. | 63.5 | [6 empty] | 1 | 63.5
| 147 | JJ7J709001 | Hydraulic Oil suitable for Seimens Make Ciruit Breaker at 400 KV Substation Rishikesh | Ltrs | 1078.25 | [6 empty] | 27 | 29112.75
| 148 |  | Energy Meter (OLD & Used) | Nos. | 100 | [6 empty] | 27 | 2700
| 149 |  | Energy Meter (OLD) | No. | 500 | [6 empty] | 4 | 2000
| 150 |  | Winding Temperature Indicator for 80 MVA T/F (Defective) scrap | No. | 100 | [8 empty] | 2 | 200
| 151 |  | Oil Temperature Indicator for 80 MVA T/F (Defective) scrap | No. | 100 | [8 empty] | 1 | 100
| 152 |  | Empty T/F Oil Drum | Nos. | 250 | [8 empty] | 19 | 4750
| 153 |  | Empty Drum | No. | 300 | [8 empty] | 2 | 600
| 154 |  | Empty T/F oil drum | Nos. | 200 | [8 empty] | 74 | 14800
| 155 | P-30 | Capacitor cell (Old & Used) Damage | Nos. | 100 | [8 empty] | 41 | 4100
| 156 | JJ0J005005 | 33 KV Vaccum Circuit Breaker Make AREVA (Old, used) | No. | 1000 | [8 empty] | 2 | 2000
| 157 |  | 33 KV C.T. 400/1A Old, damage & Scrap | Nos. | 200 | [8 empty] | 3 | 600
| 158 | JJ0J005002 | 33 KV SF-6 Gas Circuit Breaker Make CGL(old & Used )Damaged | No. | 2000 | [8 empty] | 1 | 2000
| 159 |  | Siemens Make Motor (old & used) | No. | 2000 | [8 empty] | 1 | 2000
| 160 |  | 33 KV CT (old & used) Damage | No. | 200 | [8 empty] | 5 | 1000
| 161 |  | 33 KV CT (old & used) Damage | No. | 200 | [8 empty] | 4 | 800
| 162 |  | 33 KV CT (Old & used) defective | No. | 200 | [8 empty] | 1 | 200
| 163 |  | Oil Temperature Indicator (160 MVA T/F) defective | No. | 100 | [8 empty] | 1 | 100
| 164 |  | Winding Temperature Indicator (160MVA T/F) defective | No. | 100 | [8 empty] | 3 | 300
| 165 | VV6V507003 | 145 KV CVT ABB Make Defective | No. | 10000 | [8 empty] | 2 | 20000
| 166 |  | 33 KV Post Insulator Damage scrap | No. | 40 | [8 empty] | 1 | 40
| 167 |  | 33 KV Post Insulator Damage scrap | No. | 40 | [8 empty] | 4 | 160
| 168 |  | 33 KV CT Damage scrap | No. | 200 | [8 empty] | 3 | 600
| 169 |  | 33 KV CT Damage scrap | No. | 200 | [8 empty] | 4 | 800
| 170 | JJ5J501011 | Pole Assembly of 33 KV SF6 gas Circuit Breaker CGL Make Nonusable & scrap | No. | 50 | [8 empty] | 2 | 100
| 171 |  | Micom relay Damage (old & used) | No. | 5 | [8 empty] | 1 | 5
| 172 |  | Aluminium Scrap | Kg | 100 | [8 empty] | 3 | 300
| 173 |  | Aluminium Scrap | Kg | 100 | [8 empty] | 7.2 | 720
| 174 |  | Copper Scrap | Kg | 200 | [8 empty] | 0.5 | 100
| 175 |  | Copper Scrap | Kg | 200 | [8 empty] | 4.6 | 920
| 176 |  | Conductor scrap | Kg. | 40 | [8 empty] | 60 | 2400
| 177 |  | MS scrap | Kg. | 20 | [8 empty] | 4 | 80
| 178 | JJ0J002002 | 220 KV SF6 Gas CB make BHEL Damage | No. | 10000 | [8 empty] | 2 | 20000
| 179 | JJ0J002002 | 220 KV SF6 Gas CB make BHEL Damage | No. | 10000 | [8 empty] | 2 | 20000
| 180 | JJ0J005002 | 33 KV SF6 Gas Circuit CGL Make Breaker Damage | No. | 1000 | [8 empty] | 1 | 1000
| 181 | SS6S615007 | Kit - Kat fuse (old & used ) Damage | No. | 2 | [8 empty] | 38 | 76
| 182 |  | Isolator DP 32/20 Amp (old & used) | No. | 5 | [8 empty] | 2 | 10
| 183 |  | Contactor with Auxiliary Block (old & used ) | No. | 100 | [8 empty] | 28 | 2800
| 184 |  | Over load Relay (old & used) | No. | 20 | [8 empty] | 17 | 340
| 185 |  | Contactor (old & used ) | No. | 1 | [8 empty] | 150 | 150
| 186 |  | Single Phase Preventor (old & used) | No. | 10 | [8 empty] | 17 | 170
| 187 | BB0B00202 | 331 KVAR ,6.9 kv Single phase capacitor Unit BHEL make Damage (old & used) | No. | 100 | [8 empty] | 28 | 2800
| 188 |  | Time Delay Relay (old & used) | No. | 10 | [8 empty] | 2 | 20
| 189 | JJ00J005002 | 33 KV SF-6 Gas Circuit Breaker Make CGL(old & Used )Damaged | No. | 2000 | [8 empty] | 4 | 8000
| 190 |  | Numerical DPR (Defected) | Nos. | 50 | [8 empty] | 4 | 200
| 191 | MM0M019032 | Trip Circuit relay V-86 Rh1, 5E1, 220 Volt DC | No. | 10 | [8 empty] | 1 | 10
| 192 | SS0S002003 | 220 KV Isolator 3Ph | No. | 350401.62 | 1 | 350401.62
| 193 | K302 | 220 KV Post Insulator | Nos. | 24645 | 3 | 73935
| 194 | A303 | 33 KV Isolator Clamp for pipe Bus with double U type Tarantula conductor | Nos. | 15890 | 0 | 0
| 195 | CC0C001020 | Control Cable 2 X 2.5 sq mm | Km | 84665 | 0.35 | 29632.75
| 196 | CC1C103012 | Power Cable 3.5c X 35 sq mm | Km | 193520 | 0.85 | 164492
| 197 | A301 | 4" IPS Aluminium Tube | RMt | 1589 | 127.05 | 201882.45
| 198 | LL6L603002 | Lighting J.B. | No. | 25000 | 1 | 25000
| 199 | P505 | Aluminium Cable Tag | Nos. | 5.62 | 500 | 2810
| 200 |  | Single Suspension Fitting Runner type suitable for 120 KN & ACSR Moose Conductor | Nos. | 1339.11 | 3 | 4017.33
| 201 |  | 33 KV CT clamp | Nos. | 1699.2 | 9 | 15292.8
|  |  | SUB-TOTAL |  |  |  | 9188475.81 |  | 1200 |  | 1009977.75 |  | 127277.46 |  | 115351
| TOTAL |  |  |  |  | 10442282.02
HEAD of A/C- CAPITAL
| 1 |  | 33 KV CT Ratio 1600/800/1 Amp. | Nos. | 96898.47 | 4 | 387593.88
| 2 |  | 33 KV CT Ratio 800/400/1 Amp. | Nos. | 96898.47 | 12 | 1162781.64
| 3 |  | 33 KV CT Ratio 400/200/1 Amp. | Nos. | 93728.4 | 3 | 281185.2
| 4 |  | Junction Box for CT | Nos. | 32874.8 | 19 | 624621.2
| 5 | VV3V305001 | 33 KV C.T. (1Ph), AC0.2, 5 Core 1600/800/1A | Nos. | 79490.7 | 1 | 79490.7
| 6 |  | 33 KV Circuit Breaker (3 Ph.), 1600 Amp. Along with support structure, 220 Volt DC operated. | No. | 767000 | 2 | 1534000
| 7 | VV3V302001 | 245 KV CT ratio 1600/800/1A, 5 core with junction box and terminal connector | Nos. | 218761.33 | 1 | 218761.33
| 8 |  | 33 KV Isolator HDB with solid core insulator & mettalics and without earth switch, 1200 Amp. | No. | 136021 | 1 | 136021
| 9 |  | Steel structure Pipe Type with bolt & nuts. | MT | 41397 | 0.735 | 30426.795
| 10 |  | 145 KV SF-6 Gas Circuit Breaker, 3 Ph, 1600 A along with support structure 220 Volt DC operated. | No. | 1221300 | 1 | 1221300
|  |  | SUB-TOTAL |  |  |  | 5676181.745 |  | 0 |  | 0 |  | 0 |  | 0
| TOTAL |  |  |  |  | 5676181.745
| GRAND TOTAL |  |  |  |  | 16118463.765
DETAILS OF INVENTORY OF 220KV/132KV LINES UNDER 220KV SUB-STATION, SIDCUL, HARIDWAR AS ON MAY 2026
Division Name :- 220KV (O&M) Division, SIDCUL, Haridwar
(A) O&M Related Stock
| S. No. | Item Code | Description of Items | Unit | Qty | Useable |  | Unserviceable |  | Non-Moving |  | Obsolete |  | Scrap |  | Remarks
[6 empty] | Unit Rate In Rs. | Total Amount in Rs. | Qty | Total Amount in Rs. | Qty | Total Amount in Rs. | Qty | Total Amount in Rs. | Qty | Total Amount in Rs.
| 1 |  | Suspension Assembly (Old, Used, & Scrap) | Kg |  | 10 | [7 empty] | 23.8 | 238
| 2 |  | Tension Assembly (Old, Used, & Scrap) (D-cycle.) | Kg |  | 20 | [7 empty] | 76.8 | 1536
| 3 | II3I303004 | Vibration dampers (Old, Used, & Scrap) | Nos | 102 | 30 | 3060
| 4 |  | Dead Ends with steel Portion suita;ble for moose Conductor. | No. | 5 | 4278.95 | 21394.75
| 5 | II51504002 | Suspension fittng suitable for Moose Conductor. | No. | 2 | 2031.65 | 4063.3
| 6 |  | Joint sleeve with steel portion suitatable for Moose Conductor. | No. | 10 | 2213.25 | 22132.5
| 7 |  | Jumper Cone suitable for Moose Conductor. | No. | 10 | 1010.15 | 10101.5
| 8 | II51501009 | Earth wire Tension fitting suitable for 7/9 SWG. | No. | 2 | 1356.33 | 2712.66
| 9 | II51501010 | Earth wire Tension fitting suitable for 7/10 SWG. | No. | 8 | 1359.73 | 10877.84
| 10 | II515044009 | Earth wire Suspension fitting for 7/10 SWG | Nos. | 3 | 1700.23 | 5100.69
| 11 |  | Joint sleeve suitable for 7/9 SWG Earth wire. | Nos. | 3 | 565.23 | 1695.69
| 12 |  | Joint sleeve suitable for 7/10 SWG Earth wire. | Nos | 10 | 566.37 | 5663.7
| 13 | CC0C001008 | 1.1 Kv Control Cable FRLS (10x2.5 mm sq) | Kg | 0.102 | 339285 | 34607.07
| 14 | CC0C001009 | Control Cable (10x2.5 mm sq) (Old & used, in bits. | Nos. | 175 | 75 | 13125
| 15 | CC0C001015 | Control Cable (5x2.5 mm sq) (Old & used, in bits. | Nos. | 845 | 50 | 42250
| 16 | FF0F043010 | Template B&C Type. | MT | 1.564 | 117653.15 | 184009.5266
| 17 |  | Repair sleeve for ACSR Panther Conductor. | Nos. | 2 | 302.81 | 605.62
| 18 | II3I303004 | Vibration dampers for ACSR Panther Conductor.(Old, Used, & Scrap) | No. | 18 | 50 | 900
| 19 | II51504005 | Suspension fitting for ACSR Panther Conductor (Old &,used ) | No. | 15 | 100 | 1500
| 20 |  | Suspension fitting for Earth wire. (Old, Used,&Scrap) | No. | 28 | 50 | 1400
| 21 | AA0A002004 | ACSR Panther Conductor. (Scrap) | Mtrs |  | 55 | [7 empty] | 650 | 35750
| 22 | F | Tower Parts (Scrap) | MT | 2.535 | 45000 | 114075
| 23 | F1 | G.I Nut -Bolt (16x40 m.m sq) | Kg | 80 | 102 | 8160
| 24 | FF1F101024 | P.G Clamp (Moose to Zebra) | Nos. | 4 | 1142.7 | 4570.8
| 25 | II0I003003 | Double Compression Tension fitting ACSR -Zebra Conductor. | Nos. | 3 | 16520 | 49560
| 26 | II51504004 | Single Compression Tension Fitting ACSR-Zebra ConductOR. | Nos. | 5 | 9204 | 46020
| 27 |  | Single Suspension fittng ACSR Zebra Conductor. | Nos. | 5 | 7788 | 38940
| 28 | II31301003 | Mid Span Compression joint ACSR Zebra Conductor. | Nos. | 3 | 1416 | 4248
| 29 | II3I302003 | Repair sleeve for ACSR Zebra Conductor. | Nos. | 5 | 1062 | 5310
| 30 |  | Single Compression Tension Fitting ACSR-Panther Conductror. | Nos. | 1 | 4956 | 4956
| 31 | II51504005 | Single Suspension fittng ACSR Penther Conductor. | Nos. | 2 | 4130 | 8260
| 32 | II1I102003 | C-Type Boltless wedge clamp (Moose to Zebra). | Nos. | 16 | 3339.4 | 53430.4
| 33 |  | 132 KVA, A Type Tower Parts T/D 1/2 108 A. | MT | 0.4 | 50000 | 20000
| 34 | F1 | G.I Nutt Bolts 5/8 X 25 mm | Kg | 221 | 30 | 6630
| 35 | II51504005 | Suspension fitting for ACSR Panther Conductor . | Nos. | 3 | 1965.88 | 5897.64
| 36 | A103 | Binding wire 8 SWG suitable for ACSR Moose /Zebra/Panther Conductor. | Mtr | 29.4 | 13 | 382.2
| 37 | I005 | P.G Clamp (Zebra to Zebra) | No. | 8 | 1416 | 11328
| 38 | I005 | P.G Clamp (Zebra to Zebra) | Nos. | 10 | 882 | 8820
| 39 | II3I305004 | Armour Rod | Nos. | 2 | 15 | 30
| 40 | II3I302003 | Repair sleeve for Zebra Conductor. | Nos. | 20 | 296 | 5920
| 41 | II51504003 | Single Suspension fitting for Deer Conductor. | Nos. | 1 | 300 | 300
| 42 |  | Aluminium Scrap | KG | 30 | 100 | 3000
| 43 | II0I004004 | P.G Clamp Suitable for Deer to Zebra Conductor.( 4 Bolted) | Nos. | 5 | 1172 | 5860
| 44 | II1I103002 | C-type Boltless Connection clamp with stopper suitable for (Zebra to Deer) | Nos. | 4 | 3253.8 | 13015.2
| 45 |  | PG Clamp Deer to Zebra Connection size. | Nos. | 4 | 909 | 3636
| 46 | II0I001003 | 120 KN Disc Insulator O/U | Nos | 6 | 10 | 60
| 47 |  | ACSR Deer Conductor in bits. (Old & Used) | Meter | 24 | 100 | 2400
| 48 | II31301004 | Mid Span Joint Suitable for ACSR Panther Conductor. | Nos. | 2 | 1470.28 | 2940.56
| 49 |  | Repair sleeve for Zebra Conductor. | Nos. | 10 | 296 | 2960
| 50 | II31302004 | Repair sleeve suitable for ACSR Panther Conductor. | Nos | 5 | 1175.28 | 5876.4
| 51 | II31301008 | Mid Span Joint Suitable for earth wire joint . | Nos. | 10 | 587.64 | 5876.4
| 52 |  | 6 Bolted earth wire Holding Clamp, suitable for 7/9,7/10, SWG earth wire. | Nos. | 5 | 1170.56 | 5852.8
| 53 |  | Repair sleeve for Panther Conductor. | Nos. | 4 | 1770 | 7080
| 54 | II51501005 | Single Tension fitting for single ACSR Panther Conductor Suitable for 120 KN Disc Insulator. | Nos | 1 | 5310 | 5310
| 55 | II3I303004 | Vibration Damper Panther Conductor. | Nos. | 6 | 944 | 5664
| 56 | AA0A002004 | ACSR Panther Conductor. | KM | 0.882 | 230100 | 202948.2
| 57 | II0I001003 | Disc Insulator 120 KN | Nos | 22 | 1121 | 24662
| 58 | F | Tower Parts (Old & Used) 132 kv | Kg | 945 | 45 | 42525
| 59 | F | Tower Parts (Old & Used) 220 kv | Kg | 2610 | 45 | 117450
| 60 | AA0A002004 | ACSR Panther Conductor (Old & used)& scrap | Kg | 23.28 | 100 | 2328
| 61 | II0I001007 | 70 'KN Disc Insulator. | Nos. | 10 | 934.56 | 9345.6
| 62 | II51504005 | Single Suspension fitting for ACSR Panther Conductor. | Nos. | 23 | 8260 | 189980
| 63 |  | Mid span Compression joint for ACSR Panther Conductor. | Nos. | 11 | 1416 | 15576
| 64 |  | Vibration Damper Panther Conductor. | Nos. | 20 | 1534 | 30680
| 65 |  | Single Suspension fitting for ACSR Panther Conductor. (Old & used) scrap. | Nos. | 12 | 20 | 240
| 66 | AA0A002004 | ACSR Panther Conductor (Old & used)& scrap | Kg |  | 40 | [7 empty] | 345.7 | 13828
| 67 | I105 | C -Type boltless wedge clamp with stopper for Panther Conductor. | Nos. | 44 | 2631.4 | 115781.6
| 68 | AA0A002004 | ACSR Panther Conductor (Old & used)& scrap | Meter |  | 40 | [7 empty] | 288 | 11520
| 69 |  | Tower Parts (Old & Used) | Kg | 1145 | 45 | 51525
| 70 |  | ACSR Panther Conductor (Scrap) | Kg |  | 40 | [7 empty] | 48.5 | 1940
| 71 |  | ACSR ZEBRA Conductor | Km | 0.01 | 450259.5 | 4502.595
| 72 |  | ACSR Deer Conductor Tension Fitting with jumper cone. | Nos | 2 | 8496 | 16992
| 73 |  | Mid span Joint for Deer Conductor. | Nos | 1 | 3442.5 | 3442.5
| 74 |  | Repire sleeve for Deer Conductor | Nos | 2 | 1702.6 | 3405.2
| 75 |  | Mid-span Joint for Panther (Steel Portion ) | Nos | 7 | 308 | 2156
| 76 |  | Deer Conductor in pieces (Old ,used & Dismantled). | Nos | 760 | 180 | 136800
| 77 |  | Mid span Joint for Deer Conductor. | Nos | 4 | 400 | 1600
|  |  | TOTAL |  |  |  | 1803508.9416 | [7 empty] | 64812
|  | Name of Zone |  | Garhwal Zone
|  | Name of Circle |  | Roorkee Circle
|  | Name of Division |  | 132 Kv O&M Division Bhupatwala
|  | Name of Substation |  | 132 Kv S/S Bhupatwala
|  | Month- |  | 2026-05-30 | [5 empty] | STOCK
| S.No | Item Code | Name of Item | Unit | Unit Rate | Useable |  | Non Moving |  | Unserviceable |  | Obsolete |  | Scrap |  | Total Inventory Amt.
[6 empty] | Qty. | Total Amt. in Rs. | Qty. | Total Amt. in Rs. | Qty. | Total Amt. in Rs. | Qty. | Total Amt. in Rs. | Qty. | Total Amt. in Rs.
| 1 | II3I303004 | Vibration damper for ACSR Panther | No | 304 | 6 | 1824 |  | 0 |  | 0 |  | 0 |  | 0
| 2 | VVIN101034 | 132 kv oil bushing | No. | 60000 | 1 | 60000 |  | 0 |  | 0 |  | 0 |  | 0
| 3 | VVIN101035 | 33 kv Oil bushing | No. | 50000 | 1 | 50000 |  | 0 |  | 0 |  | 0 |  | 0
| 4 | BB0B002001 | 33 kv Capacitor Bank cell (Shree Make) | No. | 30000 | 1 | 30000 |  | 0 |  | 0 |  | 0 |  | 0
| 5 | VV6V507003 | 132 kv CVT (CGL Make ) | No. | 180000 | 1 | 180000 |  | 0 |  | 0 |  | 0 |  | 0
| 6 | VV3V303004 | Old 145 kv C.T (O/U) for (Hero) | No. | 92000 | 1 | 92000 |  | 0 |  | 0 |  | 0 |  | 0
| 7 | ZZ2Z005003 | 132 kv Post insulator for Isolator | No. | 13133 | 1 | 13133 |  | 0 |  | 0 |  | 0 |  | 0
| 8 | VV6V505002 | 33 kv P.T Single 110 V with junction Box | No. | 37759 | 1 | 37759 |  | 0 |  | 0 |  | 0 |  | 0
| 9 | SS5S501019 | Isolater Pad For ACSR Panther Through Quick Wej Connector | No | 1752 | 10 | 17520 |  | 0 |  | 0 |  | 0 |  | 0
| 10 | VV3V305006 | 33 Kv CT O/D Ratio(800/400/1A)Acc-0.2 | No | 31812.5 | 1 | 31812.5 |  | 0 |  | 0 |  | 0 |  | 0
| 11 | II0I001003 | 120 KN Disc Insulator O/U | No | 10 | 38 | 380 |  | 0 |  | 0 |  | 0 |  | 0
| 12 | II0I001007 | Disc insulator 70 KN (B/S) | No. | 280.51 | 33 | 9256.83 |  | 0 |  | 0 |  | 0 |  | 0
| 13 | CC1C114011 | XLPE Armored LT Power Cable 3.5 Corex400 Sqm | Km | 472000 | 0.15 | 70800 |  | 0 |  | 0 |  | 0 |  | 0
| 14 | JJ7J707001 | SF-6 gas | Kg | 3151.78 | 4 | 12607.12 |  | 0 |  | 0 |  | 0 |  | 0
| 15 | MM0M002003 | DEFECTIVE DIFFERENTIAL PROTN. RELAY MAKE MULTILIN T60 (Transformer Protection System) | No | 1000 |  |  |  | 0 | 1 | 1000 |  | 0 |  | 0
| 16 | JJ5J503007 | 110 Vdc Tripping/Closing Coil for 33 Kv CGL make CB | No. | 3575 | 1 | 3575 |  | 0 |  | 0 |  | 0 |  | 0
| 17 | II1I102001 | C- Type Boltless Wedge Clamp With Stopper For Mosse To Moose Conductor | No. | 2891 | 4 | 11564 |  | 0 |  | 0 |  | 0 |  | 0
| 18 | II1I105001 | C- Type Boltless Wedge Clamp With Stopper For Panther To Panther Conductor | No. | 2631.4 | 4 | 10525.6 |  | 0 |  | 0 |  | 0 |  | 0
| 19 | VV3V305005 | 33 Kv CT 800/400/1 | No. | 69000 | 1 | 69000 |  | 0 |  | 0 |  | 0 |  | 0
| 20 | SS4S402001 | 33 Kv Jaw | No | 5664 | 4 | 22656 | [7 empty] | 0
| 21 | SS4S402011 | 33 kv Isolator Blad | No | 7080 | 6 | 42480 | [7 empty] | 0
| 22 | SS3S301004 | 132 kv Isolator Jaw finger | No | 9204 | 5 | 46020 | [7 empty] | 0
| 23 | SS3S301005 | 132 kv Isolator male Contact | No | 10384 | 5 | 51920 | [7 empty] | 0
| 24 | II0I006001 | PG Clamp panther to Panther | No | 1711 | 15 | 25665 | [7 empty] | 0
| 25 | II0I003004 | PG Clamp Moose to Panther | No | 1829 | 10 | 18290 | [7 empty] | 0
| 26 | II0I003001 | PG Clamp Moose to Moose | No | 1652 | 10 | 16520 | [7 empty] | 0
| 27 | II5I505005 | 132 kv Suspension Fitting | No | 6844 | 8 | 54752 | [7 empty] | 0
| 28 | FF4F403005 | Copper Bond | No | 1593 | 2 | 3186 | [7 empty] | 0
| 29 | PP2P221004 | Industrial exhaust Fan | No | 33630 | 5 | 168150 | [7 empty] | 0
| 30 | CC1C113002 | 33 kv XLPE 3X400 sqmm Aluminium Power Cable (Scrap) | Mtr | 200 | [8 empty] | 32 | 6400
| 31 | VV3V305005 | 33 Kv outdoor CT 800/400/1 3 Core Class 0.02 with Junction Box | No | 46020 | 2 | 92040
| 32 | VV3V303004 | 132 KV CT 400/200/1 Old & Used | No | 5000 | 2 | 10000
| 33 | VV2V204007 | T/F Oil Drum Empty | No | 200 | 3 | 600
| 34 | ZZ2Z005001 | Molecular sives filter 55 Kg each | No | 105680.8 | 4 | 422723.2
| 35 | VV2V204007 | Transformer Oil Drum Old /Used | No | 250 | 7 | 1750
| 36 | KK0K003001 | 120 kV Lightening Arrestor | No | 83190 | 1 | 83190
| 37 | SS0S003005 | 145 Kv 1250 Amp 3 Phase Horizantal Blade with earth switch isolator | No | 259600 | 1 | 259600
| Total | [5 empty] | 2021299.25 |  | 0 |  | 1000 |  | 0 |  | 6400 | 2028699.25
New Scrap List 2025-26 (Stock)
| 1 | VV3V305005 | 33 kv CT 800/400/1 Old & Used | No. | 500 | [7 empty] | 0 | 6 | 3000
| 2 | VV3V35009 | 33 kv CT 400/200/1 Old & Used | No. | 500 | [7 empty] | 0 | 12 | 6000
| 3 | ZZ1Z001001 | Aluminium Scrap | Kg | 40 | [7 empty] | 0 | 50 | 2000
| 4 | NN0N003005 | 33 kv C&R Panel Cabiinet (without Accessories) O/U | No. | 100 | [7 empty] | 0 | 3 | 300
| 5 | VV3V303004 | 132 Kv CT 400/200/1 O/U, Defective | No. | 2000 | [6 empty] | 2 | 4000 | 2 | 4000
| 6 | VV3V303004 | 132 KV CT 400/200/1 Completely Burned Iron Tank only | No. | 100 | [7 empty] | 0 | 1 | 100
| 7 | JJ0J005010 | 33 Kv VCB ABB Make (Old & Used), Defective | No. | 2000 | [7 empty] | 0 | 1 | 2000
| 8 | PP0P010003 | Turn buckle G.I | No | 1000 | [7 empty] | 0 | 3 | 3000
| 9 | ZZ1Z001001 | 33 kv V type X arm | No | 500 | [7 empty] | 0 | 3 | 1500
| 10 | SS6S602001 | DC distribution board for 48 V , 200 AH Battery set | No | 13500 | [7 empty] | 0 | 1 | 13500
| 11 | VV2V204007 | Empty oil Drum | No. | 300 | [7 empty] | 0 | 19 | 5700
| 12 | MM3M306012 | Digital Power factor meter CTR 200/1 A AC auxiliary supply 110 V AC | No. | 11400 | [7 empty] | 0 | 2 | 22800
| 13 | VV6V505002 | 33 Kv PT Old & Used | No. | 500 | [7 empty] | 0 | 3 | 1500
| 14 | ZZ1Z003001 | O/C, E/F Relay Ge Multilin 650 Defective | No. | 500 | [7 empty] | 0 | 1 | 500
| 15 | ZZ1Z001001 | Buchtoz Relay Old/Used Dismenteled | No. | 500 | [7 empty] | 0 | 2 | 1000
| 16 | YY1Y102002 | Batery Charger make Statcon Boost/Floot Unserviceable | No. | 500 | [7 empty] | 0 | 1 | 500
| 17 | YY1Y102002 | Batery Charger make expofyn old & used Unserviceable | No. | 500 | [7 empty] | 0 | 1 | 500
| 18 | PP2P216004 | AC 1.5 Ton Unservisable | No. | 200 | [7 empty] | 0 | 1 | 200
| 19 | VV5V406005 | Junction Box scrap deteroited | No. | 100 | [7 empty] | 0 | 3 | 300
| 20 | BB0B002001 | Burnt capacitor cover | No. | 50 | [7 empty] | 0 | 2 | 100
| 21 | ZZ1Z001001 | Empty deterioted nitrogen gas cyclinder | No. | 100 | [7 empty] | 0 | 6 | 600
| Total | [5 empty] | 0 |  | 0 |  | 0 |  | 4000 |  | 69100 | 73100
| Total Amount of Inventory = | [14 empty] | 2101799.25
T&P
| 1 | PP4P425001 | Table Steel with sun mica top with two side Drawer 66" x 36". | No | 268 | 1 | 268 | [8 empty] | 268
| 2 | PP4P425002 | Table Steel with sun mica top with one side Drawer 54" x 27". | No | 7248 | 1 | 7248 | [8 empty] | 7248
| 3 | PP4P425003 | Steel Table with sun mica top 2 Drawer on one side 48" x 24" | No | 4590 | 1 | 4590 | [8 empty] | 4590
| 4 | PP4P406003 | Steel rack size 72" x 36" x 15" inch. | No | 100 | 4 | 400 | [8 empty] | 400
| 5 | PP4P401019 | Steel almirah having 5 compartment with four sleeve. | No | 8649 | 3 | 25947 | [8 empty] | 25947
| 6 | PP4P403003 PP4P415003 | Teak wood double bed with coir maiteres & 2 nos pillow. | Set | 17860 | 1 | 17860 | [8 empty] | 17860
| 7 | PP4P424022 | Teak wood office table 3' x 2.5' with 2 nos office chair. | Set | 12486 | 1 | 12486 | [8 empty] | 12486
| 8 | PP4P427001 | Teak wood centre table 4' x 2' with 4 nos easy chair. | Set | 17860 | 1 | 17860 | [8 empty] | 17860
| 9 | PP4P430001 | Teak wood dressing table. | Set | 7280 | 1 | 7280 | [8 empty] | 7280
| 10 | PP1P147006 | Portable drill machine with drill bit. | No | 10920 | 1 | 10920 | [8 empty] | 10920
| 11 | PP2P212002 | Air Blower. | No | 7280 | 1 | 7280 | [8 empty] | 7280
| 12 | PP0P021015 | Double sleeve pulley block. | No | 4160 | 4 | 16640 | [8 empty] | 16640
| 13 | PP0P008001 | Heavy Duty bull dog grip. | No | 120 | 20 | 2400 | [8 empty] | 2400
| 14 | PP0P018009 | Heavy Duty D Shackle. | No | 260 | 8 | 2080 | [8 empty] | 2080
| 15 | PP1P123001 | Transformer oil tester ( 0-100 KV ). | No | 69680 | 1 | 69680 | [8 empty] | 69680
| 16 | PP1P138002 | Hydraulic heavy duty jack 100 Ton. | No | 41080 | 4 | 164320 | [8 empty] | 164320
| 17 | PP1P148002 | Self supporting plateform AL folding Ladder 6 mtr. | No | 16640 | 1 | 16640 | [8 empty] | 16640
| 18 | PP1P102013 | Tool Kit having different small T & P item. | No | 12480 | 2 | 24960 | [8 empty] | 24960
| 19 | PP0P021024 | Pulling & lifting machine 3 Ton. | No | 26000 | 1 | 26000 | [8 empty] | 26000
| 20 | PP1P144004 | Folding Discharge Rod for 33 KV . ( 1 no Un serviceable ). | No | 8315 | 3 | 24945 | [8 empty] | 24945
| 21 | PP1P144002 | Folding Discharge Rod for 132 KV . ( 1 no Un serviceable ). | No | 13000 | 3 | 39000 | [8 empty] | 39000
| 22 | PP0P016003 | Steel wire Rope 16 mm. | Mtr | 234 | 100 | 23400 | [8 empty] | 23400
| 23 | PP0P005001 | Crimping tool with die. | No | 36400 |  |  |  |  | 1 | 36400 |  |  |  |  | 36400
| 24 | PP1P122004 | SF 6 Gas leakage detector. | No | 29120 | [8 empty] | 1 | 29120 | 29120
| 25 | PP4P426005 | Godrej Table T-9. | No | 10302 | 1 | 10302 | [8 empty] | 10302
| 26 | PP4P408003 | Godrej Chair PCH7002D. | No | 10465 | 1 | 10465 | [8 empty] | 10465
| 27 | PP4P409006 | Godrej Chair PCH7003. | No | 5359 | 1 | 5359 | [8 empty] | 5359
| 28 | PP4P409004 | Godrej Chair CH1007. | No | 4925 | 2 | 9850 | [8 empty] | 9850
| 29 | PP4P402004 | Godrej Storerwel Plain 4 Sleeve. | No | 13215 | 1 | 13215 | [8 empty] | 13215
| 30 | PP4P402001 | Godrej 4 Drawer Fileing Cabinet. | No | 13257 | 1 | 13257 | [8 empty] | 13257
| 31 | PP4P407002 | Godrej open rack 3' x 4' x 1.6'. | No | 3699 | 1 | 3699 | [8 empty] | 3699
| 32 | DD0D001010 | Desktop Computer make HCL. | No | 26600 | 1 | 26600 | [8 empty] | 26600
| 33 | DD0D004007 | TFT Monitor 38.1 cm TFT SVGA Digital Colour monitor. | No | 3330 | 1 | 3330 | [8 empty] | 3330
| 34 | DD1D102009 | Combo i.e. 16 x 10 x 40 xCD R/W and 12 x DVD. | No | 297 | 1 | 297 | [8 empty] | 297
| 35 | DD1D106005 | Internet 56 Kbps ( Fax/Data/voice) Modem. | No | 187 | 1 | 187 | [8 empty] | 187
| 36 | PP1P148012 | Stool cum Ladder 7 Feet. | No | 5664 | 1 | 5664 | [8 empty] | 5664
| 37 | PP1P122001 | SF 6 GasFilling attachment along with Regulator & gas Pressure gauge. | No | 8550 | 1 | 8550 | [8 empty] | 8550
| 38 | PP2P207002 | Hand Power Cutter 240 Volt AC.800 Watt. | No | 5674 | 1 | 5674 | [8 empty] | 5674
| 39 | DD0D004011 | LED 32" Smart TV.Make Samsung. | No | 50848 | 1 | 50848 | [8 empty] | 50848
| 40 | PP2P208004 | Refrigerator 180 Ltr.Make:- Whirlpool. | No | 17139 | 1 | 17139 | [8 empty] | 17139
| 41 | PP2P210001 | Microwave 20 Ltr.Make Samsung. | No | 17002 | 1 | 17002 | [8 empty] | 17002
| 42 | PP2P204007 | 6 KV Utility Insulation Resistane Tester ( Megger ) Modle No:- S-1-568.Make Megger. | No | 700706 | 1 | 700706 | [8 empty] | 700706
| 43 | PP2P216004 | Samsung AC 1.5 Ton (Old & Dismanteled) (2.06.20) | No | 2500 | [8 empty] | 1 | 2500 | 2500
| 44 | DD0D001010 | Desktop Computer DPC-253 | No | 41331.84 | 1 | 41331.84 | [8 empty] | 41331.84
| 45 | DD0D007004 | Printer HP Laserjet M208 DW | No | 0 | 1 | 0 | [8 empty] | 0
| 46 | PP3P301006 | Line Man Safety Belt. | No | 250 |  |  |  |  | 2 | 500 |  |  |  |  | 500
| 47 | PP0P015008 | PlasticRope Dia 3/4 inch. | Kg | 282 | [8 empty] | 20 | 5640 | 5640
| 48 | PP0P015003 | PlasticRope Dia 1.50 inch. | Kg | 283 | [8 empty] | 20 | 5660 | 5660
| 49 |  | NCVD With 7 mtr Triangle hotstic (capital) | No | 71471.42 | 1 | 71471.42 | [8 empty] | 71471.42
| 50 |  | Fire extinguisher 45 Ltr AFFF Type (capital) | No | 43424 | 4 | 173696 | [8 empty] | 173696
| 51 |  | Fire extinguisher 10 Kg ABC Type (capital) | No | 19175 | 2 | 38350 | [8 empty] | 38350
| 52 |  | Fire extinguisher 4.5 Kg CO2 Type (capital) | No | 10266 | 4 | 41064 | [8 empty] | 41064
| Total | [5 empty] | 1790261.26 |  |  |  | 36900 |  |  |  | 42920 | 1870081.26
New Scrap List 2025-26 (T&P)
| 1 | PP4P409014 | Steel chushioned chair with arm. | No | 1536 | 8 | 12288 | [8 empty] | 12288
| 2 | PP2P223007 | Nokia mobile model 1100.( Unserviceable ). | No | 4600 | [8 empty] | 1 | 4600 | 4600
| 3 | PP1PP126010 | Battery cell voltage measuring instrument.( Unserviceable ). | No | 520 | [8 empty] | 1 | 520 | 520
| 4 | PP1P126008 | Hydro meter. | No | 260 | 1 | 260 | [8 empty] | 260
| 5 | PP2P206002 | Distilled water plant ( Unserviceable ). | No | 5200 | [8 empty] | 1 | 5200 | 5200
| 6 | PP1P126007 | Earth resistivity tester. ( 1-100 Ohm ) ( Unserviceable ). | No | 18200 | [8 empty] | 1 | 18200 | 18200
| 7 | PP1P126007 | Digital AVO meter 3.5 digit. | No | 6760 | [8 empty] | 1 | 6760 | 6760
| 8 | DD0D005006 | Bilingual Key board in English & Devnagari. | No | 153 | 1 | 153 | [8 empty] | 153
| 9 | DD2D201004 | MacAfee Antivirus ( LatestVersion ) fror 1 Year License with Media.( Unserviceable ). | No | 900 | [8 empty] | 1 | 900 | 900
| 10 | DD2D203004 | MS Office 2007 Standarde MOLP with Media.( Unserviceable ). | No | 11036 | [8 empty] | 1 | 11036 | 11036
| 11 | DD1D101005 | UPS 1.0 KVA minimum VAH ( 68, Make Uniline ). | No | 5157 | [8 empty] | 1 | 5157 | 5157
| 12 | PP2P223001 | Samsung Mobile with Charger IEMI No:- 35844020703744. ( Unserviceable ). | No | 3000 | [8 empty] | 1 | 3000 | 3000
| 13 | PP2P226006 | DTH Services.Make Airtel. | No | 5732 | 1 | 5732 | [8 empty] | 5732
|  | Total |  |  |  |  | 18433 |  |  |  | 0 |  |  |  | 55373 | 73806
| Total Amount of T&P Inventory = | [14 empty] | 1943887.26
Monthly report of Inventory categorized for monitoring
Inventory report for the month of :- May 2026
Name of Division :- 132 KV O&M Division Bhupatwala Name of S/S:- 132 KV S/s Laksar
| S. No | Item Code | Name of Items | Unit | Qty | Usable |  | Unserviceable |  | Non- Moving |  | Obsolete |  | Scrap
[6 empty] | Rate | Total Amount Rs | Qty | Total Amount Rs | Qty | Total Amount Rs | Qty | Total Amount Rs | Survey 25.03.23 | survey 31.10.25 | After 31.10.25 | Amount
O&M
| 1 | AA1A101002 | 7/10 SWG Earth wire | Mtr | 2730 | 62 | 169260
| 2 | II3I301008 | Mid span joint for E/W 7/9 SWG | No. | 9 | 250 | 2250
| 3 |  | Mid span joint compression type for 7/9 SWG E/W | No. | 10 | 618.575 | 6185.75
| 4 | II3I301009 | Mid span joint compression type for 7/10 SWG E/W | No. | 10 | 499.4 | 4994
| 5 | II2I202002 | Tension clamp for 7/10 SWG earth wire fitting | No. | 11 | 1516.3 | 16679.3
| 6 |  | 7/10 Earth wire clamp with D-shackle | No. | 8 | 1469.1 | 11752.8
| 7 | II2I203002 | Single suspension clamp for 7/10 SWG E/W complete | No. | 3 | 1322.275 | 3966.825
| 8 | II5I501010 | 7/10 Earth wire Tension fitting | No. | 6 | 200 | 1200
| 9 |  | Compression type single tension fitting for 7/10 SWG E/W complete with D- Shackle & jumper cone incomplete | No. | 10 | 1316.6 | 13166
| 10 | II5I501009 | Compression type single tension fitting for 7/9 SWG E/W complete with D- Shackle & jumper cone | No. | 10 | 1816 | 18160
| 11 | II5I501008 | Tension fitting for dog conductor | No. | 4 | 200 | 800
| 12 | II5I501007 | Single compression tension fitting for wolf conductor with all dead ends | No. | 18 | 2495 | 44910
| 13 |  | Compression type tension fitting for wolf conductor incomplete | No. | 20 | 3632 | 72640
| 14 | II3I301006 | M.S. joint for wolf conductor | No. | 15 | 567.5 | 8512.5
| 15 | II0I008001 | PG Clamp for wolf to wolf conductor | No. | 15 | 908 | 13620
| 16 | AA0A002004 | ACSR Panther Conductor | Mtr | 4280 | 225 | 963000
| 17 | II5I501005 | Compresion type tention fitting with jumper cone for panther conductor | No. | 3 | 3371 | 10113
| 18 |  | Single tension fitting for Panther conductor | No. | 7 | 4760.59 | 33324.13
| 19 | II5I502005 | Double tension fitting for Panther conductor | No. | 7 | 5058.13 | 35406.91
| 20 | II3I303004 | Vibration damper for Panther conductor | No. | 10 | 699.21 | 6992.1
| 21 | II0I001003 | 120 KN Disc Insulator | No. | 123 | 967.6 | 119014.8
| 22 | SS3S301016 | 132KV Post insulator | No. | 3 | 8859.66 | 26578.98
| 23 | SS4S402021 | 33KV Pin Insulator with Pin & Nut | No. | 7 | 694.62 | 4862.34
| 24 | II0I003004 | Bolted PG clamp moose to panther | No. | 34 | 520 | 17680
| 25 | NN4N405007 | Electronic semaphore indication for control panel | No. | 21 | 2450 | 51450
| 26 | MM0M007003 | Bucholz relay for 40MVA T/F | No. | 1 | 36887.5 | 36887.5
| 27 | FF0F050025 | Galvanized steel structure PN Type for LA | kg | 375.4 | 78.009 | 29284.5786
| 28 | FF1F107005 | Foundation Anchor bolt size 25x500 mm with stopper plate, nuts & washer | No. | 20 | 587.64 | 11752.8
| 29 | FF0F015002 | Tower scrap | Kg | 550 | 20 | 11000
| 30 | FF0F050031 | Structure with Nut & bolts | MT | 0.11 | 114902.5 | 12639.275
| 31 | FF3F301002 | 33 KV O&U Dismantled Pole | No. | 8 | 1000 | 8000
| 32 | SS0S003001 | 145KV 1250 Amp 3phase horizontal blade breaker with earth switch Isolator | No. | 2 | 259600 | 519200
| 33 | MM3M303007 | Digital Ampere Meter range 0-400 Amp.Programable Having Size 96x96mm Aux. Supply -110 volts AC/DC of ISI Mark of AE Make | No. | 5 | 3800 | 19000
| 34 | MM3M305008 | MVAR meter 3 phase CTR 400/ 1A PTR 132 KV/ 110 V | No. | 2 | 7945 | 15890
| 35 | VV3V305006 | 33KV CT ( 3 Core), 800/400/1A, Accuracy 0.2 | No. | 1 | 46964 | 46964
| 36 | DD0D001003 | MRI SANDS make | No. | 1 | 58292 | 58292
| 37 | VV2V204007 | Empty MS Oil drum capacity 209Ltr | No. | 74 | 500 | 37000
| 38 | CC0C001009 | Control cable 10x2.5mm2 | No. | 0.19 | 266090 | 50557.1
| 39 | CC3C307008 | 33KV outdoor termination suitable for 33kV, 3 Core XPLE cable 70Sqmm | No. | 1 | 21565 | 21565
| 40 | KK0K002001 | 220 KV LA O&U obsolete | No. | 2 | 100 | 200
| 41 | NN5N506028 | PLCC equipment | No. | 1 | 900117.4 |  | 1 | 900117.4
| 42 | NN5N506031 | Wave trap & coupling device | No. | 1 | 358442.95 |  | 1 | 358442.95
| 43 | CC2C201001 | HF cable | Km | 0.5 | 148680 |  | 0.5 | 74340
| 44 | AA0A002002 | ACSR Moose Conductor | Mtr | 155 | 120 | 18600
| 45 | VV6V507003 | 133KV C.V.T O&U | No. | 10000 | 2 | 20000
Scrap Items
| 1 | AA0A002004 | ACSR Panther conductor in pieces O/U Scrap | Kg | 80 | 25 | [8 empty] | 80 |  | 2000
| 2 | AA0A002002 | ACSR Moose conductor O/U Dismantled cut & bits Length Scrap | Kg. | 10 | 20 | [8 empty] | 10 |  | 200
| 3 | AA1A101002 | GS Earth Wire 7/9 SWG (Old and dismantaled, Rusted and in Bits) | Kg | 300 | 20 | [8 empty] | 300 |  | 6000
| 4 | JJ5J503010 | Spring charge motor of 33 KV ABB makeO&U damaged and burnt | No. | 1 | 1000 | [7 empty] | 1 |  |  | 1000
| 5 | JJ0J005007 | 33 KV SF6 C.B (O&U) Damage ,burnt | No. | 3 | 1000 | [7 empty] | 1 | 1 | 1 | 3000
| 6 | JJ0J005010 | 33 KV VCB O/U ABB make breaker damage,burnt | No. | 1 | 2000 | [7 empty] | 1 |  |  | 2000
| 7 | VV6V507003 | 132KV CVT O&U, Damage | No. | 2 | 243969 | [8 empty] | 2 |  | 487938
| 8 | VV3V303004 | 132KV CT of ratio 400/100O&U | No. | 3 | 2000 | [8 empty] | 3 |  | 6000
| 9 | VV3V305008 | 33 KV CT 400/200/1Amp Damage,bursted | No. | 2 | 1000 | [7 empty] | 1 |  | 1 | 2000
| 10 | II5I502005 | Double Tension Hardware fitting old and used / GI scrap | Kg | 12 | 70 | [7 empty] | 12 |  |  | 840
| 11 | II0I001007 | 70KN Disc Insulator old and used dismantled broken and obsolete | No. | 1077 | 20 | [7 empty] | 27 | 150 | 900 | 21540
| 12 | MM0M019037 | Relay Scrap(Master trip,O/C and E/F) | Kg | 9 | 100 | [7 empty] | 9 |  |  | 900
| 13 | JJ7J707003 | Empty SF6 Gas Cylinder 50Kg | No. | 2 | 100 | [7 empty] | 20.3 |  |  | 200
| 14 | ZZ1Z001001 | Al clamp scrap | Kg | 30.3 | 60 | [10 empty] | 1818
| 15 |  | Scrap of clamp/ Connectors | Kg | 9 | 15 | [10 empty] | 135
| 16 |  | MS Scrap | Kg | 82 | 10 | [7 empty] | 2 | 80 |  | 820
| 17 |  | PP & holding clamp of ms flat 75x10mm | Kg | 8 | 683 | [8 empty] | 8 |  | 5464
| 18 |  | Bracing clamp of MS flat 65x8mm | Kg | 16 | 315 | [8 empty] | 16 |  | 5040
| 19 | ZZ1Z002001 | Plastic seal (Sl. No. 140901 to 141200) | No. | 55 | 16.68 | [8 empty] | 55 |  | 917.4
| 20 | KK0K003001 | 132 KV L.A damage(O/U) | No. | 7 | 100 | [8 empty] | 7 |  | 700
| 21 | YY0Y002005 | 110V Battery set O&U,Dismantled | No. | 1 | 5000 | [8 empty] | 1 |  | 5000
|  |  | Total (Rs.) |  |  |  | 2573351.6886 |  | 1332900.35 | [7 empty] | 553512.4
|  |  | Total Amount( Usable + Non-Moving + Scrap) |  | 4459764.4386
| Name of Zone: |  | :- Garhwal Zone, Roorkee | [8 empty] | For the Month:- MAY 2026
| Name of Circle : |  | :- O&M Circle, PTCUL, Roorkee
| Name of Division : |  | :- 132 KV O&M Division, BHUPATWALA, Haridwar
| Name of Substation : |  | :- 132 KV Substation, Padartha, Haridwar
Capital Related Stock
| S.NO. | Item code | Name of Item | Unit | Unit rate in Rs. | Useable |  | Unserviceable |  | Non-Moving |  | Obsolete |  | Scrap |  | Total Inventory Amt.
[6 empty] | Qty. | Total Amount in Rs. | Qty. | Total Amount in Rs. | Qty. | Total Amount in Rs. | Qty. | Total Amount in Rs. | Qty. | Total Amount in Rs.
PVC Copper Cable
| #NAME? | CC0C001018 | 2.5 sq.mm x 4 core | Km | 178394.54 | 0.842 | 150208.2027
| #NAME? | CC0C001020 | 2.5 sq.mm x 2 core | Km | 111874.56 | 1.4 | 156624.384
LT Aluminium cable
| #NAME? | CC1C103002 | 3.5C x 400 sq.mm | Km | 1926056.02 | 0.107 | 206087.9941
| #NAME? | CC1C103010 | 3.5C x 70 sq.mm (In Bits) | Km | 426332.68 | 0.321 | 136852.7903
| #NAME? | CC1C103012 | 3.5C x 35 sq.mm | Km | 244914.53 | 0.836 | 204748.5471
| #NAME? |  | 4C x 6 sq.mm | Km | 113386.37 | 2.615 | 296505.3576
| #NAME? | FF1F107003 | Main & Auxiliary Structure Bolt & Nuts and anchor bolts (Foundation bolts) | MT | 93732.74 | 0.1688 | 15822.0865
| #NAME? | II5I504004 | Suspension fitting for ACSR "Zebra" Conductor | No | 4049.54 | 22 | 89089.88
| #NAME? | AA0A002003 | ACSR Zebra Conductor | Mtr | 485.97 | 30 | 14579.1
| #NAME? | AA0A001001 | AAC Tarantulla Conductor | Mtr | 1069.1 | 1.15 | 1229.465
| #NAME? | II0I001007 | 70 KN Disc Insulator | No | 1133.9 | 208 | 235851.2
| #NAME? | FF2F201004 | M.S.Round 36 mm Dia | MT | 64792.23 | 0.9168 | 59401.5165
| #NAME? | NN2N201003 | PLCC Equipment (Data+Speech) | Set | 566931.74 | 1 | 566931.74
| #NAME? |  | LMU | No | 121485.4 | 1 | 121485.4
| #NAME? | CC2C201003 | HF Cable | Km | 242970.76 | 1.087 | 264109.2161
| #NAME? | NN5N506031 | Protection coupler | No | 647921.98 | 2 | 1295843.96
| #NAME? | NN5N506030 | Telephone set | No | 8099.06 | 3 | 24297.18
Spare
40 MVA 132/33KV Transformer
| #NAME? | VV1V101034 | HV BUSHING | No | 306800 | 1 | 306800
| #NAME? | VV1V101035 | LV BUSHING | No | 188800 | 1 | 188800
| #NAME? | MM0M007001 | BUCHOLTZ RELAY | No | 44840 | 1 | 44840
| #NAME? | VV2V207002 | REMOTE WINDING TEMPERATURE INDICATOR | No | 76700 | 1 | 76700
| #NAME? | VV2V206002 | OIL TEMPERATURE INDICATOR | No | 76700 | 1 | 76700
| #NAME? | VV2V207001 | WINDING TEMERATURE INDICATOR | No | 35400 | 1 | 35400
| #NAME? | VV2V208002 | MAGNETIC OIL LEVEL GAUGE | No | 22303.89 | 1 | 22303.89
| #NAME? |  | COOLER FAN WITH MOTOR | No | 34703.8 | 1 | 34703.8
| #NAME? |  | STARTER CONTACT SWITCH & RELAYS FOR ELCTRICAL PANELS | No | 354000 | 1 | 354000
| #NAME? | VV2V213003 | REMOTE TAP POSTION INDICATOR | No | 259600 | 1 | 259600
| #NAME? | VV2V202001 | BREATEHR ASSEMLY FOR CONSERVATOR AND OLTC | No | 30680 | 1 | 30680
| #NAME? | MM0M007004 | OIL SURGE RELAY FOR OLTC | No | 59059 | 1 | 59059
250 KVA 33/0.4 KV Transformer
| #NAME? |  | HV Bushing | No | 10442.25 | 1 | 10442.25
| #NAME? |  | LV Bushing | No | 4720 | 1 | 4720
| #NAME? | MM0M007003 | BUCHOLTZ RELAY | No | 6591.13 | 1 | 6591.13
| #NAME? | VV2V209001 | PRD | No | 4130 | 1 | 4130
| #NAME? |  | Magnetic oil gauge | No | 5900 | 1 | 5900
| #NAME? |  | Breather assembly | No | 6012.1 | 1 | 6012.1
132 KV Circuit Breaker
| #NAME? | JJ3J301010 | One completed Pole of 1600A CB with pole column and interrupter but with out PIR and wth MB & Oerating mechanism and without support structure. | No | 263884.23 | 1 | 263884.23
| #NAME? | JJ7J707001 | SF6 Gas | Kg | 236 | 21 | 4956
| #NAME? | JJ3J301013 | Rubber Gaskets, O rings and seals for SF6 gas ( Complete replacement for one breaker) | Set | 3540 | 1 | 3540
| #NAME? | JJ3J301005 | Trip Coil | No | 4720 | 4 | 18880
| #NAME? | JJ3J301007 | Closing Coil | No | 4720 | 4 | 18880
| #NAME? | JJ7J710031 | Molecular Filter for SF6 Circuit for 1 pole of 145kV SF6 CB` | Set | 5900 | 3 | 17700
| #NAME? | JJ3J301015 | Density Pressure Monitor for 145kV SF6 CB for one pole | Set | 11800 | 1 | 11800
| #NAME? | JJ3J301011 | Fixed, Moving and arcing contacts including insulating nozzels for one pole of CB. | Set | 17700 | 1 | 17700
| #NAME? | JJ3J301008 | Closing coil assembly | No | 7080 | 1 | 7080
| #NAME? | JJ3J301006 | Tripping Coil assembly | No | 7080 | 1 | 7080
| #NAME? | JJ7J707002 | Pressure Guage & Coupling device of each type | Set | 5900 | 1 | 5900
| #NAME? | JJ7J710028 | Operation Counter of 145kV Sf6 CB | No | 7080 | 1 | 7080
| #NAME? | JJ7J710002 | All type of coupling of SF6 gas for 145 SF6 CB | Set | 25075 | 1 | 25075
| #NAME? | JJ8J801013 | Terminal Pad | No | 21240 | 2 | 42480
| #NAME? |  | Relay, Power Contactor, Switch fuse unit, limit switchs, Puch Buttons, timer & MCB etc | Set | 123900 | 1 | 123900
Auxilary Contactors
| #NAME? |  | 2NO + 2NC ,110V DC | No | 1062 | 1 | 1062
| #NAME? |  | 4NO+4NC, 110V DC | No | 1062 | 1 | 1062
| #NAME? |  | 1NO+3NC, 110V DC (Addon) | No | 295 | 1 | 295
| #NAME? |  | 2NO+2NC,110V DC (Addon) | No | 295 | 1 | 295
| #NAME? | JJ7J701004 | Limit switch for spring charging | No | 590 | 1 | 590
MCB
| #NAME? | SS7S704002 | 2 Pole, 16A | No | 236 | 1 | 236
| #NAME? | SS7S704004 | 2 Pole, 10A | No | 236 | 1 | 236
| #NAME? | JJ3J301018 | Spring operated mechanism for 145kVSF6 CB. | No | 2949.9882 | 1 | 2949.9882
| #NAME? |  | opening dashpot for 145kVSF6 CB | No | 2949.9882 | 1 | 2949.9882
132 KV CT
| #NAME? | VV3V303003 | 132kV CT 400-200/1A, 5C | No | 177000 | 1 | 177000
| #NAME? | VV6V507003 | 132 kV CVT | No | 188977.25 | 2 | 377954.5
132 KV Isolator
| #NAME? | SS0S003001 | One complete pole of islator including support insulator with 1 E/s with Operating Mechanism for Main Isolator and earth Switch (excluding Structure) | No | 96760 | 1 | 96760
| #NAME? | SS3S301004 | Copper Contact fingers for femail and male contacts | Set | 11210 | 2 | 22420
| #NAME? |  | Relays, power contactors, MCB, switch, puch buttons for electrical control unit | No | 5900 | 1 | 5900
| #NAME? |  | Terminal Rods | No | 5310 | 3 | 15930
| #NAME? | SS3S301014 | Limit Switch and auxiliary contact | Set | 8850 | 2 | 17700
| #NAME? |  | Rotor housing bearing assembly | No | 7257.236 | 1 | 7257.236
| #NAME? | SS3S301011 | Bearings | No | 3540 | 1 | 3540
| #NAME? |  | Interlocking Coils | No | 2360 | 5 | 11800
| #NAME? | SS3S301016 | Support Insulator | No | 7670 | 1 | 7670
33 KV CB
| #NAME? | JJ5J501011 | 33kV Circuit Breaker Pole - 1600A | No | 241557.8 | 2 | 483115.6
| #NAME? | JJ5J501008 | Closing Coil | No | 11080.2 | 2 | 22160.4
| #NAME? | JJ5J501006 | Tripping Coil | No | 11930.14 | 2 | 23860.28
33 KV CT
| #NAME? | VV3V305005 | 33kV CT 800-400/1A, 3C | No | 3779.56 | 1 | 3779.56
| #NAME? | VV3V305008 | 33kV CT 400-200/1A, 3C | No | 3779.56 | 1 | 3779.56
33 KV Isolator
| #NAME? | SS4S402018 | One complete pole of islator including support insulator with 1 E/s with Operating Mechanism for Main Isolator and earth Switch (excluding Structure) | No | 1180 | 1 | 1180
| #NAME? | SS4S402006 | Copper Contact fingers for femail and male contacts | Set | 590 | 1 | 590
| #NAME? |  | Relays, power contactors, MCB, switch, puch buttons for electrical control unit | No | 1180 | 1 | 1180
| #NAME? | SS5S501021 | Terminal Pad | No | 295 | 2 | 590
| #NAME? |  | Limit Switch and auxiliary contact | Set | 295 | 2 | 590
| #NAME? |  | Rotor housing bearing assembly | No | 774.12 | 1 | 774.12
| #NAME? |  | Bearings | No | 295 | 1 | 295
| #NAME? |  | Interlocking Coils | No | 236 | 5 | 1180
| #NAME? | SS4S402020 | Support Insulator | No | 295 | 1 | 295
DG Set
| #NAME? |  | Set of filter | Set | 106200 | 1 | 106200
| #NAME? |  | Self starter assembly(inbuilt in DC Starter) | No | 17747.79 | 1 | 17747.79
| #NAME? |  | Switches | Set | 345740 | 1 | 345740
| #NAME? |  | DC Starter assembly with clutch engaging and disengaging complete with motor | NO | 59000 | 1 | 59000
| #NAME? |  | Tube oil pressure safety control | NO | 91096 | 1 | 91096
| #NAME? |  | High water Temp safety control | NO | 20060 | 1 | 20060
| #NAME? |  | AVR card | NO | 20060 | 1 | 20060
132 KV Control & Relay Panel
| #NAME? | MM3M303004 | Ammeter | NO | 4130 | 2 | 8260
| #NAME? | MM3M304006 | Watt meter | NO | 4130 | 1 | 4130
| #NAME? | MM3M305006 | VAR meter | NO | 4130 | 1 | 4130
| #NAME? | MM3M302005 | Voltmeter | NO | 4130 | 1 | 4130
| #NAME? | NN4N408004 | CB Control switch | NO | 4130 | 2 | 8260
| #NAME? | SS3S301013 | Isolator Control Switch | NO | 4720 | 2 | 9440
| #NAME? | NN4N406004 | Semaphore 110V DC | NO | 9440 | 2 | 18880
| #NAME? | NN4N403001 | LED indicating lamp-Red | NO | 826 | 3 | 2478
| #NAME? | NN4N403003 | LED indicating lamp-Green | NO | 826 | 3 | 2478
| #NAME? | NN4N401006 | LED indicating lamp-Milky | NO | 826 | 1 | 826
| #NAME? | SS7S710002 | Annunciator Windows | NO | 25960 | 1 | 25960
| #NAME? | SS6S609001 | Puch Button Black | NO | 1062 | 1 | 1062
| #NAME? | NN4N412005 | Trip Transfer Switch | NO | 2124 | 1 | 2124
| #NAME? | NN4N410003 | Synchronising Socket 12 pin | NO | 2773 | 1 | 2773
| #NAME? | NN4N409012 | Synchronising selector switch | NO | 1947 | 1 | 1947
| #NAME? | MM0M009002 | DC Supervision Relay | NO | 15577.92 | 1 | 15577.92
| #NAME? | MM0M009005 | Trip Circuit Supervision Relay | NO | 15340 | 1 | 15340
| #NAME? | MM0M012004 | Electrical & Hand Reset relay | NO | 14160 | 1 | 14160
| #NAME? |  | Distance Protection relay Micom P 546 | NO | 434736 | 1 | 434736
| #NAME? | MM0M004001 | OC/EF Protection Relay | NO | 327804 | 1 | 327804
33 KV Control & Relay Panel
| #NAME? | MM3M303007 | Ammeter | NO | 1180 | 1 | 1180
| #NAME? | MM3M304012 | Watt meter | NO | 2360 | 1 | 2360
| #NAME? | MM3M305012 | VAR meter | NO | 4130 | 1 | 4130
| #NAME? | MM3M302013 | Voltmeter | NO | 1180 | 1 | 1180
| #NAME? | NN4N408011 | CB Control switch | NO | 1180 | 2 | 2360
| #NAME? | NN4N408005 | Isolator Control Switch | NO | 1180 | 2 | 2360
| #NAME? | NN4N406004 | Semaphore 110V DC | NO | 1770 | 2 | 3540
| #NAME? | NN4N403001 | LED indicating lamp-Red | NO | 590 | 2 | 1180
| #NAME? | NN4N403003 | LED indicating lamp-Green | NO | 590 | 1 | 590
| #NAME? | NN4N403006 | LED indicating lamp-Milky | NO | 590 | 2 | 1180
| #NAME? |  | Annunciator Windows | NO | 13390.75 | 1 | 13390.75
| #NAME? | SS6S609003 | Puch Button Black | NO | 1062 | 1 | 1062
| #NAME? | NN4N412005 | Trip Transfer Switch | NO | 1180 | 1 | 1180
| #NAME? |  | Synchronising Socket 12 pin | NO | 2773 | 1 | 2773
| #NAME? |  | Synchronising selector switch | NO | 1947 | 1 | 1947
| #NAME? | MM0M009002 | DC Supervision Relay | NO | 12980 | 1 | 12980
| #NAME? | MM0M009005 | Trip circuit supervision relay | NO | 1770 | 1 | 1770
| #NAME? |  | Electrical & Hand Reset relay | NO | 1770 | 1 | 1770
Lighting System
| #NAME? |  | Street light LED light | No | 16198.048 | 3 | 48594.144
Battery and Charger
Spare 110 V charger & battery
| #NAME? |  | SCR Module | NO | 295 | 1 | 295
| #NAME? |  | Blocking Diode | NO | 295 | 1 | 295
| #NAME? |  | Bridge snubber card | NO | 295 | 1 | 295
| #NAME? | YY2Y202001 | Annouciation card | NO | 295 | 1 | 295
| #NAME? | YY1Y106023 | Main control card | NO | 590 | 1 | 590
| #NAME? |  | Glass fuse card | NO | 295 | 1 | 295
| #NAME? |  | RFI Capacitor | NO | 295 | 1 | 295
| #NAME? |  | Synch TXR I/P Ress card | NO | 295 | 1 | 295
| #NAME? |  | Power supply card | NO | 295 | 1 | 295
| #NAME? |  | Diode card | NO | 295 | 1 | 295
| #NAME? |  | Main on LED card | NO | 295 | 1 | 295
| #NAME? |  | Float/Boost DC on LED | NO | 295 | 1 | 295
| #NAME? |  | Window inerface card | NO | 295 | 1 | 295
| #NAME? |  | Temp Probe card | NO | 196.66 | 1 | 196.66
| #NAME? |  | DC Earth Falt Relay | NO | 196.66 | 1 | 196.66
| #NAME? |  | DC Overload Relay | NO | 1215.48 | 1 | 1215.48
| #NAME? |  | Float,Boost Relay | NO | 196.68 | 1 | 196.68
| #NAME? |  | Rectifier Fuse | NO | 590 | 6 | 3540
| #NAME? |  | AC Input Conactor | NO | 1180 | 1 | 1180
| #NAME? |  | Auxillary Conactor | NO | 1180 | 1 | 1180
| #NAME? |  | Filter Capacitor 6800 MFD | NO | 590 | 2 | 1180
| #NAME? |  | Bleeder | NO | 590 | 1 | 590
| #NAME? |  | Control switch | NO | 295 | 1 | 295
| #NAME? |  | ON/OFF Control switch | NO | 295 | 1 | 295
| #NAME? |  | Mode selecter switch | NO | 295 | 1 | 295
| #NAME? |  | DC Ammeter & DC Voltmeter selecter switch | NO | 295 | 1 | 295
| #NAME? |  | Potentiometer | NO | 190 | 2 | 380
| #NAME? |  | U/V,O/V Drop resistance | NO | 105 | 1 | 105
| #NAME? |  | 2V Cell,500AH Battery VRLA | NO | 811.298 | 5 | 4056.49
| #NAME? | YY0Y003016 | ICC:B210 | NO | 73.75 | 7 | 516.25
| #NAME? | YY0Y003022 | Bolt M8*20 | NO | 73.75 | 5 | 368.75
SPARE 48V Charger&Battery
| #NAME? |  | SCR Module | NO | 295 | 1 | 295
| #NAME? |  | Blocking Diode | NO | 295 | 1 | 295
| #NAME? |  | Bridge snubber card | NO | 295 | 1 | 295
| #NAME? |  | Annouciation card | NO | 295 | 1 | 295
| #NAME? | YY1Y107028 | Main control card | NO | 590 | 1 | 590
| #NAME? |  | Glass fuse card | NO | 295 | 1 | 295
| #NAME? |  | RFI Capacitor | NO | 295 | 1 | 295
| #NAME? |  | Synch TXR I/P Ress card | NO | 295 | 1 | 295
| #NAME? |  | Power supply card | NO | 295 | 1 | 295
| #NAME? |  | Diode card | NO | 295 | 1 | 295
| #NAME? |  | Main on LED card | NO | 295 | 1 | 295
| #NAME? |  | Float/Boost DC on LED | NO | 295 | 1 | 295
| #NAME? |  | Window inerface card | NO | 295 | 1 | 295
| #NAME? |  | Temp Probe card | NO | 295 | 1 | 295
| #NAME? |  | DC Earth Falt Relay | NO | 393.33 | 1 | 393.33
| #NAME? |  | DC Overload Relay | NO | 393.33 | 1 | 393.33
| #NAME? |  | Float,Boost Relay | NO | 393.34 | 1 | 393.34
| #NAME? |  | Rectifier Fuse | NO | 98.33 | 6 | 589.98
| #NAME? |  | AC Input Conactor | NO | 590 | 1 | 590
| #NAME? |  | Auxillary Conactor | NO | 590 | 1 | 590
| #NAME? |  | Bleeder | NO | 590 | 1 | 590
| #NAME? |  | Control switch | NO | 295 | 1 | 295
| #NAME? |  | ON/OFF Control switch | NO | 295 | 1 | 295
| #NAME? |  | Mode selecter switch | NO | 295 | 1 | 295
| #NAME? |  | DC Ammeter & DC Voltmeter selecter switch | NO | 295 | 1 | 295
| #NAME? |  | U/V,O/V Drop resistance | NO | 105 | 1 | 105
| #NAME? |  | 2V Cell,300AH Battery VRLA | NO | 835.866 | 5 | 4179.33
| #NAME? | YY0Y003018 | ICC:D001 | NO | 98.3175 | 8 | 786.54
| #NAME? | YY0Y003022 | Bolt M8*20 | NO | 98.318 | 5 | 491.59
LT Switchgear
RELAY OF EACH TYPE
| #NAME? |  | Three Pole instant o/c reelay CTR-5A | NO | 1180 | 1 | 1180
| #NAME? | MM0M005006 | Instant Earth fault relay CTR-5A | NO | 1770 | 1 | 1770
| #NAME? | MM0M016002 | Single pole definte time overload relay For motor CTR-5A | NO | 1770 | 1 | 1770
| #NAME? | MM0M002002 | three pole differential protection relay setting 10-40% CTR-5A DC | NO | 1180 | 1 | 1180
| #NAME? | MM0M019001 | Three pole inverse time o/c relay CTR-5A DC | NO | 1180 | 1 | 1180
| #NAME? |  | voltage monitoring relay base AC | NO | 1180 | 1 | 1180
| #NAME? | MM0M011004 | instant overload relay AC | NO | 1180 | 1 | 1180
| #NAME? | MM0M008006 | instant under voltage relay,110V DC | NO | 1180 | 1 | 1180
| #NAME? |  | battery earth fault relay | NO | 1180 | 1 | 1180
| #NAME? |  | Meetering CT Resin 400/1A | NO | 4248 | 1 | 4248
| #NAME? |  | Protection CT resin type 400/1A | NO | 4720 | 1 | 4720
| #NAME? |  | Protection CT resin type 40/1A | NO | 4720 | 1 | 4720
| #NAME? |  | Potential Transformer Resin Cast 415root3/110root3 | NO | 4248 | 1 | 4248
Load Breaker switch
| #NAME? |  | 250A 110 V DC DP(TP) SWITCH | NO | 118 | 1 | 118
| #NAME? |  | 100A 110 V DC DP(TP) SWITCH | NO | 118 | 1 | 118
Selector Switch
| #NAME? | NN4N409006 | Ammeter selelction switch 6A | NO | 118 | 1 | 118
| #NAME? | NN4N409003 | Voltmeter selection switch 4 position | NO | 118 | 1 | 118
| #NAME? | NN4N409004 | Selctor switch DP Switch 16A ON-OFF | NO | 118 | 2 | 236
| #NAME? |  | A/M/S Selector switch two pole 3 way | NO | 118 | 1 | 118
| #NAME? |  | Selelctore s/w two pole 4 ways | NO | 118 | 1 | 118
| #NAME? |  | Voltmeter selection switch DP,3 Way | NO | 118 | 1 | 118
Push Button
| #NAME? | SS6S609005 | Push Button Red | NO | 118 | 1 | 118
| #NAME? | SS6S609006 | Push Button Green | NO | 118 | 1 | 118
| #NAME? | SS6S609003 | Push Button Blue | NO | 118 | 1 | 118
| #NAME? | MM2M203020 | Analog Ammeter 0-600A | NO | 118 | 1 | 118
| #NAME? |  | DC Analog Ammeter 0-250A | NO | 118 | 1 | 118
| #NAME? |  | DC Analog Ammeter 0-100A | NO | 118 | 1 | 118
| #NAME? | MM2M202015 | Analog voltmeter 0-500V | NO | 118 | 1 | 118
| #NAME? |  | Analog voltmeter 0-300V | NO | 118 | 1 | 118
| #NAME? | MM2M204022 | KW meter 3 phae 4 wire 415 V AC | NO | 118 | 1 | 118
| #NAME? |  | KWH METER | NO | 118 | 1 | 118
| #NAME? | MM2M201001 | Frequency Meter,230 V | NO | 118 | 1 | 118
TPN SWITCH /MCB 1 NO. OF EACH RATING
| #NAME? |  | MCB 40 A,TPN,C-Curve | NO | 118 | 1 | 118
| #NAME? |  | MCB 20A DP 110VDC/48V DC | NO | 118 | 1 | 118
| #NAME? |  | MCB 20A ,DP,C CURVE | NO | 118 | 1 | 118
| #NAME? | SS7S705003 | MCB 32 A,C -CURVE,TPN | NO | 118 | 1 | 118
MCCB OF EACH RATING
| #NAME? |  | 630A FP with motor mechanism | NO | 1687.48 | 1 | 1687.48
| #NAME? |  | 100A FP | NO | 590 | 1 | 590
| #NAME? | SS7S707004 | 32A FP | NO | 590 | 1 | 590
MOULDED CASE CIRCUIT BREAKER (DC)
| #NAME? |  | 250A,110DC DP(TP) | NO | 590 | 1 | 590
| #NAME? |  | 100A,48/110V DC,DP(TP) | NO | 590 | 1 | 590
Erection Hardware
| #NAME? | SS3S301016 | 132KV BPI | NO | 24297.1 | 1 | 24297.1
| #NAME? | SS4S402020 | 33KV BPI | NO | 11332.7 | 1 | 11332.7
| #NAME? |  | T.C. for 145 KV CB to receive ACSR Zebra (HTO) | NO | 1413.685 | 2 | 2827.37
| #NAME? | SS5S501015 | T.C. for 145 KV Isolator to receive ACSR zebra (HTO& through type) | NO | 1413.68 | 1 | 1413.68
| #NAME? |  | T.C. for 145 KV Isolator to receive ACSR zebra (HTO) | NO | 1413.6867 | 2 | 2827.3734
| #NAME? |  | T.C. to receive 145KV BPI ACSR zebra | NO | 1413.68 | 1 | 1413.68
| #NAME? |  | T.C. for 145KV wave trap to reecive ACSR Zebra (HTO) | NO | 1413.68 | 1 | 1413.68
| #NAME? |  | T.C. for 145KV wave trap to reecive ACSR Zebra (VTO) | NO | 1413.68 | 1 | 1413.68
| #NAME? | SS5S501006 | T.C. for 33 KV Isolator to receive AAC Tarantulla (VTO) | NO | 1413.68 | 1 | 1413.68
| #NAME? |  | T.C. for 33 KV Isolator to receive AAC Tarantulla (HTO) | NO | 1413.68 | 1 | 1413.68
| #NAME? |  | T.c. for 33KV BPI AAC Tarantulaa (HTO) | NO | 1413.68 | 1 | 1413.68
| #NAME? |  | T.c. for 33KV BPI ACSR Zebra (Horizontal through type) | NO | 1413.68 | 1 | 1413.68
| #NAME? |  | T.c. on 33KV PT to receive AAC Taratulla (Horizontal through type) | NO | 1413.68 | 1 | 1413.68
| #NAME? | II1I101004 | C-WEDGE CONNECTOR FOR AAC TARATULLA TO ACSR ZEBRA | NO | 2360 | 2 | 4720
| #NAME? | II1I104001 | C-WEDGE CONNECTOR FOR ACSR ZEBRA TO ACSR ZEBRA | NO | 1530.5775 | 8 | 12244.62
| #NAME? | II1I101001 | C-WEDGE CONNECTOR FOR AAC TARANTULLA TO AAC TARANTULLA | NO | 1413.685 | 4 | 5654.74
NIFPES
| #NAME? |  | Cylinder filled with Nitrogen | NO | 0 | 1 | 0
| #NAME? |  | Fire Detector | NO | 0 | 6 | 0
| #NAME? |  | Regulator Assembly | NO | 0 | 1 | 0
| #NAME? | VV2V204001 | Transformer Oil (with drum) | Ltr | 0 | 22 | 0
SPARE FOR SAS
| #NAME? |  | Ethernet switch(20 Fx) | NO | 0 | 1 | 0
| #NAME? |  | Ethernet switch(20 Fx x4Tx) | NO | 0 | 1 | 0
| #NAME? |  | BCU(C264) | NO | 0 | 1 | 0
| #NAME? |  | FIBER Patch Cord-20 Mtr | NO | 0 | 3 | 0
| #NAME? |  | FIBER Patch Cord-3Mtr | NO | 0 | 3 | 0
| #NAME? |  | FIBER Patch Cord-5Mtr | NO | 0 | 2 | 0
| #NAME? |  | FIBER Patch Cord-10Mtr | NO | 0 | 2 | 0
O& M Related Stock
| 259 | SS4S402003 | 33 K.V. Isolator Jaws for 1200 A capacity | NO | 4773.1 | 6 | 28638.6
| #NAME? | SS4S402013 | 33 K.V. Isolator Blades for 800 A capacity | NO | 4076.9 | 4 | 16307.6
| #NAME? | SS5S501025 | 33 KV Isolator Clamp | NO | 1705.1 | 13 | 22166.3
| #NAME? | JJ8J801006 | 33 KV Breaker Clamp | NO | 1705.1 | 8 | 13640.8
| #NAME? | VV5V407018 | 33 KV CT Clamp | NO | 1705.1 | 7 | 11935.7
| #NAME? | SS4S402020 | 33 KV Post Insulator | NO | 1439.6 | 5 | 7198
| #NAME? | VV2V204007 | Empty Tranformer oil dum | NO | 500 | 32 | 16000
| 266 | VV2V204007 | Empty Tranformer oil dum (0LD & USED) | NO | 3 | 250 | 750
9174688.1696
| Total (in Rs)= 9174688.17 | [5 empty] | Total Amt. of Useable |  | Total Amt. of Unserviceable |  | Total Amt. of Non. Moving |  | Total Amt. of obsolete |  | Total Amt. of Scrap | Total Inventory Amt.
Mange Ram (J.E)
132 KV S/S Bhagwanpur