## Dehradun Circle Nov 25
Item Inventory
Name of Zone - Garhwal Zone
Name of Circle - (O&M) Circle Yamuna Colony Dehradun
Name of Division - 220 KV (O&M) I.D Jhajhra Dehradun
Name of Substation - 220 KV SubStation Jhajhra Dehradun (220 kV Switchyard)
Month - November- 2025 (Balram Giri, JE 220 kV Switch yard
S. No. | Item code | Name of Item | Unit | Unit rate in Rs. | Useable |  | Unserviceable |  | Non-Moving |  | Obsolete |  | Scrap
[5 empty] | Qty. | Total Amount in Rs. | Qty. | Total Amount in Rs. | Qty. | Total Amount in Rs. | Qty. | Total Amount in Rs. | Qty. | Total Amount in Rs.
1 |  | C/D Type Tower with Bolts, Nuts & Stub (Galvanized) | MT | 102024 | 0.818 | 83455.632 | … | … | … | … | … | … | … | …
2 | AA0A002003 | ACSR Zebra Conductor | KM | 231471.78 | 0.692 | 160178.4718 | … | … | … | … | … | … | … | …
3 | MM0M007001 | Buchhloz Relay Atvus GOR - III SR. No. JJ04178(Main Tank complete with contacts) | No. | 122000 | 1 | 122000 | … | … | … | … | … | … | … | …
4 | VV1V101010 | HV Bushing for 160 MVA ABB, 245 KV / 1250 Amp. Bushing OTP | No. | 1140000 | 1 | 1140000 | … | … | … | … | … | … | … | …
5 | VV1V101011 | LV Bushing for 160 MVA ABB, 145KV/ 1250Amp. Bushing OTP | No. | 90000 | 1 | 90000 | … | … | … | … | … | … | … | …
6 | VV2V214001 | PT- 100 Sensor SR. No. B1201057.5 | No. | 4500 | 1 | 4500 | … | … | … | … | … | … | … | …
7 | VV2V216007 | CCU with PSU SR. No. B1201064.2 | No. | 3500 | 1 | 3500 | … | … | … | … | … | … | … | …
8 | VV2V216001 | R.T. Indicator (M-2245T2) SR.No. B1201088.1 | No. | 4300 | 1 | 4300 | … | … | … | … | … | … | … | …
9 | VV2V214001 | PT- 100 Sensor SR. No. B1201057.2 | No. | 4500 | 1 | 4500 | … | … | … | … | … | … | … | …
10 | VV2V216006 | CCU with PSU SR. No. B1201087.4 | No. | 3500 | 1 | 3500 | … | … | … | … | … | … | … | …
11 | VV2V216002 | R.T. Indicator (M-2245T2) SR.No. B1201164.2 | No. | 4300 | 1 | 4300 | … | … | … | … | … | … | … | …
12 | VV2V209001 | Pressure relief device(PRV) SR. No.(M N-T-6LS-M) | No. | 34000 | 1 | 34000 | … | … | … | … | … | … | … | …
13 | VV2V208002 | Magnetic Oil Level Gauge (MOG SR.No. 86750 250 DIA) | No. | 32000 | 1 | 32000 | … | … | … | … | … | … | … | …
14 |  | Remote tap positio indicator SR.No. TPC 2001/12050 | No. | 45600 | 1 | 45600 | … | … | … | … | … | … | … | …
15 |  | Oil flow indicator SR.No. 36310 (Oil Flow Indicator with Flow Switch) | Set | 6197 | 1 | 6197 | … | … | … | … | … | … | … | …
16 |  | Cooler pump SR.No. 12050368 (Oil Cooler Pump with Motor) | No. | 162000 | 1 | 162000 | … | … | … | … | … | … | … | …
17 | MM0M007003 | Buchhloz Relay Atvus GOR - III SR. No. J05514(main tank) complete with contacts | No. | 32000 | 1 | 32000 | … | … | … | … | … | … | … | …
18 |  | Time delay relay for out of step (EAPL) | No. | 324 | 1 | 324 | … | … | … | … | … | … | … | …
19 |  | Control relay for cooler control supply (schneider) 6A, 415V, coil- 240V AC (MNO- CAD32M7) | No. | 678 | 2 | 1356 | … | … | … | … | … | … | … | …
20 | JJ2J201010 | One complete pole of 2500A CB with pole column and interrupter but without PIR with MB & operating mechanism and without support structure. | No. | 295000 | 1 | 295000 | … | … | … | … | … | … | … | …
21 | JJ7J704028 | O Ring P-260 | Nos. | 300 | 6 | 1800 | … | … | … | … | … | … | … | …
22 | JJ7J704028 | O Ring P-40 | Nos. | 215 | 3 | 645 | … | … | … | … | … | … | … | …
23 | JJ7J704028 | O Ring P-12 | Nos. | 250 | 3 | 750 | … | … | … | … | … | … | … | …
24 | JJ7J704028 | O Ring P-18 | Nos. | 90 | 12 | 1080 | … | … | … | … | … | … | … | …
25 | JJ7J704028 | O Ring P-7 | Nos. | 100 | 15 | 1500 | … | … | … | … | … | … | … | …
26 | JJ7J704028 | O Ring P-170 | Nos. | 60 | 12 | 720 | … | … | … | … | … | … | … | …
27 | JJ2J201016 | Gas pressure Switch | No. | 255 | 1 | 255 | … | … | … | … | … | … | … | …
28 |  | Gas pressure gauge (Coupling Device N/R) | No. | 500 | 1 | 500 | … | … | … | … | … | … | … | …
29 |  | Stationery Contact | No. | 2500 | 1 | 2500 | … | … | … | … | … | … | … | …
30 |  | Stationery Arc Contact | No. | 2000 | 1 | 2000 | … | … | … | … | … | … | … | …
31 | JJ2J201011 | Moving Contact | No. | 2200 | 1 | 2200 | … | … | … | … | … | … | … | …
32 |  | Moving Arc Contact | No. | 2300 | 1 | 2300 | … | … | … | … | … | … | … | …
33 | JJ7J710013 | Nozzle | No. | 2500 | 1 | 2500 | … | … | … | … | … | … | … | …
34 |  | Pressure Gauge & coupling device for each type(Gas pressure Gauge- 2 No. ) | Set | 619 | 1 | 619 | … | … | … | … | … | … | … | …
35 | JJ7J710003 | Joint M | No. | 45 | 1 | 45 | … | … | … | … | … | … | … | …
36 |  | Control valve (Dilo valve 1 No.) | Set | 280 | 1 | 280 | … | … | … | … | … | … | … | …
37 | JJ2J201020 | Spring Operating Mechanism complete | Set | 122000 | 1 | 122000 | … | … | … | … | … | … | … | …
38 | JJ7J710006 | Closing dashpot | Set | 18600 | 1 | 18600 | … | … | … | … | … | … | … | …
39 | JJ7J710005 | Opening dashpot | Set | 18600 | 1 | 18600 | … | … | … | … | … | … | … | …
40 | JJ7J710007 | Opening latch gear | Set | 18600 | 1 | 18600 | … | … | … | … | … | … | … | …
41 |  | One complete pole of Isolator including support insulator with 1 E/S with operating mechanism for main isolator and earth switch (excluding structure) | No. | 54000 | 1 | 54000 | … | … | … | … | … | … | … | …
42 |  | Corona shielding ring of each type | Set | 3500 | 2 | 7000 | … | … | … | … | … | … | … | …
43 | SS2S201006 | Support Insulator | No. | 24000 | 1 | 24000 | … | … | … | … | … | … | … | …
44 |  | 245 kV, 4400 pf, CVT complete in all respects including terminal connectors and support stool for erecting on standard support structure. | No. | 90854.8 | 1 | 90854.8 | … | … | … | … | … | … | … | …
45 | KK0K002001 | 216 kV Surge arrester with insulating base (without surge monitor and terminal connectors ) | No. | 5000 | 2 | 10000 | … | … | … | … | … | … | … | …
46 | JJ7J704028 | O Ring P-40 | Nos. | 1500 | 1 | 1500 | … | … | … | … | … | … | … | …
47 | JJ7J704028 | O Ring P-12 | Nos. | 250 | 3 | 750 | … | … | … | … | … | … | … | …
48 | JJ7J704028 | O Ring P-18 | Nos. | 120 | 12 | 1440 | … | … | … | … | … | … | … | …
49 | JJ7J704028 | O Ring P-7 | Nos. | 100 | 13 | 1300 | … | … | … | … | … | … | … | …
50 | JJ7J704028 | O Ring P-170 | Nos. | 260 | 12 | 3120 | … | … | … | … | … | … | … | …
51 |  | Gas pressure gauge - 1No. (Coupling Device N/R) | No. | 500 | 1 | 500 | … | … | … | … | … | … | … | …
52 | JJ3J301011 | Moving Contact | No. | 2200 | 1 | 2200 | … | … | … | … | … | … | … | …
53 | JJ7J710013 | Nozzle | No. | 2500 | 1 | 2500 | … | … | … | … | … | … | … | …
54 |  | Pressure Gauge & coupling device for each type(Gas pressure Gauge- 2No. ) | Set | 2200 | 2 | 4400 | … | … | … | … | … | … | … | …
55 | JJ7J710003 | Joint M | No. | 45 | 1 | 45 | … | … | … | … | … | … | … | …
56 | JJ7J710011 | Copper T | No. | 75 | 1 | 75 | … | … | … | … | … | … | … | …
57 | JJ7J710004 | Joint F | No. | 90 | 1 | 90 | … | … | … | … | … | … | … | …
58 |  | Dilo Coupling -Male | No. | 95 | 1 | 95 | … | … | … | … | … | … | … | …
59 |  | Dilo Coupling -FeMale | No. | 45 | 1 | 45 | … | … | … | … | … | … | … | …
60 | JJ7J710030 | End Connector 1 No. | No. | 45 | 1 | 45 | … | … | … | … | … | … | … | …
61 |  | Control valve (Dilo valve 1 No.) | Set | 280 | 1 | 280 | … | … | … | … | … | … | … | …
62 | JJ7J710006 | Closing dashpot | Set | 8000 | 1 | 8000 | … | … | … | … | … | … | … | …
63 | JJ7J710005 | Opening dashpot | Set | 8000 | 1 | 8000 | … | … | … | … | … | … | … | …
64 | JJ7J710007 | Opening Latch gear | Set | 5038 | 1 | 5038 | … | … | … | … | … | … | … | …
65 | JJ7J710008 | Closing Latch gear | Set | 5039 | 1 | 5039 | … | … | … | … | … | … | … | …
66 |  | Interlocking coils with resistor | No. | 2400 | 4 | 9600 | … | … | … | … | … | … | … | …
67 | SS3S301016 | Support Insulator | No. | 21000 | 1 | 21000 | … | … | … | … | … | … | … | …
68 | NN4N408005 | Control switch for isolator | No. | 700 | 1 | 700 | … | … | … | … | … | … | … | …
69 |  | Nitrogen Cylinder (68 Ltrs Water capacity) | No. | 12300 | 1 | 12300 | … | … | … | … | … | … | … | …
70 |  | Fire Survival Cable sufficient for 1 System | Mtr. | 180 | 40 | 7200 | … | … | … | … | … | … | … | …
71 |  | PNRV | No. | 12000 | 1 | 12000 | … | … | … | … | … | … | … | …
72 |  | Solenoid Coil Fuel shut off Valve | No. | 2500 | 1 | 2500 | … | … | … | … | … | … | … | …
73 |  | 245 kV Bus Post Insulators (without corona ring) with creepage distance of 6125 mm. | Nos | 25 | 2 | 50 | … | … | … | … | … | … | … | …
74 |  | 245 kV Double tension string assembly of Disc insulator (120KN) with total creepage distance of 6125mm with all hardware accessories including arcing horn suitable for tension clamp set and Twin Moose ACSR with 250mm sub conductor spacing with turn Buckle . | Nos. | 10 | 1 | 10 | … | … | … | … | … | … | … | …
75 | II3I301003 | MS compression Joint for ACSR Zebra | Nos. | 1590 | 7 | 11130 | … | … | … | … | … | … | … | …
76 | II3I301002 | MS compression Joint for ACSR Deer | Nos. | 1688.16 | 3 | 5064.48 | … | … | … | … | … | … | … | …
77 |  | Bay control unit F-650 GE Make | No | 173528.44 | 1 | 173528.44 | … | … | … | … | … | … | … | …
78 | MM0M003003 | Back UP For Protection Relay With O/C and E/F Element Type- F650 | No | 57843.6 | 2 | 115687.2 | … | … | … | … | … | … | … | …
79 |  | Oil Tempecture Meter | Nos | 65195 | 1 | 65195 |  |  |  | …
80 |  | Electromagnet switch old & Used | No | 1000 | [5 empty] | … |  |  | 1 | 1000
81 | MM0M007004 | OSR (old & Used & Repairable) | No. | 5500 | … | … | … | … |  | … | … | … | 1 | 5500
82 | FF0F015001 | Black Tower Parts (Old & Used) | MT | 20000 | … | … | … | … |  | … | … | … | 19.95 | 399000
83 |  | ACSR Deer Conductor (Old & Used) | Mtr. | 50 | … | … | … | … |  | … | … | … | 2340 | 117000
84 | AA1A101001 | Earthwire (Old & Used) | Mtr. | 50 | … | … | … | … |  | … | … | … | 813.4 | 40670
85 | AA1A101001 | Earthwire (old & used) | Km. | 80916.67 | … | … | … | … |  | … | … | … | 0.378 | 30586.5013
86 | VV6V602002 | 245KV, 4400pf, CVT Complete in all respect including terminal connectors and support stool for erecting on standard support structure (Not working due to seepage) | No. | 90854.8 | … | … | … | … | 1 | 90854.8 | … | … | … | …
87 | VV0V002001 | Transformer PT- 6934 (Faulty condition ) With conservator tank, fan, fan Pump, Radiator, Turret CT, PRV | Nos | 20000000 | … | … | … | … | 1 | 20000000 | … | … | … | …
88 | VV1V101010 | 160 MVA T/F HV Bushing (old & used) With Copper Bushing Rod | Nos | 250000 | … | … | … | … | 1 | 250000 | … | … | … | …
89 | VV1V101010 | 160 MVA T/F HV Bushing (old & used & repairable / Damage) With Copper Bushing Rod | No | 200000 | … | … | … | … | 2 | 400000 | … | … | … | …
90 | VV1V101011 | 160 MVA T/F LV Bushing (old & used) With Copper Bushing Rod | Nos | 150000 | … | … | … | … | 3 | 450000 | … | … | … | …
91 | VV1V101012 | Neutral Bushing with Metal part | No | 100000 | … | … | … | … | 1 | 100000 | … | … | … | …
92 |  | Tertiary bushing With Metal Part | No | 100000 | … | … | … | … | 3 | 300000 | … | … | … | …
93 |  | DGA Analyzer system (old & used) | No | 400000 | … | … | … | … | 1 | 400000 | … | … | … | …
94 |  | PLCC Carrier Equipment For Speech and Data Panel with LMU (Old & Used) | No | 245139 | … | … | … | … | 1 | 245139 | … | … | … | …
95 |  | PLCC Carrier Equipment For Speech and Protection Panel with LMU (Old & Used) | No | 245139 | … | … | … | … | 1 | 245139 | … | … | … | …
96 |  | PRV For OLTC (Old Used & Damge) | No | 1000 | … | … | … | … | … | … | … | … | 1 | 1000
97 |  | 220 KV damage & burn CT ring | No | 500 | … | … | … | … | … | … | … | … | 4 | 2000
98 |  | PRV (Old Used & Damge) | No | 500 | … | … | … | … | … | … | … | … | 1 | 500
99 |  | 245 kv.1600A. 5 core CT old & burn Iron Part | Kg | 30 | … | … | … | … | … | … | … | … | 50 | 1500
100 |  | CT burn, Copper Scrap | Kg | 30 | … | … | … | … | … | … | … | … | 8 | 240
101 |  | 245kV CT (1600/800/1) Accuracy class 0.2s, core 5 core (4prot, &1metering ) without oil |  | 324500 | … | … | … | … | 1 | … | … | … | … | …
102 |  | 245 kV CT (1600/800/1) Accuracy Class 0.2s, Core -5Core | No | 578269.62 | … | … | … | … | 1 | 1156539.24 | … | … | … | …
103 |  | 220 Kv CT junction Box | N0 | 73866.82 | … | … | … | … | 2 | 147733.64 | … | … | … | …
104 |  | 220 Kv 1600 Amp. Isolator Moving blade | No | 24740 | … | … | … | … | 6 | 148680 | … | … | … | …
105 |  | 220 Kv 1600 Amp. Isolator Fixed Contact assembly Without earth switch | No. | 17700 | … | … | … | … | 6 | 106200 | … | … | … | …
106 |  | 220Kv 1600 amp.Isolator Fixed Contact assembly with earth switch | No | 17700 | … | … | … | … | 3 | 53100 | … | … | … | …
107 |  | 245 Kv CT 1600/800/1 Amp.(Old & Used) | No | 20000 | … | … | … | … | … | … | … | … | 1 | 20000
108 |  | Surge monitor and Terminal connectors (Old&Use) | No | 100 | … | … | … | … | … | … | … | … | 2 | 200
|  | Total |  |  |  | 3092487.0238 |  | 0 |  | 24093385.68 |  | 0 |  | 619196.5013
Item Inventory
Name of Zone - Garhwal Zone
Name of circle - (O&M) Circle Yamuna Colony Dehradun
Name of Division - 220 KV (O&M) I.D Jhajhra Dehradun
Name of Substation - 220 KV SubStation Jhajhra Dehradun
Name - Ajay Bhatt (Incharge of 132/33 KV Yards)
Month - November - 2025
S. No. | Item code | Name of Item | Unit | Unit rate in Rs. | Useable |  | Unserviceable |  | Non-Moving |  | Obsolete |  | Scrap
[5 empty] | Qty. | Total Amount in Rs. | Qty. | Total Amount in Rs. | Qty. | Total Amount in Rs. | Qty. | Total Amount in Rs. | Qty. | Total Amount in Rs.
1 | CC2C201003 | HF Cable | Km. | 202456.15 | 1.938 | 392360.0187 | … | … | … | … | … | … | … | …
2 | VV1V101035 | LV Bushing for 40MVA (36KV/2000A) Bushing, Porcelain | No. | 25000 | 1 | 25000 | … | … | … | … | … | … | … | …
3 | VV2V214001 | PT- 100 Sensor SR. No. B1201083.6 | No. | 3000 | 1 | 3000 | … | … | … | … | … | … | … | …
4 | VV2V216007 | CCU with PSU SR. No. B1201064.1 | No. | 2100 | 1 | 2100 | … | … | … | … | … | … | … | …
5 | VV2V214001 | PT- 100 Sensor SR. No. B1201065.2 | No. | 3000 | 1 | 3000 | … | … | … | … | … | … | … | …
6 | VV2V216007 | CCU with PSU SR. No. B1201087.3 | No. | 2100 | 1 | 2100 | … | … | … | … | … | … | … | …
7 | VV2V208002 | Magnetic oil Gauge (MOG SR.No. 86803) | No. | 1200 | 1 | 1200 | … | … | … | … | … | … | … | …
8 |  | Remote tap position indicator SR.No. 12049 MNO- TPC-12232) | No. | 3240 | 1 | 3240 | … | … | … | … | … | … | … | …
9 | JJ3J301010 | One complete pole of 1600A CB with pole column and interrupter without PIR & MB and operating mechanism and without support structure. | No. | 275776 | 1 | 275776 | … | … | … | … | … | … | … | …
10 | JJ7J707001 | SF6 gas | Kg. | 450 | 12 | 5400 | … | … | … | … | … | … | … | …
11 | JJ3J301018 | Spring Operating Mechanism complete | Set | 63000 | 1 | 63000 | … | … | … | … | … | … | … | …
12 |  | 145kV, 800A, 120% extended 5 core CT complete in all respects including terminal connectors and support stool for erecting on standard support structure. | No. | 73828.9 | 1 | 73828.9 | … | … | … | … | … | … | … | …
13 | JJ5J503011 | 33KV Circuit breaker pole | No. | 17255.67 | 2 | 34511.34 | … | … | … | … | … | … | … | …
14 | MM2M203002 | Ammeter with transducer | No. | 300 | 2 | 600 | … | … | … | … | … | … | … | …
15 |  | Wattmeter with transducer | No. | 280 | 1 | 280 | … | … | … | … | … | … | … | …
16 |  | Varmeter with transducer | No. | 310 | 1 | 310 | … | … | … | … | … | … | … | …
17 | MM2M202002 | Voltmeter with transducer | No. | 250 | 1 | 250 | … | … | … | … | … | … | … | …
18 |  | Voltmeter selector switch | No. | 360 | 1 | 360 | … | … | … | … | … | … | … | …
19 | SS7S710002 | Annunciations windows with necessary annunciation relay | No. | 3000 | 1 | 3000 | … | … | … | … | … | … | … | …
20 | MM0M012001 | Self reset trip relay (one relay of each type) Type- RXMS+RXME | No. | 4500 | 1 | 4500 | … | … | … | … | … | … | … | …
21 |  | Semaphore indicator for Earth switch | No. | 1000 | 2 | 2000 | … | … | … | … | … | … | … | …
22 |  | Synchronizing socket | No. | 356 | 1 | 356 | … | … | … | … | … | … | … | …
23 | MM0M012001 | Self reset trip relay (one relay of each type) Type- RXMS+RXME | No. | 4200 | 1 | 4200 | … | … | … | … | … | … | … | …
24 | MM0M018001 | Flag relays (one relay of each type) Type- RXSF1 | No. | 3700 | 1 | 3700 | … | … | … | … | … | … | … | …
25 |  | Inter-posing CT & PTs each type | Set | 500 | 1 | 500 | … | … | … | … | … | … | … | …
26 | NN5N506008 | Metrosil(No.n-linear resistor) each type | No. | 3500 | 1 | 3500 | … | … | … | … | … | … | … | …
27 | NN5N506009 | Longest optical cable (1Set = 90Mtr.) | Set | 19212 | 1 | 19212 | … | … | … | … | … | … | … | …
28 | NN5N506030 | Telephone Set | No. | 400 | 1 | 400 | … | … | … | … | … | … | … | …
29 | NN5N506032 | Telephone 4 wire with necessary connecting cable | Set. | 1050 | 1 | 1050 | … | … | … | … | … | … | … | …
30 | YY0Y003022 | Inter cell connectors with bolts and nuts | No. | 84 | 10 | 840 | … | … | … | … | … | … | … | …
31 |  | Main Control Card (CARD SPCL-441V2) | No. | 300 | 1 | 300 | … | … | … | … | … | … | … | …
32 |  | DC-DC Card (CARD SPCL-405, 48 V/12 V) | No. | 300 | 1 | 300 | … | … | … | … | … | … | … | …
33 |  | Feed back card(card SPCL-236 for 220 V) | No. | 200 | 1 | 200 | … | … | … | … | … | … | … | …
34 |  | TEMP. CONP. CARD(CARD SPCL-43V1) | No. | 350 | 1 | 350 | … | … | … | … | … | … | … | …
35 |  | LED INDICATOR CARD(CARD SPCL-442) | No. | 250 | 1 | 250 | … | … | … | … | … | … | … | …
36 |  | TRIP RELAY(Relay 12 V , 3C/O, 5A) | No. | 400 | 1 | 400 | … | … | … | … | … | … | … | …
37 |  | AUX .INPUT CONTACTOR( AC CONTACTOR 25 A,AC1 ,415 V, 1No.+1NC Aux) | No. | 450 | 1 | 450 | … | … | … | … | … | … | … | …
38 | YY1Y105002 | Filter capacitor selected Value 50000mf / 350 Volt | No. | 0 | 1 | 0 | … | … | … | … | … | … | … | …
39 | YY1Y105001 | Thyristor / diode (Blocking Diode) 150 A Lav / 1200Volt | No. | 350 | 1 | 350 | … | … | … | … | … | … | … | …
40 |  | Bleeder (W/W/R 750E/250W OR EQ) | No. | 100 | 1 | 100 | … | … | … | … | … | … | … | …
41 |  | Main Control Card (CARD SPCL-441V2) | No. | 300 | 1 | 300 | … | … | … | … | … | … | … | …
42 |  | Annunciation card ( SPCL-440V2) | No. | 500 | 1 | 500 | … | … | … | … | … | … | … | …
43 |  | DC-DC Card (CARD SPCL-405, 48 V/12 V) | No. | 300 | 1 | 300 | … | … | … | … | … | … | … | …
44 |  | TEMP. CONP. CARD(CARD SPCL-43V1) | No. | 350 | 1 | 350 | … | … | … | … | … | … | … | …
45 |  | LED INDICATOR CARD(CARD SPCL-442) | No. | 250 | 1 | 250 | … | … | … | … | … | … | … | …
46 |  | INPUT CONTACTOR( AC CONTACTOR 25 A,AC1 ,415 V, TP+1No.+2NC Aux) | No. | 550 | 1 | 550 | … | … | … | … | … | … | … | …
47 | YY1Y105002 | Filter capacitor selected Value 10000mf / 110 Volt | No. | 200 | 1 | 200 | … | … | … | … | … | … | … | …
48 |  | SCR-SCR Module (SCR-SCR Module 55A LAV/400 V | No. | 50 | 3 | 150 | … | … | … | … | … | … | … | …
49 | YY1Y109038 | Thyristor / diode (Blocking Diode) 150 A Lav / 400Volt | No. | 200 | 1 | 200 | … | … | … | … | … | … | … | …
50 |  | Bleeder (W/W/R 100E/100W OR EQ | No. | 100 | 1 | 100 | … | … | … | … | … | … | … | …
51 |  | Earth Fault Resistance(W/W/R 470 E /20W) | No. | 202.95 | 1 | 202.95 | … | … | … | … | … | … | … | …
52 | SS7S707001 | HPL Make 400A FP MCCB | No. | 210 | 1 | 210 | … | … | … | … | … | … | … | …
53 | AA3A301004 | Al. Tube & welding Sleeves | mtr | 12 | 93 | 1116 | … | … | … | … | … | … | … | …
55 |  | 145 kV Bus Post Insulators (without corona ring) with creepage distance of 3625 mm. | Nos | 20 | 2 | 40 | … | … | … | … | … | … | … | …
56 |  | 145 kV Single tension string assembly of Disc insulator (120KN) with total creepage distance of 3625mm with all hardware accessories including arcing horn suitable for tension clamp set and Single Moose ACSR bundle without turn Buckle. | Nos. | 8 | 1 | 8 | … | … | … | … | … | … | … | …
57 | NN4N408016 | Double Pole Iron Clad Main Switch 63 Amp. Complete | Nos. | 4419.69 | 2 | 8839.38 | … | … | … | … | … | … | … | …
58 | FF2F206003 | 12mm. Chequer plate | MT | 74517.5 | 3.089 | 230184.5575 | … | … | … | … | … | … | … | …
59 | CC2C201002 | Armoured optical fibre Cable D-Link NCB - FM500-AUHD-06-50 / 1.25µΩ OMZ | Mtr. | 105.79 | 580 | 61358.2 | … | … | … | … | … | … | … | …
60 | CC2C201004 | RS 485 Communicating Cable | Mtr. | 65.9384 | 90 | 5934.456 | … | … | … | … | … | … | … | …
61 | CC3C313014 | Cable gland O/S | Nos. | 166.24 | 30 | 4987.2 | … | … | … | … | … | … | … | …
62 | FF1F101041 | GI bolt & nut with spring & flat washer 10x50 mm, 10x75 mm,12x75 mm, 12x50 mm & 12x60 mm | Kg. | 105.79 | 15 | 1586.85 | … | … | … | … | … | … | … | …
63 | CC3C316003 | GI cable tray perforated 2.5 mtr. length 150 mm wide | Mtr. | 309.81 | 28 | 8674.68 | … | … | … | … | … | … | … | …
64 | CC3C316002 | GI cable tray perforated 2.5 mtr. length 225 mm wide | Mtr. | 385.37 | 15 | 5780.55 | … | … | … | … | … | … | … | …
65 | CC0C001020 | Armoured control cable 2C X 2.5sq.mm. | Km. | 64983.75 | 0.063 | 4093.9763 | … | … | … | … | … | … | … | …
66 | CC0C001013 | Armoured control cable 6C X 2.5sq.mm. | Km. | 158681.25 | 0.066 | 10472.9625 | … | … | … | … | … | … | … | …
67 | AA3A301004 | 4" IPS Al tube EH type | Mtr. | 2200 | 90 | 198000 | … | … | … | … | … | … | … | …
68 | MM0M019017 | 48VDC, 2250Ω, 48D-5 Relay with 8 pins consisting 2NO +2NC Contact | Nos. | 1362 | 4 | 5448 | … | … | … | … | … | … | … | …
69 | JJ2J201021 | Motor Contactor For 245 KV CB, 220 VDC (CGL) | No | 800 | 14 | 11200 | … | … | … | … | … | … | … | …
70 |  | Contactor (3NO+3NC) For 245 KV CB, 220 VDC (CGL) | No | 800 | 31 | 24800 | … | … | … | … | … | … | … | …
71 | SS7S701005 | 02 Amp, 2 pole, 250 VDC MCB | NOS | 2950 | 1 | 2950 | … | … | … | … | … | … | … | …
72 | PP1P122007 | N2 Regulator Assembly | No | 19558.5 | 1 | 19558.5 | … | … | … | … | … | … | … | …
73 |  | N2 Gas Cylinder Empty | No | 20000 | 1 | 20000 | … | … | … | … | … | … | … | …
74 |  | 33 KV CT(1PH), AC 0.2, 5 Core 1600/800/1A | No | 79490.7 | 1 | 79490.7 | … | … | … | … | … | … | … | …
75 |  | 36 KV, 3 Core CT 1600/800/1 A with 0.2 Accuracy | No | 79060 | 1 | 79060 | … | … | … | … | … | … | … | …
76 |  | 33 KV CT Old & Used | Nos | 15000 | 5 | 75000
77 |  | Cap bank cell | No | 59000 | 2 | 118000
78 |  | Auxiliary switch of rating 10 amp 220 VDC, 6 NO+6NC | Nos | 9735 | 4 | 38940
79 |  | 33 KV VCB Tripping Coil | Nos | 9735 | 2 | 19470
80 |  | 33 KV VCB Closing Coil | Nos | 9735 | 2 | 19470
81 |  | 1600 Amp 33KV Motor Operated Isolator sets | Set | 163902 | 5 | 819510
82 |  | Silica Gel | NO | 462.56 | 55 | 25440.8
83 |  | Auxiliary switch 220VDC 8 NO+8NC | NO | 9711.4 | 4 | 38845.6
85 |  | Gate entry regidter | NO | 684.4 | 2 | 1368.8
86 |  | LA Surge Counter register | NO | 684.4 | 6 | 4106.4
87 |  | Tripping base register | NO | 684.4 | 7 | 4790.8
88 |  | Maximum/Minimum Register 220 KV yard | NO | 684.4 | 6 | 4106.4
89 |  | Maximum/Minimum Register 132 KV yard | NO | 684.4 | 6 | 4106.4
90 |  | Maximum/Minimum Register 33 KV yard | NO | 684.4 | 6 | 4106.4
91 |  | 75x12 mm MS Flate | MT | 94931 | 0.4 | 37972.4
92 |  | 50x6 mm MS Flate | MT | 94931 | 0.4 | 37972.4
93 |  | Circuit Breaker Upper Terminal Pad 16*75 | NO | 4720 | 3 | 14160
94 |  | Circuit Breaker Upper Terminal Pad 16*46 | NO | 6490 | 1 | 6490
95 |  | Breaker Control switch 3Position, 16 ways, 16-32 amp TNC Switch | NO | 9204 | 1 | 9204
96 |  | Tripping coil, 220-240 VDC, 73 Ω for 132 KV CGL CB | NO | 6844 | 5 | 34220
97 |  | Closing coil, 220-240 VDC, 90 Ω for 132 KV CGL CB | NO | 6844 | 2 | 13688
98 |  | Motor Contactor with addon block 220/132 KV CB | NO | 6844 | 1 | 6844
99 |  | Auxiliary contactor for 220/132 KV CB | NO | 6844 | 3 | 20532
100 |  | 40 mm MS Rod For earthing Purpose | MT | 153990 | 0.4 | 61596
101 |  | 40 mm MS 3 meter electrodes Rod For earthing Purpose | No | 2242 | 8 | 17936
102 |  | RXMA1 Relay | No | 23423 | 1 | 23423
103 |  | RXMVB2 Relay | No | 23423 | 1 | 23423
104 |  | 132KV 1250 Amp Isolator moving blade | No | 21240 | 6 | 127440
105 |  | 132KV 1250 Amp Isolator Fixed Contacyt assembly with earth switch | No | 15930 | 3 | 47790
106 |  | 33KV outdoor PT | No | 70018.9 | 6 | 420113.4
107 |  | 33KV Singal Phase outdoor type 1600/800/1A, .2S | No | 82686.14 | 3 | 248058.42
108 |  | 33KV Singal Phase outdoor type 800/400/1A, .2S | No | 82686.14 | 5 | 413430.7
109 |  | 33KV CT Junction Box | No | 16256.86 | 1 | 16256.86
110 |  | AC Voltmeter, 500 volt AC, 3.5 Digit, CL - 1 | No | 5900 | 2 | 11800
111 |  | AC Ammeter, 500 volt AC, 3.5 Digit, CL - 1 | No | 5900 | 2 | 11800
112 |  | DC Voltmeter, 500 volt AC, 3.5 Digit, CL - 1 | No | 7080 | 2 | 14160
114 |  | 16 Sqm singal core flexible copper cable | No | 365.8 | 6 | 2194.8
115 |  | BCU's (P14DL Model) GE Make | No | 684400 | 3 | 2053200
116 |  | BCU's (P14DL Model) GE Make | No | 621860 | 2 | 1243720
117 |  | BCU's (C650 Model) GE Make | No | 938100 | 2 | 1876200
119 |  | TNC switch 4 Pole | No | 8083 | 1 | 8083
121 |  | Breaker Control Switch, 3 Position 16 ways | No | 13564.1 | 2 | 27128.2
122 |  | Log sheet Register | Nos. | 3245 | 4 | 12980
123 |  | Daily supply position Register | Nos. | 678.5 | 8 | 5428
124 |  | Gate Entery Register | Nos. | 678.5 | 10 | 6785
125 |  | Monthly Stoppage Register | Nos. | 678.5 | 8 | 5428
126 |  | LA's Surge Counter Reading Register | Nos. | 678.5 | 10 | 6785
127 |  | Daily Battery maintenance Register | Nos. | 678.5 | 10 | 6785
128 |  | Max & Min (220,132,33KV) Register | Nos. | 678.5 | 10 | 6785
129 |  | Tripping Base Register | Nos. | 678.5 | 5 | 3392.5
130 |  | Work Permits Register | Nos. | 678.5 | 2 | 1357
131 |  | Energy Acccount Register | Nos. | 678.5 | 3 | 2035.5
132 |  | Defect Register | Nos. | 678.5 | 3 | 2035.5
133 |  | Maintenance Register | Nos. | 678.5 | 4 | 2714
134 |  | Message Register | Nos. | 678.5 | 7 | 4749.5
135 |  | Rostering Register | Nos. | 678.5 | 4 | 2714
\ |  | Seailing Register | Nos. | 678.5 | 1 | 678.5
137 |  | Tripping Register | Nos. | 678.5 | 2 | 1357
138 |  | Instruction Register | Nos. | 678.5 | 3 | 2035.5
139 |  | Shut Down Register | Nos. | 678.5 | 8 | 5428
140 |  | Inspection Register | Nos. | 678.5 | 2 | 1357
141 |  | Line Notice Register | Nos. | 678.5 | 4 | 2714
143 |  | Auxiliary switch 10A, 220 VDC, 6NO+6NC | Nos. | 9912 | 2 | 19824
146 |  | 33KV Tripping Coil for ABB Breaker | Nos. | 9676 | 2 | 19352
147 |  | 33KV Closing Coil for ABB Breaker | Nos. | 9676 | 2 | 19352
148 |  | 132KV 1600/800/400/1 ratio C.T | No | 179286.22 | 1 | 179286.22
149 |  | 33KV, 10KA, Class-III, Gapless Type Lighting Arrester With Panther Connectors, CU Leads and Lugs including No-reset type, Cyclometric counter surge monitor & suitable clamp | No | 29500 | 4 | 118000
150 |  | 132KV, Class-III, Gapless Type Lighting Arrester With Moose/Panther Connectors, CU Leads and Lugs including No-reset type, Cyclometric counter surge monitor & suitable clamp | No | 100300 | 3 | 300900
151 |  | PT Selection Rotary Switch, 2 Position for Bus-1, Bus-2, 25 amp, 220VDC | No | 12020 | 1 | 12020
152 |  | C wedge Connector Moose - Moose | Nos. | 4006.1 | 8 | 32048.8
155 |  | C wedge Connector Panther - Dog | Nos. | 1764.1 | 6 | 10584.6
156 |  | C wedge Connector Dog - Dog | Nos. | 1758.2 | 2 | 3516.4
157 |  | Combiflex PT Selection Relay, Type RXMD2, 220VDC, ABB Make 8NO+4CO | No | 58410 | 2 | 116820
158 |  | 145 kV 1250 A 300 BCT,IMP Make Transformer | No | 276390 | 1 | 276390
159 |  | 245KV SF6 Circuit Breaker (220Volt DC), 2500 Amp, 40KA 3Phase | No | 2964603 | 1 | 2964603
|  | 145KV SF6 Circuit Breaker (220Volt DC), 1600 Amp, 40KA 3Phase | No | 1268028 | 1 | 1268028
160 |  | Isolator Clamp for twin moose | No | 3304 | 4 | 13216
165 |  | 132 KV XLPE 1x630Sq.mm copper Power Cable (220/132KV) | KM | 14573000 | 1.497 | 21815781
166 |  | 2 X 2.5 mm2 | Km. | 95000 | 1 | 95000
167 |  | 4 X 2.5 mm2 | Km. | 190000 | 2 | 380000
168 |  | 6 X 2.5 mm2 | Km. | 213750 | 1 | 213750
169 |  | 10 × 2.5 mm2 | Km. | 285000 | 2 | 570000
170 |  | 3.5 C X 35 sqmm | Km. | 190000 | 1.012 | 192280
171 |  | 4 C X 16 sqmm | Km. | 118750 | 1.024 | 121600
172 |  | 2 C X 2.5 sqmm (Armoured) | Km. | 95000 | 1.014 | 96330
173 |  | 4 C X 2.5 sqmm (Armoured) | Km. | 190000 | 0.99 | 188100
174 |  | 6 C X 2.5 sqmm (Armoured) | Km. | 213750 | 1.985 | 424293.75
175 |  | 10 C X 2.5 sqmm (Armoured) | Km. | 285000 | 1.975 | 562875
176 |  | Earth Continuity conductor of 1.1 KV, 1Cx240sqmm copper conductorXLPE cable | Km. | 2850000 | 0.4 | 1140000
177 |  | 220 kV CT (800/400/1 Amp, 5 core, single Phase) of 0.2S accuracy class without Junction boxes. | No. | 950000 | 3 | 2850000
178 |  | Junction Box for 245 kV CT | No | 14250 | 1 | 14250
179 |  | 216 kV Surge Arrester with counter and other accessories. | No | 142500 | 3 | 427500
180 |  | 145 kV CT (800/400/1 Amp, 5 core, single Phase) of 0.2S accuracy class with Junction boxes. | No | 475000 | 3 | 1425000
181 |  | Junction Box for 145 kV CT | No | 14250 | 1 | 14250
182 |  | 120 kV Surge Arrester with counter and other accessories. | No | 71250 | 6 | 427500
183 |  | 145 kV CT 400/200/1, 5 Core, (1 ph.) 0.2s Acc. Class | No | 475000 | 3 | 1425000
184 |  | J.B. for 145 kV CT 400/200/1, 5 Core, (1 ph.) | No | 14250 | 1 | 14250
185 |  | 120 kV Surge Arrester with counter and other accessories. | No | 71250 | 3 | 213750
186 |  | 33 kV Circuit Breaker(VCB) 3 Phase. | No | 475000 | 1 | 475000
187 |  | 36 kV CT | No | 71250 | 3 | 213750
188 |  | J.B. for 36 kV CT | No | 14250 | 1 | 14250
189 |  | 36 kV Surge Arrester with counter and other accessories. | No | 23750 | 3 | 71250
|  | 245KV Bus Post Isolator | No | 39235 | 5 | 196175
|  | 145KV Bus Post Isolator (160 MVA) | No | 16815 | 2 | 33630
|  | 145KV Bus Post Isolator (80 MVA) | No | 16815 | 2 | 33630
|  | Steel Structures Lattice Type Main Structure With foundation Bolt | MT | 100890 | 7.735 | 780384.15
|  | Steel Structures Lattice Type Main Structure With foundation Bolt | MT | 100890 | 11.414 | 1151558.46
190 | VV6V602003 | 132KV CVT (Sepaged) | No. | 100000 | … | … | … | … | 1 | 100000 | … | … | … | …
191 |  | 33 KV Circuit Breaker (Old & Used) | No | 50000 | … | … | … | … | 4 | 200000
193 | AA1A101001 | GS Earth wire 7/9 SWG (Old and dismantaled) | KM | 24800 | … | … | … | … | … | … | … | … | 0.31 | 7688
194 |  | D 400 Upgrade Kit (old used & repairable) | No. | 50000 | … | … | … | … | … | … | … | … | 2 | 100000
195 |  | 220/132/33 KV Feeder Energy meeter (old & used) | No | 2000 | … | … | … | … | … | … | … | … | 26 | 52000
196 |  | 145 KV 1250 amp, Transformer Bushing with rod (O&U, Dismantle) | No | 25000 | … | … | … | … | … | … | … | … | 1 | 25000
197 |  | Annunciation card ( SPCL-440V2) ( Old & Used & Repairable) | No. | 250 | … | … | … | … | … | … | … | … | 1 | 250
198 |  | Fire Panel (O&U, Damage) | No | 500 | … | … | … | … | … | … | … | … | 1 | 500
199 |  | Capacitor cell (old,Used, Brunt & Damaged) | No | 1000 | … | … | … | … | … | … | … | … | 2 | 2000
200 |  | LMU (O&U,Damage) | Nos | 500 | … | … | … | … | … | … | … | … | 6 | 3000
201 |  | NDR Relay (Old used & defective) | Nos | 2000 | … | … | … | … | … | … | … | … | 1 | 2000
202 |  | 3 phase Window AC compressor (old, used & damaged) | Nos | 300 | … | … | … | … | … | … | … | … | 5 | 1500
203 |  | battery cells (old, used and damaged) 500 AH | No. | 2400.132 | … | … | … | … | … | … | … | … | 223 | 535229.436
204 |  | battery cells (old, used and damaged) 300 AH | No. | 2100.132 | … | … | … | … | … | … | … | … | 97 | 203712.804
205 | VV3V301002 | 33 KV CT (O&U, Damaged) | No | 5000 | [8 empty] | 11 | 55000
206 | VV3V301002 | 36 KV CT 1600/800/1Amp.(Old, used & Damaged) | Nos. | 20000 | … | … | … | … | … | … | … | … | 1 | 20000
207 | VV3V301002 | 33 KV CT Old & Used | Nos | 15000 | [8 empty] | 1 | 15000
208 | VV2V204007 | Empty Drum of Transformer Oil each 209 Ltrs. Capacity | Nos | 200 | … | … | … | … | … | … | … | … | 61 | 12200
209 |  | Aluminium clamp Scrap | KG | 15 | [8 empty] | 10 | 150
210 |  | CT Junction Box (O&U, Damaged) | No | 200 | [8 empty] | 9 | 1800
211 |  | 33Kv Circuit Breaker (O&U, damaged) Without Pole & Structure | No | 5000 | [8 empty] | 3 | 15000
212 |  | T-60 Relay (O&U, Damaged) | No | 5000 | [8 empty] | 1 | 5000
|  | Total |  |  |  | 50743891.3809 |  | 0 |  | 300000 |  | 0 |  | 1057030.24
Stock Inventory of 220 KV S/S, Jhajhra Line (November-2025 )
Name of Circle/ Zone : O&M Dehradun/ Garhwal Zone
Name of Division : O & M Division Jhajhra, Dehradun | [5 empty] | Name of Sub Station- 220 KV S/S Jhajhra, Dehradun
Stock Inventory for the month of : November-2025 | [5 empty] | Name of Section Holder- Pradeep Kumar Bhatt, J.E.(Line)
Name of Substation : 220 KV Substation, Jhajhra, Dehradun
Sl. No. | Item Code | Name of Item | Unit | Unit Rate | Useable |  | Unserviceable |  | Non-Moving |  | Obsolete |  | Scrap
[5 empty] | Qty | Total Amt. in Rs | Qty | Total Amt. in Rs | Qty | Total Amt. in Rs | Qty | Total Amt. in Rs | Qty | Total Amt. in Rs
1 | NA | Galvanized Template of B type Tower | MT | 70074 | 1.326 | 92918.124 | _ | _ | _ | _ | _ | _ | _ | _
2 | NA | Galvanized Template of C type Tower | MT | 70074 | 1.342 | 94039.308 | _ | _ | _ | _ | _ | _ | _ | _
3 | NA | Pilot H/W fitting for ACSR Zebra conductor suitable for 90 KN disc insulator | Sets | 2601.25 | 18 | 46822.5 | _ | _ | _ | _ | _ | _ | _ | _
4 | II3I303003 | Vibration damper for ACSR Zebra conductor | Nos | 1156.33 | 36 | 41627.88 | _ | _ | _ | _ | _ | _ | _ | _
5 | II3I301003 | Mid span compression joint for ACSR Zebra conductor | Nos | 1517 | 24 | 36408 | _ | _ | _ | _ | _ | _ | _ | _
6 | II3I302003 | Repair sleeve for Zebra conductor | Nos | 564.59 | 55 | 31052.45 | _ | _ | _ | _ | _ | _ | _ | _
7 | II3I302003 | Repair sleeve for Zebra conductor (Old ) | Nos | 542.43 | 8 | 4339.44 | _ | _ | _ | _ | _ | _ | _ | _
8 | NA | Rigid Spacer for Twin ACSR Zebra conductor | Nos | 1248.6 | 128 | 159820.8 | _ | _ | _ | _ | _ | _ | _ | _
9 | II0I001001 | Disc Insulator 160KN | Nos | 670.68 | 9 | 6036.12 | _ | _ | _ | _ | _ | _ | _ | _
10 | II0I001006 | Disc Insulator 90KN | Nos | 945.9 | 180 | 170262 | _ | _ | _ | _ | _ | _ | _ | _
11 | NA | Disc Insulator 90 KN ( Old & Used) | Nos. | 500 | 31 | 15500 | 11 | 5500 | _ | _ | _ | _ | _ | _
12 | AA0A002003 | ACSR Zebra Conductor (cut in different pieces ) | Km. | 265500 | 0.51 | 135405 | _ | _ | _ | _ | _ | _ | _ | _
13 | NA | 220 KV suspension fitting for Deer Conductor (Old & Used) | Nos. | 50 | 6 | 300 | _ | _ | _ | _ | _ | _ | _ | _
14 | II3I301002 | Mid span joint for Deer conductor | Nos | 400 | 79 | 31600 | _ | _ | _ | _ | _ | _ | _ | _
15 | II3I302002 | Repair sleeve for ACSR Deer conductor | Nos | 946.92 | 4 | 3787.68 | _ | _ | _ | _ | _ | _ | _ | _
16 | NA | Single tension fitting for Zebra conductor(Old &Used) | Nos | 500 | 6 | 3000 | _ | _ | _ | _ | _ | _ | _ | _
17 | NA | Double tension fitting for Zebra conductor (Old & used) | Nos | 500 | 9 | 4500 | _ | _ | _ | _ | _ | _ | _ | _
18 | NA | Single tension fitting for Zebra conductor without Dead End | Nos | 500 | 3 | 1500 | _ | _ | _ | _ | _ | _ | _ | _
19 | NA | Hot dip galvanized templates, including Bolts, Nuts and washers for above structure as per BOM | MT | 112455 | 1.591 | 178915.905 | _ | _ | _ | _ | _ | _ | _ | _
20 | II3I301008 | Mid span compression joint for Earth wire 7/9 SWG | Nos. | 670.64 | 22 | 14754.08 | _ | _ | _ | _ | _ | _ | _ | _
21 | NA | Bolted type tension fitting damage scrap | Nos. | 1000 | __ | __ | _ | _ | _ | _ | _ | _ | 3 | 3000
22 | NA | Disc Insulators (Dismentled & Old & Used) | Nos. | 200 | 22 | 4400 | 8 | 1600 | _ | _ | _ | _ | _ | _
23 | NA | Disc Insulator (Dismantled & Old & Used) | Nos. | 200 | 567 | 113400 | 33 | 6600 | _ | _ | _ | _ | _ | _
24 | NA | Pilot Fitting (90 KN) | Nos. | 3088.8 | 2 | 6177.6 | _ | _ | _ | _ | _ | _ | _ | _
25 | NA | Single Suspension Fitting for ACSR Deer(Dismantled & Old & Used & Incomplete) | Nos. | 65 | 10 | 650 | _ | _ | _ | _ | _ | _ | _ | _
26 | II5I501004 | Single tension fitting suitable for ACSR Zebra conductor | Nos. | 4118.4 | 17 | 70012.8 | _ | _ | _ | _ | _ | _ | _ | _
27 | II3I303008 | Vibration damper for earth wire 7/9 SWG | Nos. | 949.08 | 9 | 8541.72 | _ | _ | _ | _ | _ | _ | _ | _
28 | NA | Vibration damper for Deer Conductor (Dismantled & Old & Used) | Nos. | 250 | 45 | 11250 | _ | _ | _ | _ | _ | _ | _ | _
29 | NA | Hanger Suitable for Deer Conductor (Dismantled & Old & Used) | Nos. | 65 | __ | __ | _ | _ | _ | _ | _ | _ | 18 | 1170
30 | NA | Double Suspension fitting for Deer Conductor (Dismantled & Old & Used & Incomplete) | Nos. | 350 | __ | __ | _ | _ | _ | _ | _ | _ | 15 | 5250
31 | NA | Armor Rod for Deer Conductor (Dismantled & Old & Used) | Nos. | 50 | 9 | 450 | _ | _ | _ | _ | _ | _ | _ | _
32 | NA | Dead End for Deer Conductor (Dismantled & Old & Used) | Nos. | 50 | __ | __ | _ | _ | _ | _ | _ | _ | 5 | 250
33 | II0I001007 | Disc Insulator - 70KN (B&S) | Nos. | 499.8 | 6 | 2998.8 | _ | _ | _ | _ | _ | _ | _ | _
34 | II2I203002 | Suspension clamp for 7/10 SWG Earth Wire | Nos. | 1177.64 | 4 | 4710.56 | _ | _ | _ | _ | _ | _ | _ | _
35 | II2I203001 | Suspension clamp for 7/9 SWG Earth Wire | Nos. | 1177.64 | 5 | 5888.2 | _ | _ | _ | _ | _ | _ | _ | _
36 | II2I202001 | Tension clamp for 7/9 SWG Earth Wire | Nos. | 1175.23 | 8 | 9401.84 | _ | _ | _ | _ | _ | _ | _ | _
37 | II3I301004 | Mid Span Compression Joint | Nos. | 1180 | 4 | 4720 | _ | _ | _ | _ | _ | _ | _ | _
38 | II3I301009 | Mid Span Compression Joint for 7/10 SWG Earth Wire | Nos. | 733.96 | 2 | 1467.92 | _ | _ | _ | _ | _ | _ | _ | _
39 | II3I302008 | Repair Sleeve for 7/9 SWG Earth Wire | No. | 735.13 | 6 | 4410.78 | _ | _ | _ | _ | _ | _ | _ | _
40 | II3I302009 | Repair Sleeve for 7/10 SWG Earth Wire | No. | 735.13 | 4 | 2940.52 | _ | _ | _ | _ | _ | _ | _ | _
41 | II3I302004 | Repair Sleeve for ACSR Panther Conductor | No. | 1174.08 | 4 | 4696.32 | _ | _ | _ | _ | _ | _ | _ | _
42 | II3I305004 | Armour Rod for ACSR Panther Conductor | No. | 1455 | 1 | 1455 | _ | _ | _ | _ | _ | _ | _ | _
43 | PP0P001012 | Come along clamp for 7/9 SWG Earth Wire | No. | 5876 | 1 | 5876 | _ | _ | _ | _ | _ | _ | _ | _
44 | PP0P001013 | Come along clamp for 7/10 SWG Earth Wire | No. | 5853 | 1 | 5853 | _ | _ | _ | _ | _ | _ | _ | _
45 | II5I501005 | Single tension fitting for Panther conductor | No. | 5888 | 1 | 5888 | _ | _ | _ | _ | _ | _ | _ | _
46 | PP0P008011 | Bull Dog Grip for Earth wire | No. | 230.12 | 3 | 690.36 | _ | _ | _ | _ | _ | _ | _ | _
47 | II5I505005 | Double Suspension Fitting for Panther | No. | 5887 | 1 | 5887 | _ | _ | _ | _ | _ | _ | _ | _
48 | NA | Flexible Copper Bond for G.S. Earth wire 7/9 SWG | No. | 1944.66 | 2 | 3889.32 | _ | _ | _ | _ | _ | _ | _ | _
49 | FF1F101019 | 16mm Daimeter Galvanized HRH Nut & Bolt 60 mm Long | Kg | 232.44 | 5 | 1162.2 | _ | _ | _ | _ | _ | _ | _ | _
50 | FF1F101024 | G.I Nut & Bolt 16x40mm | Kg | 102 | 13 | 1326 | _ | _ | _ | _ | _ | _ | _ | _
51 | NA | Galvanised/MS Scrap of Tower Parts | Kg | 40 | 324 | 12960 | _ | _ | _ | _ | _ | _ | _ | _
52 | NA | Galvanized Template of A type tower excluding Bolts, Nuts & washers etc. (Incomplete) | MT | 120383 | 0.148 | 17816.684 | _ | _ | _ | _ | _ | _ | _ | _
53 | NA | Galvanized Template of B type tower excluding Bolts, Nuts & washers etc. (Incomplete) | MT | 120383 | 3.791 | 456371.953 | _ | _ | _ | _ | _ | _ | _ | _
|  |  | MT | 125801.1924 | 1.649 | 207446.1663 | _ | _ | _ | _ | _ | _ | _ | _
54 | NA | Galvanized Template of C type tower excluding Bolts, Nuts & washers etc. (Incomplete) | MT | 120383 | 0.676 | 81378.908 | _ | _ | _ | _ | _ | _ | _ | _
|  |  | MT | 125801.1924 | 5.718 | 719331.2181 | _ | _ | _ | _ | _ | _ | _ | _
55 | NA | Double Tension Fitting for Twin ACSR Zebra Conductor Suitable for 160 KN Disc Insulator | Sets | 12525.4286 | 6 | 75152.5716 | _ | _ | _ | _ | _ | _ | _ | _
56 | II3I303003 | Vibration Damper for Zebra Conductor | Nos. | 1095.748 | 80 | 87659.84 | _ | _ | _ | _ | _ | _ | _ | _
57 | II3I303009 | Vibration Damper for GS Earthwire 7/10 SWG | Nos. | 682.8542 | 5 | 3414.271 | _ | _ | _ | _ | _ | _ | _ | _
58 | II3I301003 | Mid Span Compression Joint for Zebra Conductor | Nos. | 1134.924 | 293 | 332532.732 | _ | _ | _ | _ | _ | _ | _ | _
59 | FF4F403007 | Flexible Copper Bond | Nos. | 1054.4598 | 4 | 4217.8392 | _ | _ | _ | _ | _ | _ | _ | _
60 | II3I302003 | Repair Sleeve for Zebra Conductor | Nos. | 507.1168 | 301 | 152642.1568 | _ | _ | _ | _ | _ | _ | _ | _
61 | II0I001001 | Disc Insulator 160 KN | Nos. | 1267.5324 | 327 | 414483.0948 | _ | _ | _ | _ | _ | _ | _ | _
62 | II0I001006 | Disc Insulator 90 KN | Nos. | 830.307 | 8 | 6642.456 | _ | _ | _ | _ | _ | _ | _ | _
63 | II4I404008 | Bundle Spacer for ACSR Twin Zebra Conductor | Nos. | 1448.2966 | 128 | 185381.9648 | _ | _ | _ | _ | _ | _ | _ | _
64 | AA1A101002 | GS Earth wire 7/10 SWG | Km. | 55460 | 1.76 | 97609.6 | _ | _ | _ | _ | _ | _ | _ | _
65 | II2I203002 | Suspension Fitting for GS Earth wire 7/10 SWG | Nos. | 1652 | 4 | 6608 | _ | _ | _ | _ | _ | _ | _ | _
66 | NA | Double Tension Fitting without Dead End for twin Zebra Conductor Suitable for 160 KN Disc Insulator (Dismantled & Incomplete) | Nos. | 2000 | 24 | 48000 | _ | _ | _ | _ | _ | _ | _ | _
67 | NA | ACSR Zebra Conductor in pieces( Dismantled & Used) | Km | 168000 | 0.485 | _ | _ | _ | _ | _ | _ | _ | 0.485 | 81480
68 | NA | Pilot Fitting (90 KN) Dismantled & incomplete) | Nos. | 500 | 3 | 1500 | _ | _ | _ | _ | _ | _ | _ | _
69 | II5I501004 | Single tension fitting for Single Zebra Conductor | Nos. | 9912 | 4 | 39648 | _ | _ | _ | _ | _ | _ | _ | _
70 | FF1F101013 | G.I Nuts & Bolts Size M 16x80mm | Kg | 130 | 50 | 6500 | _ | _ | _ | _ | _ | _ | _ | _
71 | NA | G.I Nuts & Bolts Size M 16 Different Size | Kg | 130 | 50 | 6500 | _ | _ | _ | _ | _ | _ | _ | _
72 | NA | Galvanised Tower Parts of Tower | MT | 120383 | 0.4 | 48153.2 | _ | _ | _ | _ | _ | _ | _ | _
73 | II0I006001 | PG Clamp for ACSR Panther to Panther Conductor | Nos. | 1469.1 | 20 | 29382 | _ | _ | _ | _ | _ | _ | _ | _
74 | AA1A101001 | GS Earthwire 7/3.66mm or 7/9 SWG | Km | 108560 | 0.6 | 65136 | _ | _ | _ | _ | _ | _ | _ | _
75 | NA | 90 KN Polymer Disc Insulator for Suspension fitting | No. | 10620 | 12 | 127440 | _ | _ | _ | _ | _ | _ | _ | _
76 | NA | Double Suspension fitting (90KN) suitable for polymer disc for Single ACSR Zebra conductor | Sets | 23010 | 3 | 69030 | _ | _ | _ | _ | _ | _ | _ | _
77 | NA | Single Suspension fitting (90KN) suitable for polymer disc for Single ACSR Zebra conductor | Sets | 10030 | 17 | 170510 | _ | _ | _ | _ | _ | _ | _ | _
78 | II2I203001 | Suspension fitting for 7/9 Swg G.S. Earth wire | No. | 2655 | 5 | 13275 | _ | _ | _ | _ | _ | _ | _ | _
79 | II5I504003 | Single Suspension fitting (90KN) suitable for Single ACSR Deer conductor | Sets | 2360 | 10 | 23600 | _ | _ | _ | _ | _ | _ | _ | _
80 | II5I501003 | Single Tension fitting for ACSR Deer conductor suitable for (160KN) Disc Insulator | Sets | 4720 | 1 | 4720 | _ | _ | _ | _ | _ | _ | _ | _
81 | II3I303003 | Vibration Damper for ACSR Zebra Conductor | Sets | 1858.5 | 15 | 27877.5 | _ | _ | _ | _ | _ | _ | _ | _
82 | II3I303008 | Vibration Damper for 7/9 SWG Earth Wire | No. | 1121 | 4 | 4484 | _ | _ | _ | _ | _ | _ | _ | _
83 | NA | Deer Conductor in pieces(Old,used & Dismantled with Dead End Fitting) | Kg | 180 | __ | __ | _ | _ | _ | _ | _ | _ | 3283 | 590940
84 | II01005001 | PG Clamp for ACSR Zebra Conductor | Nos. | 882 | 25 | 22050 | _ | _ | _ | _ | _ | _ | _ | _
85 | AA0A002004 | ACSR Panther Conductor | Km | 274350 | 2 | 548700 | _ | _ | _ | _ | _ | _ | _ | _
86 | II0I005001 | PG Clamp for Zebra to Zebra Conductor | Nos. | 2230.2 | 20 | 44604 | _ | _ | _ | _ | _ | _ | _ | _
87 | II0I004004 | PG Clamp for Deer to Zebra Conductor | Nos. | 2230.2 | 10 | 22302 | _ | _ | _ | _ | _ | _ | _ | _
88 | II0I004003 | PG Clamp for Deer to Deer Conductor | Nos. | 2230.2 | 10 | 22302 | _ | _ | _ | _ | _ | _ | _ | _
89 | II3I302004 | Repair Sleeve for Panther Conductor | Nos. | 1475 | 20 | 29500 | _ | _ | _ | _ | _ | _ | _ | _
90 | II3I305004 | Armor rod for Panther conductor | Sets | 2195.98 | 10 | 21959.8 | _ | _ | _ | _ | _ | _ | _ | _
91 | NA | Single tension fitting (120 KN) for Panther conductor | Nos. | 7363.4006 | 6 | 44180.4036 | _ | _ | _ | _ | _ | _ | _ | _
92 | NA | Single Suspension fitting (70 KN) for Panther conductor | Sets | 6136.0708 | 10 | 61360.708 | _ | _ | _ | _ | _ | _ | _ | _
93 | NA | Double tension fitting (120 KN) for Single Panther conductor | Sets | 12274.006 | 4 | 49096.024 | _ | _ | _ | _ | _ | _ | _ | _
94 | NA | Double Suspension fitting (70 KN) for Panther conductor | Sets | 9440 | 10 | 94400 | _ | _ | _ | _ | _ | _ | _ | _
95 | II3I301004 | Mid Span Joint for Panther Conductor | Nos. | 1537.9648 | 20 | 30759.296 | _ | _ | _ | _ | _ | _ | _ | _
96 | II3I303004 | Vibration Damper for Panther Conductor | Nos. | 1928.2852 | 20 | 38565.704 | _ | _ | _ | _ | _ | _ | _ | _
97 | II0I001003 | 120 KN Standard Disc Insulator | Nos. | 2033.5176 | 57 | 115910.5032 | _ | _ | _ | _ | _ | _ | _ | _
98 | II0I001007 | 70 KN Standard Disc Insulator | Nos. | 1129.024 | 55 | 62096.32 | _ | _ | _ | _ | _ | _ | _ | _
99 | II5I501010 | Tension fitting for 7/10 SWG GS Earthwire | Sets | 1710.1976 | 20 | 34203.952 | _ | _ | _ | _ | _ | _ | _ | _
100 | II5I501003 | Single tension fitting (160 KN) for Single ACSR Deer conductor | Sets | 11798.82 | 6 | 70792.92 | _ | _ | _ | _ | _ | _ | _ | _
101 | NA | Double tension fitting (160 KN) for Single ACSR Deer conductor | Sets | 21830 | 6 | 130980 | _ | _ | _ | _ | _ | _ | _ | _
102 | II5I504003 | Single Suspension fitting for Single ACSR Deer conductor | Sets | 10620 | 6 | 63720 | _ | _ | _ | _ | _ | _ | _ | _
103 | NA | Double Suspension fitting (90 KN) for Single ACSR Deer conductor | Sets | 14160 | 6 | 84960 | _ | _ | _ | _ | _ | _ | _ | _
104 | NA | Single Tension Fitting(160 KN) for ACSR Single Zebra Conductor | Sets | 13412.352 | 6 | 80474.112 | _ | _ | _ | _ | _ | _ | _ | _
105 | NA | Single Suspension Fitting(90KN) for ACSR Single Zebra Conductor | Sets | 10059.0634 | 6 | 60354.3804 | _ | _ | _ | _ | _ | _ | _ | _
106 | NA | Danger Boards Retro Reflective Sheet 900mmx600mm | Nos | 5900 | 5 | 29500 | _ | _ | _ | _ | _ | _ | _ | _
107 | NA | Galvanized C type tower including Body extension-AP35 (SPL). (Dismantled material without BOQ) | MT | 133681.02 | 29.035 | 3881428.4157 | _ | _ | _ | _ | _ | _ | _ | _
108 | NA | Galvanized C type tower including Body extension-AP36 (TC+9). (Dismantled material without BOQ) | MT | 133681.02 | 26.235 | 3507121.5597 | _ | _ | _ | _ | _ | _ | _ | _
109 | NA | Galvanized C type tower including Body extension & leg extension AP37 & AP36 (TC+9). (Body Extension & Leg Extension only) (Dismantled material without BOQ) | MT | 133681.02 | 14.98 | 2002541.6796 | _ | _ | _ | _ | _ | _ | _ | _
110 | NA | ACSR Zebra Conductor ( Used & Dismantled) | Kms | 426443.74 | 16.064 | 6850392.2394 | _ | _ | _ | _ | _ | _ | _ | _
111 | AA1A101002 | GS Earthwire 7/10 SWG (Used & Dismantled) | Kms | 54226.9 | 1.867 | 101241.6223 | _ | _ | _ | _ | _ | _ | _ | _
112 | NA | Double Tension Fitting for Twin ACSR Zebra Conductor Suitable for 160 KN Disc Insulator | Sets | 12525.7 | 12 | 150308.4 | _ | _ | _ | _ | _ | _ | _ | _
113 | NA | Double Tension Fitting for Twin ACSR Zebra Conductor Suitable for 160 KN Disc Insulator (Dismantled & Incomplete) | Sets | 849.6 | 39 | 33134.4 | _ | _ | _ | _ | _ | _ | _ | _
114 | II5I501010 | Tension Fitting for GS Earthwire 7/10 SWG | Sets | 877.92 | 7 | 6145.44 | _ | _ | _ | _ | _ | _ | _ | _
115 | II3I303003 | Vibration Damper for Zebra Conductor | Nos. | 1096.22 | 200 | 219244 | _ | _ | _ | _ | _ | _ | _ | _
116 | II3I303009 | Vibration Damper for GS Earthwire 7/10 SWG | Nos. | 683.22 | 20 | 13664.4 | _ | _ | _ | _ | _ | _ | _ | _
117 | II3I301009 | Mid Span Compression Joint for GS earth wire 7/10 SWG | Nos. | 156.94 | 3 | 470.82 | _ | _ | _ | _ | _ | _ | _ | _
118 | II3I301003 | Mid Span Compression Joint for Zebra Conductor | Nos. | 1135.16 | 23 | 26108.68 | _ | _ | _ | _ | _ | _ | _ | _
119 | NA | Flexible Copper Bond | Nos. | 1054.92 | 14 | 14768.88 | _ | _ | _ | _ | _ | _ | _ | _
120 | II3I302003 | Repair Sleeve for Zebra Conductor | Nos. | 507.4 | 4 | 2029.6 | _ | _ | _ | _ | _ | _ | _ | _
121 | II0I001001 | Disc Insulator 160 KN | Nos. | 1267.32 | 1430 | 1812267.6 | _ | _ | _ | _ | _ | _ | _ | _
122 | II0I001006 | Disc Insulator 90 KN | Nos. | 830.72 | 192 | 159498.24 | _ | _ | _ | _ | _ | _ | _ | _
123 | NA | Pilot fitting Suitable for Twin ACSR Zebra Conductor | Sets | 11481.4 | 3 | 34444.2 | _ | _ | _ | _ | _ | _ | _ | _
124 | II4I404008 | Bundle Spacer for ACSR Twin Zebra Conductor | Nos. | 1447.86 | 235 | 340247.1 | _ | _ | _ | _ | _ | _ | _ | _
Total in Rs. | [5 empty] | 25825967.7825 |  | 13700 |  | 0 |  | 0 |  | 682090
|  | Grand Total (Jhajhra S/s) |  |  |  | 79662346.1872 |  | 13700 |  | 24393385.68 |  | 0 |  | 2358316.7413
Stock Inventory Report for the M/o November -2025
EE, 220 KV O&M Industrial Division , Jhajhra , Dehradun.
Name of Division |  | 132 KV Substation Purkul, Dehradun
Name of Substation |  | AE : Jasbir Tomar , JE: Ranjan Kumar Negi
Incharge/Section Holder
S.No | Item Code |  | Unit | Unit Rates | Useable |  | Unserviceable |  | Non-Moving |  | Obsolete |  | Scrap
|  | Name of Item /Description |  |  | Quantity | Total Amount in Rs. | Quantity | Total Amount in Rs. | Quantity | Total Amount in Rs. | Quantity | Total Amount in Rs. | Quantity | Total Amount in Rs.
|  | ACSR Panther Conductor (bit) | Mtr | 30 | 10 | 300 |  | 0 |  | 0 |  | 0 | 0 | 0
1 |  | W pin (For 165 KN Disc Insulator) | No. | 20 | 209 | 4180 |  | 0 |  | 0 |  | 0 | 0 | 0
2 |  | Bushing rod | No. | 50 | 1 | 50 |  | 0 |  | 0 |  | 0 | 0 | 0
3 | VV2V204007 | Empty Drum (T/F oil 209 ltr capacity)(42 No 2020) | No. | 200 | 89 | 17800 |  | 0 |  | 0 |  | 0 | 0 | 0
4 | II5I501003 | Tension fitting for Deer conductor with out aluminium portion | No. | 3178 | 4 | 12712 |  | 0 |  | 0 |  | 0 |  | 0
5 | II2I202001 | Bolted type Tension clamp for E/w 7/9 SWG | No. | 948 | 4 | 3792 |  | 0 |  | 0 |  | 0 |  | 0
6 | II2I203001 | Bolted type Suspension clamp for E/w 7/9 SWG | No. | 948 | 10 | 9480 |  | 0 |  | 0 |  | 0 |  | 0
7 | II3I302002 | Compression repair sleeve for Deer conductor | No. | 1237 | 1 | 1237 |  | 0 |  | 0 |  | 0 |  | 0
8 |  | Electronic TVM | No. | 6299 | 1 | 6299 |  | 0 |  | 0 |  | 0 |  | 0
9 | PP0P01003 | Turn Buckle | No. | 10782 | 6 | 64692 |  | 0 |  | 0 |  | 0 |  | 0
10 |  | Channel for Turn Buckle | No. | 7264 | 6 | 43584 |  | 0 |  | 0 |  | 0 |  | 0
11 | CC3C315021 | Earthing lugs | No. | 104 | 80 | 8320 |  | 0 |  | 0 |  | 0 |  | 0
12 | PP0P016004 | Steel wire rope 12 mm | No. | 169 | 400 | 67600 |  | 0 |  | 0 |  | 0 |  | 0
13 | VV3V303001 | 145KV CT 800-400/1 5 core | No. | 103650 | 2 | 207300 |  | 0 |  | 0 |  | 0 |  | 0
14 | CC2C201001 | HF Cable | km | 148680 | 0.3 | 44604 |  | 0 |  | 0 |  | 0 |  | 0
15 | YV3V303004 | 132 KV CT 400-200-100/1A Damaged | No. | 5000 |  | 0 |  | 0 |  | 0 |  | 0 | 1 | 5000
16 | MM2M204007 | Digital MW meter PTR110V/132 KVA | No. | 9980 | 2 | 19960 |  | 0 |  | 0 |  | 0 |  | 0
17 |  | ACSR Deer Conductor O&U | km | 20000 | 0.047 | 940 |  | 0 |  | 0 |  | 0 |  | 0
18 | II4I401001 | D Shackle screw Pin Bow | No. | 566 | 11 | 6226 |  | 0 |  | 0 |  | 0 |  | 0
19 |  | Contactor with 2NO+2NC Auxi 240VAC 45A, 440VAC 15A | No. | 1873 | 3 | 5619 |  | 0 |  | 0 |  | 0 |  | 0
20 |  | Contactor with 4NO+4NC Auxi 240VAC 45A, 440VAC 15A | No. | 3604 | 2 | 7208 |  | 0 |  | 0 |  | 0 |  | 0
21 | FF1F101041 | GI Bolt & Nut | kg | 77 | 65.82 | 5068.14 |  | 0 |  | 0 |  | 0 |  | 0
22 |  | 132 KV LA Damaged/Defective | No. | 1000 |  | 0 |  | 0 |  | 0 |  | 0 | 6 | 6000
23 | (VV5V406005) | C.T Junction Box | No. | 5561.5 | 1 | 5561.5 |  | 0 |  | 0 |  | 0 |  | 0
24 | (VV6V601004) | P.T Junction Box | No. | 5561.5 | 1 | 5561.5 |  | 0 |  | 0 |  | 0 |  | 0
25 | II3I301008 | Earth Wire Mid Span Joint for 7/9 SWG E/W | No. | 800.18 | 5 | 4000.9 |  | 0 |  | 0 |  | 0 |  | 0
26 | II3I301009 | Earth Wire Mid Span Joint for 7/10 SWG E/W | No. | 805.85 | 7 | 5640.95 |  | 0 |  | 0 |  | 0 |  | 0
27 |  | 132 KV HIVELM Isolator Jaw | No. | 5448 | 2 | 10896 |  | 0 |  | 0 |  | 0 |  | 0
28 |  | 132 KV WIGMEN Isolator Jaw | No. | 5448 | 3 | 16344 |  | 0 |  | 0 |  | 0 |  | 0
29 |  | 132 KV WIGMEN Isolator male contact | No. | 3745 | 3 | 11235 |  | 0 |  | 0 |  | 0 |  | 0
30 |  | Resistance 4.0 KΩ 35 W | No. | 136.2 | 16 | 2179.2 |  | 0 |  | 0 |  | 0 |  | 0
31 |  | Resistance 1.5 KΩ 35 W | No. | 102.15 | 18 | 1838.7 |  | 0 |  | 0 |  | 0 |  | 0
32 | PP0P016006 | Steel rope 8 mm | m | 60 | 300 | 18000 |  | 0 |  | 0 |  | 0 |  | 0
33 | II4I401002 | D Shacle screw pin D | No. | 400 | 50 | 20000 |  | 0 |  | 0 |  | 0 |  | 0
34 | II3I301008 | Mid span joint compression 7/9SWG | No. | 500 | 16 | 8000 |  | 0 |  | 0 |  | 0 |  | 0
35 | II3I301009 | Mid span joint compression 7/10SWG | No. | 500 | 9 | 4500 |  | 0 |  | 0 |  | 0 |  | 0
36 | II3I306004 | A.I Jumper Cone for Panther | No | 950.34 | 1 | 950.34 |  | 0 |  | 0 |  | 0 |  | 0
37 | JJ0J005010 | 33KV ABB make VCB old and used replaced under P.S.D.F scheme | No | 10000 |  | 0 |  | 0 |  | 0 | 1 | 10000 |  | 0
38 |  | N type fuse casing 415V 32A | No | 290.3 | 5 | 1451.5 |  | 0 |  | 0 |  | 0 |  | 0
39 |  | H type fuse casing 415V 63A | No | 363.4375 | 14 | 5088.125 |  | 0 |  | 0 |  | 0 |  | 0
40 |  | Metering Cubical with 300/5A C.T | No | 12541 | 1 | 12541 |  | 0 |  | 0 |  | 0 |  | 0
41 | VV6V507004 | 132KV CVT old & used( Replace under PSDF) | No | 50000 | 1 | 50000 |  | 0 |  | 0 |  | 0 |  | 0
42 |  | 16Amp Single pole DC MCB | No | 580.6 | 2 | 1161.2 |  | 0 |  | 0 |  | 0 |  | 0
43 |  | O/C & Earth Fault relay JVS Make (old & used) | No | 10000 | 1 | 10000 |  | 0 |  | 0 |  | 0 |  | 0
44 | MM0M008004 | Under Voltage relay JVS Make (old & used) | No | 5000 |  | 0 |  | 0 |  | 0 | 1 | 5000 |  | 0
45 | MM0M008001 | Over Voltage Relay JVS Make (old & used) | No | 5000 |  | 0 |  | 0 |  | 0 | 1 | 5000 |  | 0
46 | SS0S003001 | 132KV central Breaker Isolator (old ,Used & Dismental) | No | 10000 |  | 0 |  | 0 |  | 0 | 1 | 10000 |  | 0
47 | VV3V303001 | 132KV C.T old and used | No | 10000 |  | 0 |  | 0 |  | 0 | 1 | 10000 |  | 0
48 | SS5S501017 | 50mm dia. Isolator clamp panther conducter | No | 973.5 | 6 | 5841 |  | 0 |  | 0 |  | 0 |  | 0
49 | VV6V505002 | 33KV P.T (new) Jhajhra | No | 12510.66 | 1 | 12510.66 |  | 0 |  | 0 |  | 0 |  | 0
50 |  | 600volt 20Amp 6mm flat head terminal | No | 38.94 | 98 | 3816.12 |  | 0 |  | 0 |  | 0 |  | 0
52 |  | 600volt 20Amp 6mm Cylinderical head terminal | No | 38.94 | 65 | 2531.1 |  | 0 |  | 0 |  | 0 |  | 0
53 |  | LA Defective//Uncomplete/Damage | No | 200 |  | 0 |  | 0 |  | 0 |  | 0 | 3 | 600
54 | VV3V305010 | 33KV C.T Defective/Damage (16No2020)1No 2023 | No | 1000 |  | 0 |  | 0 |  | 0 |  | 0 | 7 | 7000
55 |  | Fuse wire 6Amp | Kg | 1740 | 0.637 | 1108.38 |  | 0 |  | 0 |  | 0 |  | 0
56 |  | ACB of ABB make 800Amp | No | 50000 | 1 | 50000 |  | 0 |  | 0 |  | 0 |  | 0
57 | VV3V305006 | 33KV C.T 800/400/1(old & Used) | No | 2000 | 1 | 2000 |  | 0 |  | 0 |  | 0 |  | 0
58 | CC0C001009 | 10X2.5Sqmm Control Cable | Km | 266090 | 0.04 | 10643.6 |  | 0 |  | 0 |  | 0 |  | 0
59 | VV3V303001 | 132KV C.T 400/200/100/1Defective Recived Back from plant | No | 1000 |  | 0 |  | 0 |  | 0 |  | 0 | 1 | 1000
60 | SS4S402013 | Isolator Blade | No | 5310 | 3 | 15930 |  | 0 |  | 0 |  | 0 |  | 0
61 | YY1Y102002 | 110Volt Battery Charger | No | 10000 | 1 | 10000 |  | 0 |  | 0 |  | 0 |  | 0
62 | CC0C004016 | 4Core old & Used in bit Control cable (without armoured Wire) | Mtr | 50 | 22 | 1100 |  | 0 |  | 0 |  | 0 |  | 0
63 | CC0C004014 | 6Core old & Used in bit Control cable (without armoured Wire) | Mtr | 60 | 120 | 7200 |  | 0 |  | 0 |  | 0 |  | 0
64 | CC0C002008 | 10Core old & Used in bit Control cable (without armoured Wire) | Mtr | 100 | 100 | 10000 |  | 0 |  | 0 |  | 0 |  | 0
65 | VV3V303001 | 145KV C.T 400/ 200/100/1 Damage | No | 1000 |  | 0 |  | 0 |  | 0 |  | 0 | 1 | 1000
66 | AA0A002001 | Moose Conducter | Km | 300000 | 0.1 | 30000 |  | 0 |  | 0 |  | 0 |  | 0
67 |  | 33KV L.A Damage/Old& Used | No | 200 |  | 0 |  | 0 |  | 0 |  | 0 | 2 | 400
68 | FF2F201005 | MS Round 32mm Dia | KG | 15 | 179 | 2685 |  | 0 |  | 0 |  | 0 |  | 0
69 | VV3V305009 | 33KV C.T 400/200/1 old and use (Recived from Spare(Future Bay) | No | 2000 | 1 | 2000 |  | 0 |  | 0 |  | 0 |  | 0
70 | SS5S501017 | Panther conducter Isolator clamp old and used | No | 10 | 32 | 320 |  | 0 |  | 0 |  | 0 |  | 0
71 | II0I004005 | Panther to Deer conducter P.G clamp old and used | No | 10 | 13 | 130 |  | 0 |  | 0 |  | 0 |  | 0
72 | II0I004003 | Deer to Deer conducter P.G clamp old and used | No | 10 | 0 | 0 |  | 0 |  | 0 |  | 0 |  | 0
73 | II2I21002 | Aluminium Alloy Double Groove Moose Conducter Isolator Clamp | No | 2714 | 1 | 2714 |  | 0 |  | 0 |  | 0 |  | 0
74 | SS4S402001 | 33KV Isolator Jaw | No | 2714 | 3 | 8142 |  | 0 |  | 0 |  | 0 |  | 0
75 |  | 33KV L.A Old & Used | No | 1000 | 1 | 1000 |  | 0 |  | 0 |  | 0 |  | 0
76 |  | 75X12mm MS Flat | MT | 94931 | 0.087 | 8258.997 |  | 0 |  | 0 |  | 0 |  | 0
77 |  | 132KV Sure Arrester old and used | No | 1000 | 5 | 5000 |  | 0 |  | 0 |  | 0 |  | 0
78 | VV3V303001 | 132KV C.T old and used (TelK Scrap) | No | 1000 | 0 | 0 |  | 0 |  | 0 |  | 0 | 2 | 2000
79 | VV3V305009 | 33KV C.T old and used | No | 3000 | 3 | 9000 |  | 0 |  | 0 |  | 0 |  | 0
80 |  | 33KV L.A Old & Used ( Scrap) | No | 100 | 0 | 0 |  | 0 |  | 0 |  | 0 | 9 | 900
81 | AA0A002004 | ACSR Panther Conducter Old & Used | No | 110000 | 0.06 | 6600 |  | 0 |  | 0 |  | 0 |  | 0
82 | VV5V407013 | Aluminium Alloy Double Groove C.T Moose Conducter Clamp | No | 1528.1 | 6 | 9168.6 |  | 0 |  | 0 |  | 0 |  | 0
83 |  | Transformer Cooling Fan Old & used & damage | No | 1000 | 6 | 6000 |  | 0 |  | 0 |  | 0 |  | 0
84 | VV3V303006 | 132KV C.T Old and used Recived Back From Plant | No | 2000 | 1 | 2000 |  | 0 |  | 0 |  | 0 |  | 0
85 |  | 132KV L.A Old & Used | No | 100 | 2 | 200 |  | 0 |  | 0 |  | 0 | 1 | 100
86 |  | 33KV L.A Old & Used | No | 100 | 0 | 0 |  | 0 |  | 0 |  | 0 | 3 | 300
87 |  | Buchholz Relay 110Volt D.C Old And Used Recived from Plant | No | 200 | 1 | 200 |  | 0 |  | 0 |  | 0 |  | 0
88 | MM0M007004 | O.S.R Relay 110Volt D.C Old And Used Recived from Plant | No | 200 | 1 | 200 |  | 0 |  | 0 |  | 0 |  | 0
89 | MM0M007005 | P.R.V Relay 110Volt D.C Old And Used Recived from Plant | No | 200 | 1 | 200 |  | 0 |  | 0 |  | 0 |  | 0
90 | VV2V204005 | Oil Sample bottle Stainless Steel | No | 40710 | 3 | 122130 |  | 0 |  | 0 |  | 0 |  | 0
91 | VV3V305006 | 33KV C.T 800/400/1 old and use | No | 1000 | 1 | 1000 |  | 0 |  | 0 |  | 0 |  | 0
92 | VV3V305009 | 33KV C.T 400/200/1 old and use | No | 1000 | 5 | 5000 |  | 0 |  | 0 |  | 0 |  | 0
93 | VV3IV101034 | 145KV Transformer Bushing "HT side Alstom Make | No | 62000 | 1 | 62000 |  | 0 |  | 0 |  | 0 |  | 0
94 | FF0F050026 | Post Insulator Structure (recived Back from Plant) | No | 1000 | 2 | 2000 |  | 0 |  | 0 |  | 0 |  | 0
95 | II01006001 | PG Clamp Panther to Panther Conducter Old & Used | No | 10 | 0 | 0 |  | 0 |  | 0 |  | 0 |  | 0
96 | VV1V101037 | 132KV Transformer H.V Bushing | No | 100 |  |  |  | 0 |  | 0 |  | 0 | 1 | 100
97 | KK0K005001 | 33KV, 10K.A,Class-III with Surge Counter | No | 29500 | 1 | 29500 |  | 0 |  | 0 |  | 0 |  | 0
98 |  | 145KV 800A 100CT Transformer Bushing DL | No | 283247.2 | 1 | 283247.2 |  | 0 |  | 0 |  | 0 |  | 0
99 |  | 72.5KV 1250A 300CT Transformer Bushing DR | No | 203974.8 | 1 | 203974.8 |  | 0 |  | 0 |  | 0 |  | 0
100 |  | Distance Protection relay ABB Make Old & Used | No | 10000 | 1 | 10000 |  | 0 |  | 0 |  | 0 |  | 0
101 |  | Aluminium Alloy C.T clamp 18mm with Twin Panther Grip | No | 1516.3 | 14 | 21228.2 |  | 0 |  | 0 |  | 0 |  | 0
102 |  | Aluminium Alloy C.T clamp 88mm with Twin Moose Grip | No | 1516.3 | 0 | 0 |  | 0 |  | 0 |  | 0 |  | 0
103 |  | 33KV Bus Isolator (old & Used) | No | 1000 | 4 | 4000 |  | 0 |  | 0 |  | 0 |  | 0
104 |  | 33KV Line Isolator (old & Used) | No | 1000 | 1 | 1000 |  | 0 |  | 0 |  | 0 |  | 0
105 | PSDF | 132KV Current Transformer 1Ph (1600/800/400(Matering)/1-1-1A) | No | 179286.22 | 6 | 1075717.32 |  | 0 |  | 0 |  | 0 |  | 0
106 | KK0K003001 | 120KV Surge Arrester with Surge counter,Lead | No | 74576 | 2 | 149152 |  | 0 |  | 0 |  | 0 |  | 0
107 | VV3V305008 | 33KV Single Phase C.T Ratio 400/200/1A | No | 78470 | 8 | 627760 |  | 0 |  | 0 |  | 0 |  | 0
108 | VV5V406007 | C.T Junction Box with terminal Block | No | 15458 | 3 | 46374 |  | 0 |  | 0 |  | 0 |  | 0
109 | VV3V305005 | 33KV 800/400/1A, 0.2S Class C.T | No | 86730 | 3 | 260190 |  | 0 |  | 0 |  | 0 |  | 0
110 | VV5V406007 | 33KV C.T Junction Box | No | 33099 | 2 | 66198 |  | 0 |  | 0 |  | 0 |  | 0
111 | SS0S005003 | 33KV Isolator 1600Amp | No | 153754 | 1 | 153754 |  | 0 |  | 0 |  | 0 |  | 0
112 | SS0S005001 | 33KV Isolator With Earth Switch | No | 141600 | 0 | 0 |  | 0 |  | 0 |  | 0 |  | 0
113 | SS0S005003 | 33KV Isolator Without Earth Switch | No | 153754 | 0 | 0 |  | 0 |  | 0 |  | 0 |  | 0
|  | Total |  |  |  | 4082646.032 |  | 0 |  | 0 |  | 40000 |  | 24400
Stock Inventory Report for the M/o November -2025
Name of Division |  | EE, 220 KV O&M Industrial Division , Jhajhra , Dehradun.
Name of Substation |  | 132 KV Substation Purkul, Dehradun
Incharge/Section Holder |  | AE : Jasbir Singh Tomar, JE: Om Prakash
S.No | Item Code |  | Unit | Unit Rates | Useable |  | Unserviceable |  | Non-Moving |  | Obsolete |  | Scrap
|  | Name of Item /Description |  |  | Quantity | Total Amount in Rs. | Quantity | Total Amount in Rs. | Quantity | Total Amount in Rs. | Quantity | Total Amount in Rs. | Quantity | Total Amount in Rs.
166 | FF0F015002 | Tower Parts Old and Used (Dismentalled) | MT | 40000 | 8.366 | 334640 |  | 0 |  | 0 |  | 0 |  | 0
167 | AA0A002004 | ACSR Panther Conductor (Old & Used) | KM | 110000 | 0.883 | 97130 |  | 0 |  | 0 |  | 0 |  | 0
168 | II0I001007 | Disc Insulators 70 KN Old and Used (Dismentalled) | Nos | 110 | 82 | 9020 |  | 0 |  | 0 |  | 0 |  | 0
170 |  | Pilot fitting for single ACSR conductor (suitabe for 70 KN disc) | Nos | 2295 | 1 | 2295 |  | 0 |  | 0 |  | 0 |  | 0
171 | II3I303009 | Vibration damper for 7/10 SWG Earth Wire | Nos | 703.8 | 4 | 2815.2 |  | 0 |  | 0 |  | 0 |  | 0
172 | II3I301004 | Mid span joint for panther conductor | Nos | 663 | 4 | 2652 |  | 0 |  | 0 |  | 0 |  | 0
173 | II3I301004 | Mid spann joint for panther conductor | Nos | 750 | 9 | 6750 |  | 0 |  | 0 |  | 0 |  | 0
|  | Total |  |  |  | 455302.2 |  | 0 |  | 0 |  | 0 |  | 0
|  | Grand Total |  |  |  | 4537948.232 |  | 0 |  | 0 |  | 40000 |  | 24400
Name Of Circle Zone :- Garhwal Zone
Name Of Division :- E.E. (O&M) Division, Yamuna colony Dehra Dun.
Stock inventory for the Month of :- November -2025
Name Of Substation: |  |  | 132KV Sub station Bindal
Sl. No. | Item code | Name Of Item | Unit | Unit Rate | Useable |  | Unserviceable |  | Non-Moving |  | Obsolete |  | Scrap
[5 empty] | Qty | Value | Qty | Value | Qty | Value | Qty | Value | Qty | Value
1 | II5I504004 | Tension fitting for zebra without dead end | No. | 700 |  | 0 |  | 0 | 54 | 37800 |  | 0 |  | 0
2 | n/a | Earth wire clamp for SP-55 | No. | 100 |  | 0 |  | 0 |  | 0 | 25 | 2500 |  | 0
3 | n/a | V Cross Arm 33KV | No. | 500 |  | 0 |  | 0 |  | 0 | 4 | 2000 |  | 0
4 | n/a | Contactor MN-25watt aux 1c AC 15-4 415V, AC 10A | No. | 1350.65 | 1 | 1350.65 |  | 0 |  | 0 |  | 0 |  | 0
5 | KK0K003001 | 145KV L.A | No. | 15000 |  | 0 |  | 0 | 3 | 45000 |  | 0 |  | 0
6 | VV3V303001 | 145KV C.T 800/400/1 | No. | 103650 | 5 | 518250 |  | 0 |  | 0 |  | 0 |  | 0
7 | n/a | Pin Insulator for LT line | No. | 221.32 | 40 | 8852.8 |  | 0 |  | 0 |  | 0 |  | 0
8 | CC1C103002 | Three & Haif core circular armoured XLPE cable size 3.5*400 Sqmm | Mtr. | 994.5 | 30 | 29835 |  | 0 |  | 0 |  | 0 |  | 0
9 | VV2V204000 | T/F oil O/U | KL. | 25000 | [6 empty] | 9 | 225000
10 | NN5N506045 | Line Matching unit | No. | 2000 |  | 0 |  | 0 |  | 0 | 2 | 4000 |  | 0
11 | CC2C201005 | H.F. Cable | Mtr. | 100 | 454 | 45400 |  | 0 |  | 0 |  | 0 |  | 0
12 | n/a | ACSR deer conductor in bits O/u | Mtr. | 50 |  | 0 | 2 | 100 |  | 0 |  | 0 |  | 0
13 | SS4S402020 | 33KV PIN insulator | No. | 300 | 1 | 300 |  | 0 |  | 0 |  | 0 |  | 0
14 | n/a | RZAO relay card o/u | No. | 15000 |  | 0 |  | 0 |  | 0 | 2 | 30000 |  | 0
15 | AA0A002004 | ACSR panther conductor in bits | Mtr. | 50 | 7 | 350 |  | 0 |  | 0 |  | 0
16 | VV4V305013 | 33KV C.T 200/100/1A | No. | 17000 | 1 | 17000 |  | 0 |  | 0 |  | 0 |  | 0
17 | II4I404006 | Space cum droper for Deer | No. | 1646 | 20 | 32920 |  | 0 |  | 0 |  | 0 |  | 0
18 | II5I505006 | Double Suspension fitting (SPL Pantther) | No. | 3975 |  | 0 |  | 0 |  | 0 | 5 | 19875 |  | 0
19 | II5I502006 | Double Tension fitting (SPL Pantther) | No. | 3975 |  | 0 |  | 0 |  | 0 | 5 | 19875 |  | 0
20 | II3I301005 | Mid Spain Joint (SPL Panther) | No. | 1490 |  | 0 |  | 0 |  | 0 | 5 | 7450 |  | 0
21 | PP0P001005 | Come Along Clamp Automatic (SPL Panther) | No. | 9975 | 2 | 19950 |  | 0 |  | 0 |  | 0 |  | 0
22 | II3I306005 | Jumpering Cone (SPL Panther) | No. | 1450 |  | 0 |  | 0 |  | 0 | 5 | 7250 |  | 0
23 | II0I001007 | Disc Insulator O/U | No. | 130 |  | 0 | 92 | 11960 |  | 0 |  | 0 |  | 0
24 | AA1A101001 | Earth Wire O/U | Km. | 10000 |  | 0 | 0.245 | 2450 |  | 0 |  | 0 |  | 0
25 | n/a | CMRI Sl.No. 1509-A7216HSD | No. | 38500 | 1 | 38500 |  | 0 |  | 0 |  | 0 |  | 0
26 | n/a | Rain Protection Cover | No. | 50 | 1 | 50 |  | 0 |  | 0 |  | 0 |  | 0
27 | PP2P212002 | Blower | No. | 100 |  | 0 |  | 0 |  | 0 | 1 | 100 |  | 0
28 |  | Operating Handle | No. | 50 | 1 | 50 |  | 0 |  | 0 |  | 0 |  | 0
29 | PP3P301004 | Safety Belt O/U | No. | 100 |  | 0 |  | 0 |  | 0 | 2 | 200 |  | 0
30 | YY1Y102002 | 110V, 300AH Battery Charger O/U | No. | 20000 |  | 0 | 1 | 20000 |  | 0 |  | 0 |  | 0
31 | JJ0J005010 | 33kV Breaker Damaged | No. | 15000 |  | 0 |  | 0 |  | 0 |  | 0 | 1 | 15000
32 | n/a | 132KV C.T. 800/400/1 Old & used Replaced under PSDF | No. | 10000 |  | 0 | 6 | 60000 |  | 0 |  | 0 |  | 0
33 | VV6V505002 | 33KV P.T. Old & used Replaced under PSDF | No. | 5000 |  | 0 | 3 | 15000 |  | 0 |  | 0 |  | 0
34 | n/a | 132KV P.T. Old & used Replaced under PSDF | No. | 10000 |  | 0 | 2 | 20000 |  | 0 |  | 0 |  | 0
35 | JJ0J003006 | 132 KV C.B. Damaged | No. | 15000 |  | 0 |  | 0 |  | 0 |  | 0 | 1 | 15000
36 | JJ0J005010 | 33 KV C.B. Old & used Replaced under PSDF | No. | 25000 |  | 0 | 2 | 50000 |  | 0 |  | 0 |  | 0
37 | JJ0J003006 | 132 KV C.B. Old & used Replaced under PSDF | No. | 35000 |  | 0 | 3 | 105000 |  | 0 |  | 0 |  | 0
38 | KK0K003001 | 132KV L.A. Old & used Replaced under PSDF | No. | 5000 |  | 0 | 3 | 15000 |  | 0 |  | 0 |  | 0
39 | II5I504009 | Suspension fitting for 7/9 Earth wire | No. | 1060.82 | 9 | 9547.38 |  | 0 |  | 0 |  | 0 |  | 0
40 | II5I504010 | Suspension fitting for 7/10 Earth wire | No. | 1060.82 | 9 | 9547.38 |  | 0 |  | 0 |  | 0 |  | 0
41 | II5I501009 | Tension fitting for 7/9 Earth wire | No. | 1062 | 6 | 6372 |  | 0 |  | 0 |  | 0 |  | 0
42 | II5I501010 | Tension fitting for 7/10 Earth wire | No. | 1062 | 1 | 1062 |  | 0 |  | 0 |  | 0 |  | 0
43 | II3I301008 | Mid Span joint for 7/9 E/W | No. | 1063.18 | 12 | 12758.16 |  | 0 |  | 0 |  | 0 |  | 0
44 | II3I301009 | Mid Span joint for 7/10 E/W | No. | 1063.18 | 14 | 14884.52 |  | 0 |  | 0 |  | 0 |  | 0
45 | FF0F003002 | Dismantald tower Parts | MT. | 40000 |  | 0 | 0.8 | 32000 |  | 0 |  | 0 |  | 0
46 | JJ0J005010 | 33 kV Areva make VCB Old & used Replaced under PSDF | No. | 75000 |  | 0 | 1 | 75000 |  | 0 |  | 0 |  | 0
47 | MM0M004007 | Electromag. O/C, E/F relay O/U | No. | 1000 |  | 0 |  | 0 |  | 0 | 7 | 7000 |  | 0
48 | II5I507004 | Bolted Type Tension Fitting for ACSR 'Zebra | No. | 4120.56 | 12 | 49446.72 |  | 0 |  | 0 |  | 0 |  | 0
49 | VV2V204001 | EHV Grade Transformer oil drum. | No. | 15357.11 | 1 | 15357.11 |  | 0 |  | 0 |  | 0 |  | 0
50 | II5I502005 | Double Tension Fitting for Panther Conductor | No. | 8873.6 | 1 | 8873.6 |  | 0 |  | 0 |  | 0 |  | 0
51 | AA0A002001 | Moose Conductor | Mtr. | 725.7 | 10 | 7257 |  | 0 |  | 0 |  | 0
52 | JJ0J005010 | 33 KV ABB VCB make old and used replaced under P.S.D.F scheme | No. | 10000 | 1 | 10000 |  | 0 |  | 0 |  | 0 |  | 0
53 | II5I501002 | Bolted type busbar tension fitting having 6 bolt sutable for Moose conductor | No. | 1400 | 2 | 2800
54 | VV6V505002 | 33 kV / 110 volt Potential transformer | No. | 12510.66 | 1 | 12510.66
55 | VV1V101034 | 145 kv bushing for 40mva T/F EMCO Make | No | 10000 | 1 | 10000
56 | VV2V204007 | Empty Drum of Transformer Oil each 209 ltr. Capacity | No | 200 | 50 | 10000
57 | VV2V204007 | Empty Drum of Transformer Oil each 209 ltr. Capacity (O&U) | No | 200 | [6 empty] | 25 | 5000
58 | VV6V602003 | 132KV C.V.T. Old & used | No. | 20000 | [6 empty] | 1 | 20000
59 | JJ0J005010 | 33 KV ABB VCB make old and used . | No | 25000 | [6 empty] | 1 | 25000
60 | JJ0J005010 | 33 KV Alstom VCB make old and used . | No. | 25000 | [6 empty] | 1 | 25000
61 | JJ7J707001 | SF-6 Gas | Kg. | 11800 | 03 | 35400
62 | JJ0J003006 | 132 KV C.B. Old & used | No. | 40000 |  | 0 |  |  |  |  | 1 | 40000
63 | VV3V305006 | 33 kV 800/400/01A ( 3core) C.T. acc.class 0.2 (Old & Used ) | No. | 10000 |  | 0 |  |  |  |  | 7 | 70000
64 | AA0A002004 | ACSR panther Conductor ( Old & used ) | MT. | 45000 | 1.1 | 49500
65 | JJ7J701014 | Screw auxillary switch 110Volt DC, 12NO+12NC for 33kV CB. | No. | 12154 | 1 | 12154
66 | II5I501005 | Single tension fitting (120KN) for panther conductor | No. | 7011.56 | 3 | 21034.68
67 | II3I301004 | Mid span joint for panther conductor | No. | 1460.84 | 5 | 7304.2
68 | II5I501005 | Tension Fitting for Panther Conductor | No. | 7080 | 02 | 14160
69 | SS4S402004 | 33 kV Isolator Jaw with four contact | No. | 3534.1 | 6 | 21204.6
70 | SS4S402012 | 33 kV Isolator Blade | No. | 4112.3 | 4 | 16449.2
71 | SS4S402020 | 33 kv Bus Post insulator | No. | 1758.2 | 53 | 93184.6
72 | SS4S402020 | 33 kv Bus Post Solid core insulator | No. | 2938.2 | 5 | 14691
73 | VV5V406005 | Junction Box for 33 kV CT/PT | No. | 11797.64 | 1 | 11797.64
74 | VV5V406003 | Junction Box for 132 kV CT | No. | 17226.82 | 02 | 34453.64
75 | VV6V601003 | Junction Box for 132 kV PT/CVT. | No. | 17226.82 | 03 | 51680.46
76 | II5I501010 | Tension fitting for 7/10 Earth wire | Sets | 1829 | 08 | 14632
77 | II5I507002 | Bolted Type Tension Fitting for ACSR Moose Conductor | Sets | 9440 | 02 | 18880
78 | II5I507005 | Bolted Type Tension Fitting for ACSR Panther Conductor | Nos | 4985.5 | 4 | 19942
79 |  | Non-Contact high voltage detector | Nos | 29323 | 1 | 29323
80 |  | 145 kv 800A 300 BCT bushing for 40mva EMCO Make T/F | No. | 307437.2 | 2 | 614874.4
81 |  | 145 kv 800A 100 BCT bushing for 40mva ALSTOM Make T/F | No. | 283247.2 | 1 | 283247.2
82 |  | 132 kV Isolator Male Female contact for 1200amp. | No. | 10856 | 3 | 32568
83 |  | 132 kV Bus Post Insulator | No. | 17110 | 3 | 51330
84 |  | 132 kV Bus Post solid core Insulator | No. | 20650 | 13 | 268450
85 |  | 132 kV Isolator Male female contact with arm for 1200amp. | No. | 30090 | 4 | 120360
86 |  | 33 KV VCB old and used | No. | 25000 | [6 empty] | 2 | 50000
87 |  | ON / OFF TNC switch 2 No-2 NC for 33 kV VCB | No. | 5251 | 4 | 21004
88 |  | ON / OFF TNC switch 4 No-4 NC for 132 kV C.B. | No. | 6608 | 3 | 19824
89 |  | Screw auxillary switch 110Volt DC, 12NO+12NC for 33kV CB. | No. | 3774.82 | 1 | 3774.82
90 |  | CT clamp for Moose conductor having 6 no. U-Bolt | No. | 1770 | 11 | 19470
91 |  | C- Wedge clamp for Moose to Panther | No. | 2063.82 | 12 | 24765.84
92 |  | C- Wedge clamp for Panther to Panther | No. | 1827.82 | 08 | 14622.56
93 |  | Tension fitting for 7/10 Earth wire | No. | 1770 | 6 | 10620
94 |  | C- Wedge clamp for Panther to Panther | No. | 1886.82 | 30 | 56604.6
95 |  | D- Shackle | No. | 1416 | 12 | 16992
|  | Total Rs. |  |  |  | 2793918.42 |  | 406510 |  | 82800 |  | 560250 |  | 30000
Name Of Circle Zone :- Garhwal Zone
Name Of Division :- E.E. (O&M) Division, Yamuna colony Dehra Dun.
Stock inventory for the Month of :- November -2025
Name Of Substation: |  |  | 132KV Sub station Bindal
Sl. No. | Item code | Name Of Item | Unit | Unit Rate | Useable |  | Unserviceable |  | Non-Moving |  | Obsolete |  | Scrap
[5 empty] | Qty | Value | Qty | Value | Qty | Value | Qty | Value | Qty | Value
1 | VV3V303003 | 145KV C.T 400/200/1 O/u | No. | 20000 | 6 | 120000 |  | 0 |  | 0 | 0 | 0 |  | 0
2 | VV3V305009 | 33 kV Single phase , outdoor type Live Tank C.T. having ratio 400/200/1A O/U | No. | 7000 | 15 | 105000
3 |  | 120 KN Disc Insulator for tension fitting. | No. | 849.6 | 120 | 101952
4 |  | Single Tension fitting (120 KN) for ACSR Panther conductor. | No. | 7434 | 24 | 178416
5 |  | Vibration damper for ACSR Panther conductor. | No. | 1593 | 24 | 38232
6 |  | Tension fitting for 7/10 SWG G.S Earth wire. | No. | 1486.8 | 2 | 2973.6
7 |  | Vibration damper for Earth wire | No. | 1593 | 2 | 3186
8 |  | Mid Span compression joint for ACSR Panther conductor. | No. | 1911.6 | 2 | 3823.2
9 |  | Mid Span compression joint for earthwire. | No. | 1593 | 2 | 3186
10 |  | Tension clamp for 7/10 SWG earth wire | No. | 5841 | 4 | 23364
11 |  | Repair Sleeve for ACSR Panther conductor. | No. | 2655 | 4 | 10620
12 |  | Flexible Copper Bonds | No. | 3186 | 2 | 6372
13 |  | Danger plate | No. | 637.2 | 1 | 637.2
14 |  | Number plate | No. | 531 | 1 | 531
15 |  | Phase plate (set of three) | No. | 531 | 1 | 531
16 |  | Pipe type earthing set (set of 02 No. for each tower) | Set. | 5310 | 1 | 5310
17 |  | Anti climbing device barbed wire | Set. | 5310 | 1 | 5310
18 |  | Bird guards ( set of six ) | No. | 531 | 6 | 3186
19 |  | 160 Amp. 415 Volt 4 pole 10 KA MCCB | No. | 17110 | 2 | 34220
20 |  | Contactor 3-Pole with Addon Block, MNX9 coil voltage | No. | 2242 | 1 | 2242
21 |  | 33 kV Lightening Arrester | No. | 23458.4 | 2 | 46916.8
22 |  | 33 kV C.B. ( Old & Used) | No. | 50000 | 2 | 100000
23 |  | CT clamp for Moose conductor having 6 no. U-Bolt | No. | 1752.3 | 24 | 42055.2
24 |  | CT clamp for Panther conductor having 6 no. U-Bolt | No. | 1752.3 | 9 | 15770.7
25 |  | Indicator of C&R panel | No. | 234.82 | 20 | 4696.4
26 |  | Digital Voltmeter PTR- 33/110Volt | No. | 3009 | 2 | 6018
27 |  | 33 KV VCB old and used | No. | 25000 | 2 | 50000 |  |  |  |  | 2 | 50000
28 |  | Single Tension fitting (120 KN) for ACSR Panther conductor. | No. | 7552 | 24 | 181248
29 |  | Double Tension fitting (120 KN) for Panther conductor (suitable for 1*2insulator string)_. | No. | 11800 | 7 | 82600
30 |  | Single I suspension fitting (120 KN) for Panther conductor. | sets | 5900 | 17 | 100300
31 |  | copper bond for 7/3.15mm GS Earth wire or 7/10 SWG | No. | 1416 | 20 | 28320
32 |  | C-Wedge clamp | No. | 1770 | 40 | 70800
33 |  | 120 Kn Long Insulator | No. | 11682 | 19 | 221958
34 |  | 70 Kn Long Insulator | No. | 8142 | 22 | 179124
35 |  | D-Shackle | No. | 1357 | 17 | 23069
36 |  | 70 KN Standard Disc Insulator | No. | 1003 | 20 | 20060
37 |  | Tension fitting for GS earthwire-7/10 SWG | sets | 1770 | 8 | 14160
38 |  | Buldog grip for 7/10 earth wire | No. | 472 | 30 | 14160
39 |  | D-Shackle | No. | 1298 | 50 | 64900
40 |  | Jumper Cone for 132 kv panther conductor | No. | 942.82 | 21 | 19799.22
41 |  | 132kv Isolator clamp | No. | 2124 | 13 | 27612
42 |  | Flexible Copper Bonds | No. | 1357 | 20 | 27140
43 |  | Different size GI Nut & Bolts | kg | 182.9 | 150 | 27435
|  | Total |  |  |  | 2017234.32 |  |  |  | 0 |  | 50000 |  | 0
|  | Grand Total |  |  |  | 4811152.74 |  | 406510 |  | 82800 |  | 610250 |  | 30000
Inventory
Name of Zone |  | Garhwal Zone
Name of circle |  | Dehradun Circle
Name of Division |  | O&M Division Yamuna Colony Dehradun
Name of Substation |  | 132 KV Substation Majra
Name of Section Holder |  | Kuldeep Jadli JE
Month |  | 2025-11-21
S. No. | Item code | Name of Item | Unit | Unit rate in Rs. | Useable |  | Unserviceable |  | Non-Moving |  | Obsolete |  | Scrap
[5 empty] | Qty. | Total Amount in Rs. | Qty. | Total Amount in Rs. | Qty. | Total Amount in Rs. | Qty. | Total Amount in Rs. | Qty. | Total Amount in Rs.
1 | FF0F015002 | Incomplete tower parts rusted in scrap | Kg | 72.2 | 16410 | 1184802
2 | FF0F043010 | Template -B type tower stub (O/U) | KG | 40 | 1233.1 | 49324
3 | FF0F043012 | Template -C type tower stub (O/U) | KG | 20 | 2071.5 | 41430
4 |  | A type tower part(O/U) | KG | 40000 | 0.955 | 38200
5 | FF0F015002 | A+3type tower parts(O/U) | MT | 40000 | 5.165 | 206600
6 | FF0F043010 | Template for 132KV S/C B type tower | Kg | 40 | [8 empty] | 0 | 0
7 | FF0F043012 | Template for above 'C' type tower | Kg | 20 | [8 empty] | 0 | 0
8 | FF0F043012 | Template for 132KV S/C tower | MT | 72200 | 1.77 | 127794
9 | II3I301009 | Mid span joint for Earth wire | No | 50 | 4 | 200
10 | AA1A101002 | Earth wire 7/10swg | Mtr | 44 | 249.97 | 10998.68
11 | II5I502006 | Double Tension Fitting Compression type for ACSR special panther | No | 9056.5 | 3 | 27169.5
12 | II5I501006 | Single Tension Fitting Compression type for ACSR special panther | No | 5428 | 9 | 48852
13 | II3I301005 | Mid Span Joint for ACSR special panther | No | 1239 | 6 | 7434
14 | II3I303005 | Vibration damper for ACSR special panther | No | 1410.1 | 14 | 19741.4
15 | II3I303005 | Vibration damper | No | 1342.84 | 1 | 1342.84
16 | II5I502005 | Double tensiion fitting | No | 9204 | 1 | 9204
17 | II3I302004 | Mid span joint | No | 1156.4 | 1 | 1156.4
18 | II3I303005 | Vibration Damper | No | 1180 | 4 | 4720
19 | II3I301009 | Steel joint | No | 955.8 | 3 | 2867.4
20 | FF0F015002 | 132 KV D/C B Type Tower Parts Incomplete CromptonMake | Kg | 40 | 28629 | 1145160
21 | FF0F015002 | 132 KV D/C A Type Tower Parts Incomplete Crompton Make | Kg | 40 | 6400 | 256000
22 | FF0F015002 | 132 KV S/C A Type Tower Parts Incomplete SAE Make | Kg | 40 | 13022 | 520880
23 | FF0F015002 | 132KV S/C 'C' type tower parts incomplete scrap | MT | 100 | 2.8399 | 283.99
24 | II0I001004 | Polymer Insulator String | No | 9676 | 12 | 116112
25 |  | Number Plate | No | 480 | 1 | 480
26 |  | Danger Plate | No | 480 | 1 | 480
27 |  | Phase Plate | Set | 550 | 1 | 550
28 |  | Counter poise earthing | Set | 15500 | 1 | 15500
29 |  | Anti climb device | Set | 13800 | 1 | 13800
30 |  | Repair sleeve | No | 590 | 2 | 1180
31 |  | Repair sleeve for earth wire | No | 580 | 2 | 1160
32 |  | ACSR Panther conductor | Km | 225000 | 1 | 225000
33 |  | Double Tension Fitting 120 KN Disc insulator | Set | 9950 | 1 | 9950
34 |  | Single Tension Fitting 120 KN Disc insulator | Set | 6000 | 3 | 18000
35 |  | Tension fitting for earth wire | Set | 1450 | 2 | 2900
36 |  | Mid span joint for 7/10 SWG earth wire | No | 500 | 2 | 1000
37 |  | 120 KN Disc Insulator | No | 1050 | 66 | 69300
38 |  | GS Earth wire 7/10 SWG | Km | 68000 | 0.35 | 23800
39 |  | Vibration Damper for panther | No | 1560 | 6 | 9360
40 |  | Vibration Damper for 7/10 SWG earth wire | No | 850 | 4 | 3400
41 |  | Mid Span Joint | No | 1199 | 3 | 3597
42 |  | Bolted type PG Clamp with Nut Bolt | No | 2360 | 2 | 4720
43 |  | PG Clamp Panther to panther | No | 2926.4 | 10 | 29264
44 |  | C-Wej Clamp panther to panther | No | 2937.02 | 10 | 29370.2
Total (in Rs) | [5 empty] | 4283083.41 |  | 0 |  |  |  | 0 |  | 0
Inventory
Name of Zone |  | Garhwal Zone Roorkee
Name of circle |  | O&M Circle Dehradun
Name of Division |  | O&M Division Yamuna Colony Dehradun
Name of S/s |  | 132kV Majra Substation Dehradun
Month |  | Nov 2025 (Upto 23.11.2025)
Incharge |  | Dinesh Kumar Singh JE O&M Majra
S. No. | Item code | Name of Item | Unit | Unit Rate | Qty. | Useable |  | Unserviceable |  | Non-Moving |  | Obsolete |  | Scrap
[6 empty] | Total Amount |  | Total Amount |  | Total Amount |  | Total Amount |  | Total Amount
Items not Included in the list
1 | VV3V305006 | 33KV 800/400/1A (3 Core) accuracy class 0.2 | No | 35752.5 | 1 | 0 |  | 0 |  | 0 |  | 0 |  | 35752.5
2 | KK0K003001 | 132KV Surge Arrestor Old & Used | No | 200 | 15 | 0 |  | 0 |  | 0 |  | 3000 |  | 0
3 | JJ0J005010 | 33KV Circuit Breaker Old & Used | No | 10000 | 1 | 0 |  | 0 |  | 0 |  | 0 |  | 10000
4 | SS0S003003 | 132KV Isolator Old & Used | No | 500 | 2 | 0 |  | 0 |  | 0 |  | 1000 |  | 0
5 | AA1A101002 | GI earth wire 7/10 SWG old & used in bits | Kg | 25 | 277.6 | 0 |  | 0 |  | 0 |  | 0 |  | 6940
6 | SS0S003003 | 132kV Isolator with Damaged Post (Old & Used) | No | 500 | 2 | 0 |  | 0 |  | 0 |  | 1000 |  | 0
7 | VV3V303004 | 132KV CT old & used | No | 1000 | 3 | 0 |  | 0 |  | 0 |  | 0 |  | 3000
8 |  | 33KV CT 120/1 A old & damaged | No | 500 | 3 | 0 |  | 0 |  | 0 |  | 0 |  | 1500
9 |  | Male Contact Copper Scrap | Kg | 40 | 4.5 | 0 |  | 0 |  | 0 |  | 0 |  | 180
10 |  | Al scrap (for various damage clamps) | Kg | 20 | 11.5 | 0 |  | 0 |  | 0 |  | 0 |  | 230
11 | VV3V305010 | 33KV CT damaged | No | 500 | 3 | 0 |  | 0 |  | 0 |  | 0 |  | 1500
12 |  | 33KV Jaw Old & Used/Damage | No | 50 | 12 | 0 |  | 0 |  | 0 |  | 0 |  | 600
13 |  | 33KV Isolator Blade old & used/Damaged | No | 50 | 6 | 0 |  | 0 |  | 0 |  | 0 |  | 300
14 |  | 33KV SF6 circuit breaker ( 1-Pole damage) | No | 5000 | 1 | 0 |  | 5000 |  | 0 |  | 0 |  | 0
15 | VV3V303004 | 132KV CT Leak from Delta Point | No | 5000 | 1 | 0 |  | 5000 |  | 0 |  | 0 |  | 0
16 |  | 33KV PT Damaged | No | 1000 | 2 | 0 |  | 2000 |  | 0 |  | 0 |  | 0
|  | Slow Moving |  |  | 345.6
1 | SS3S301007 | Male arm assembly for 145KV ELPRO | No | 12240 | 3 | 0 |  | 0 |  | 0 |  | 36720 |  | 0
2 | SS3S301006 | Female arm assembly for 145KV ELPRO | No | 12240 | 3 | 0 |  | 0 |  | 0 |  | 36720 |  | 0
3 | SS3S301007 | Male arm assembly for 145KV HVLEM | No | 12240 | 3 | 0 |  | 0 |  | 0 |  | 36720 |  | 0
4 | SS3S301006 | Female contact assembly for 145KV HVLEM | No | 12240 | 3 | 0 |  | 0 |  | 0 |  | 36720 |  | 0
5 | SS0S003003 | 145KV Bus Isolator complete Old & Used | No | 25000 | 1 | 0 |  | 25000 |  | 0 |  | 0 |  | 0
6 | II2I210002 | Twin Type 33KV Isolator Clamp for Moose Conductor | No | 1493.5 | 41 | 0 |  | 0 |  | 61233.5 |  | 0 |  | 0
7 | VV1V101034 | Bushing Assembly 145KV Alstom T/F | No | 25000 | 1 | 0 |  | 0 |  | 25000 |  | 0 |  | 0
|  | Fast Moving (Useable) |  |  | 55
1 | VV3V305006 | 33KV CT Ratio 800/400/1 | No | 46964 | 1 | 46964 |  | 0 |  | 0 |  | 0 |  | 0
2 | MM0M007003 | Buchholz Relay | No | 27730 | 1 | 27730 |  | 0 |  | 0 |  | 0 |  | 0
3 | VV2V207001 | WTI | No | 30680 | 1 | 30680 |  | 0 |  | 0 |  | 0 |  | 0
4 | VV3V305006 | 33KV CT 800-400/1 Amp 0.2s Class | No | 53454 | 1 | 53454 |  | 0 |  | 0 |  | 0 |  | 0
5 | JJ7J707001 | SF6 Gas | Kg | 7044.6 | 4.5 | 31700.7 |  | 0 |  | 0 |  | 0 |  | 0
6 |  | Amp Meter | No | 920.4 | 4 | 3681.6 |  | 0 |  | 0 |  | 0 |  | 0
7 |  | ACSR Panther conductor | Mtr | 110 | 20 | 2200 |  | 0 |  | 0 |  | 0 |  | 0
8 |  | Expulsion Type fuse | No | 1444.3 | 4 | 5777.2 |  | 0 |  | 0 |  | 0 |  | 0
9 |  | GI Nut and Bolts 14MM | Kg | 283.2 | 0 | 0
10 |  | GI Nut and Bolts 16MM | Kg | 283.2 | 6 | 1699.2
11 |  | GI Nut and Bolts 18MM | Kg | 283.2 | 5 | 1416
12 |  | GI Nut and Bolts 20MM | Kg | 283.2 | 0 | 0
13 |  | 33 KV Circuit Breaker old and used | No | 5000 | 1 | 5000 | [7 empty] | 5000
14 |  | 145 KV CT | No | 280000 | 3 | 840000
15 |  | 33KV CT 800-400/1 Amp 0.2s Class | No | 86730 | 3 | 260190
16 |  | Expulsion Type fuse for Capacitor Bank II | No | 973.5 | 22 | 21417
17 |  | Expulsion Type fuse for Capacitor Bank I | No | 1445.5 | 66 | 95403
18 |  | 132 KV Isolator Blade | No | 8850 | 24 | 212400
19 |  | 132 KV Isolator Jaw | No | 8850 | 24 | 212400
20 |  | Isolator Pad Clamp | No | 4130 | 8 | 33040
21 |  | 132 KV Jaw for CB type isolator | No | 15104 | 3 | 45312
22 |  | 133 KV Blade for CB type isolator | No | 12980 | 3 | 38940
23 |  | 132 KV Isolator clamp | No | 6572.6 | 6 | 39435.6
24 |  | 145 KV Bus post Insulator | No | 29981.44 | 4 | 119925.76
25 |  | ACSR Moose Conductor | Km | 300000 | 0.12 | 36000
26 |  | 33 KV VCB spring charge motor | No | 53690 | 0 | 0
27 |  | 33 KV SF6 spring charge motor | No | 29205 | 3 | 87615
28 |  | 132 KV SF6 spring charge motor | No | 44663 | 2 | 89326
29 |  | 132 KV SF6 spring charge motor | No | 55401 | 2 | 110802
30 |  | Trippi ng coil for 33 KV ABB breaker | No | 15281 | 0 | 0
31 |  | Closing coil for 33 KV ABB breaker | No | 15281 | 0 | 0
32 |  | 132 KV tripping coil | No | 16461 | 2 | 32922
33 |  | 133 KV closing coil | No | 15930 | 2 | 31860
34 |  | MCCB 250A | No | 68735 | 0 | 0
35 |  | Cwej clamp Moose to Moose | No | 6667 | 0 | 0
36 |  | Cwej clamp Moose to Panther | No | 6077 | 0 | 0
37 |  | Cwej clamp panther to panther | No | 5841 | 0 | 0
38 |  | PG Clamp Moose to Moose | No | 6903 | 2 | 13806
Total Qty |  |  |  |  | 142.5 |  |  | 0 |  | 0 |  | 0 |  | 0
Total (in Rs) | [5 empty] | 2531097.06 |  | 37000 |  | 86233.5 |  | 151880 |  | 60002.5
|  | Grand Total(Majra) |  |  |  | 6814180.47 |  | 37000 |  | 86233.5 |  | 151880 |  | 60002.5
Name of Zone |  | Garhwal
Name of Circle |  | O&M Circle Dehradun
Name of Division |  | 220 KV IIP Harrawala dehradun
Name of Substation |  | 220kV O&M Division IIP Harrawala ,Dehradun
Month- |  | 2025-11-01
S.No | Item Code | Name OF ITEMS | Unit | Unit in Rates | Useable |  | Unserviceable |  | Non-Moving |  | Obsolete |  | Scrap
[5 empty] | Quantity | Total Amount in Rs. | Quantity | Total Amount in Rs. | Quantity | Total Amount in Rs. | Quantity | Total Amount in Rs. | Quantity | Total Amount in Rs.
220/33kV Substation IIP Harrawala Dehradun (S/s)
1 |  | Bridge Snubber Card | Nos | 6994 | 1 | 6994 | 0 | 0 | 0 | 0 | 0 | 0 | 0 | 0
2 |  | 220V feed back card | Nos | 12000 | 1 | 12000 | 0 | 0 | 0 | 0 | 0 | 0 | 0 | 0
3 |  | U/V, O/V Drop resistance | Nos | 2000 | 1 | 2000 | 0 | 0 | 0 | 0 | 0 | 0 | 0 | 0
4 |  | Glass fuse card | Nos | 1000 | 1 | 1000 | 0 | 0 | 0 | 0 | 0 | 0 | 0 | 0
5 |  | RFI capacitor | Nos | 1000 | 1 | 1000 | 0 | 0 | 0 | 0 | 0 | 0 | 0 | 0
6 |  | Synch. TXR I/P Ress. Card | Nos | 1000 | 1 | 1000 | 0 | 0 | 0 | 0 | 0 | 0 | 0 | 0
7 |  | Power supply card | Nos | 1000 | 1 | 1000 | 0 | 0 | 0 | 0 | 0 | 0 | 0 | 0
8 |  | Diode card | Nos | 1000 | 1 | 1000 | 0 | 0 | 0 | 0 | 0 | 0 | 0 | 0
9 |  | Mains on LED card | Nos | 1000 | 1 | 1000 | 0 | 0 | 0 | 0 | 0 | 0 | 0 | 0
10 |  | Floot Boost, DC on LED | Nos | 1000 | 1 | 1000 | 0 | 0 | 0 | 0 | 0 | 0 | 0 | 0
11 |  | Window interface card | Nos | 1000 | 1 | 1000 | 0 | 0 | 0 | 0 | . | 0 | 0 | 0
12 |  | Temp. Probe card | Nos | 1000 | 1 | 1000 | 0 | 0 | 0 | 0 | 0 | 0 | 0 | 0
13 |  | Float boost relay, charger fail relay, trip relay | Nos | 5000 | 1 | 5000 | 0 | 0 | 0 | 0 | 0 | 0 | 0 | 0
14 | YY2Y201003 | DC over load relay | Nos | 5000 | 1 | 5000 | 0 | 0 | 0 | 0 | 0 | 0 | 0 | 0
15 |  | Earth fault relay | Nos | 5000 | 1 | 5000 | 0 | 0 | 0 | 0 | 0 | 0 | 0 | 0
16 |  | Auxilliary contactor | Nos | 1000 | 1 | 1000 | 0 | 0 | 0 | 0 | 0 | 0 | 0 | 0
17 | YY1Y107030 | Filter capacitor | Nos | 1000 | 2 | 2000 | 0 | 0 | 0 | 0 | 0 | 0 | 0 | 0
18 |  | SCR SCR Module 106A/1600V | Nos | 1000 | 1 | 1000 | 0 | 0 | 0 | 0 | 0 | 0 | 0 | 0
19 | YY1Y109037 | Blocking Diode 150A/800V | Nos | 1000 | 1 | 1000 | 0 | 0 | 0 | 0 | 0 | 0 | 0 | 0
20 | JJ7J701011 | Control Switch | Nos | 500 | 1 | 500 | 0 | 0 | 0 | 0 | 0 | 0 | 0 | 0
21 |  | On/Of Control Switch (Source) | Nos | 500 | 1 | 500 | 0 | 0 | 0 | 0 | 0 | 0 | 0 | 0
22 | MM3M302010 | DC ammeter ABD DC voltmeter selector | Nos | 500 | 1 | 500 | 0 | 0 | 0 | 0 | 0 | 0 | 0 | 0
23 |  | Mode and voltmeter selector | Nos | 500 | 1 | 500 | 0 | 0 | 0 | 0 | 0 | 0 | 0 | 0
24 |  | Auto/Manual switch | Nos | 500 | 1 | 500 | 0 | 0 | 0 | 0 | 0 | 0 | 0 | 0
25 |  | Bleeder | Nos | 500 | 1 | 500 | 0 | 0 | 0 | 0 | 0 | 0 | 0 | 0
26 | YY1Y107033 | Potentiometer | Nos | 500 | 1 | 500 | 0 | 0 | 0 | 0 | 0 | 0 | 0 | 0
27 | SS6S617003 | Rectifier fuse | Nos | 600 | 6 | 3600 | 0 | 0 | 0 | 0 | 0 | 0 | 0 | 0
28 |  | Bridge Snubber Card | Nos | 6994 | 1 | 6994 | 0 | 0 | 0 | 0 | 0 | 0 | 0 | 0
29 |  | Glass fuse card | Nos | 2000 | 1 | 2000 | 0 | 0 | 0 | 0 | 0 | 0 | 0 | 0
30 |  | RFI capacitor | Nos | 2000 | 1 | 2000 | 0 | 0 | 0 | 0 | 0 | 0 | 0 | 0
31 |  | Synch. TXR I/P Ress. Card | Nos | 1000 | 1 | 1000 | 0 | 0 | 0 | 0 | 0 | 0 | 0 | 0
32 |  | Power supply card | Nos | 1000 | 1 | 1000 | 0 | 0 | 0 | 0 | 0 | 0 | 0 | 0
33 |  | Diode card | Nos | 1000 | 1 | 1000 | 0 | 0 | 0 | 0 | 0 | 0 | 0 | 0
34 |  | Mains on LED card | Nos | 1000 | 1 | 1000 | 0 | 0 | 0 | 0 | 0 | 0 | 0 | 0
35 |  | Floot Boost, DC on LED | Nos | 1000 | 1 | 1000 | 0 | 0 | 0 | 0 | 0 | 0 | 0 | 0
36 |  | Window interfcae card | Nos | 1000 | 1 | 1000 | 0 | 0 | 0 | 0 | 0 | 0 | 0 | 0
37 |  | Temp. Probe card | Nos | 1000 | 1 | 1000 | 0 | 0 | 0 | 0 | 0 | 0 | 0 | 0
38 |  | Float boost relay, charger fail relay, trip relay | Nos | 5000 | 1 | 5000 | 0 | 0 | 0 | 0 | 0 | 0 | 0 | 0
39 |  | DC over load relay | Nos | 5000 | 1 | 5000 | 0 | 0 | 0 | 0 | 0 | 0 | 0 | 0
40 |  | DC Earth fault relay | Nos | 5000 | 1 | 5000 | 0 | 0 | 0 | 0 | 0 | 0 | 0 | 0
41 |  | Filter capacitor | Nos | 1000 | 2 | 2000 | 0 | 0 | 0 | 0 | 0 | 0 | 0 | 0
42 |  | DC Earth fault Ersis. | Nos | 1000 | 1 | 1000 | 0 | 0 | 0 | 0 | 0 | 0 | 0 | 0
43 |  | SCR SCR Module 106A/1600V | Nos | 1000 | 1 | 1000 | 0 | 0 | 0 | 0 | 0 | 0 | 0 | 0
44 |  | Blocking Diode 150A/800V | Nos | 1000 | 1 | 1000 | 0 | 0 | 0 | 0 | 0 | 0 | 0 | 0
45 |  | Control Switch | Nos | 500 | 1 | 500 | 0 | 0 | 0 | 0 | 0 | 0 | 0 | 0
46 |  | On/Of Control Switch (Source) | Nos | 500 | 1 | 500 | 0 | 0 | 0 | 0 | 0 | 0 | 0 | 0
47 |  | DC ammeter ABD DC voltmeter selector | Nos | 500 | 1 | 500 | 0 | 0 | 0 | 0 | 0 | 0 | 0 | 0
48 | YY1Y105007 | Mode and voltmeter selector | Nos | 500 | 1 | 500 | 0 | 0 | 0 | 0 | 0 | 0 | 0 | 0
49 | YY1Y105007 | Auto/Manual switch | Nos | 500 | 1 | 500 | 0 | 0 | 0 | 0 | 0 | 0 | 0 | 0
50 |  | Bleeder | Nos | 1000 | 1 | 1000 | 0 | 0 | 0 | 0 | 0 | 0 | 0 | 0
51 |  | Potentiometer | Nos | 1000 | 1 | 1000 | 0 | 0 | 0 | 0 | 0 | 0 | 0 | 0
52 | SS6S617003 | Rectifier fuse | Nos | 600 | 6 | 3600 | 0 | 0 | 0 | 0 | 0 | 0 | 0 | 0
53 | DD1D107003 | MM 50 / 125um MM Duplex ST-ST Patch Cord of length 3 Mtrs | Nos | 7279.59 | 3 | 21838.77 | 0 | 0 | 0 | 0 | 0 | 0 | 0 | 0
54 |  | MM 50 / 125um MM Duplex ST-ST Patch Cord of length 6 Mtrs | Nos | 14889.5 | 3 | 44668.5 | 0 | 0 | 0 | 0 | 0 | 0 | 0 | 0
55 |  | MM 50 / 125um MM Duplex ST-ST Patch Cord of length 12 Mtrs | Nos | 29778.99 | 2 | 59557.98 | 0 | 0 | 0 | 0 | 0 | 0 | 0 | 0
56 |  | MM 50 / 125um MM Duplex ST-SC Patch Cord of length 3 Mtrs | Nos | 5623.79 | 1 | 5623.79 | 0 | 0 | 0 | 0 | 0 | 0 | 0 | 0
57 |  | MM 50 / 125um MM Duplex ST-SC Patch Cord of length 15 Mtrs | Nos | 37223.75 | 2 | 74447.5 | 0 | 0 | 0 | 0 | 0 | 0 | 0 | 0
58 |  | MM 50 / 125um MM Duplex ST-SC Patch Cord of length 12 Mtrs | Nos | 30909.68 | 2 | 61819.36 | 0 | 0 | 0 | 0 | 0 | 0 | 0 | 0
59 |  | Holder for 100W GLS bulb | Nos | 10.58 | 1 | 10.58 | 0 | 0 | 0 | 0 | 0 | 0 | 0 | 0
60 |  | Hard disc of each type used in master station, HMI printer server | Nos | 32750 | 1 | 32750 | 0 | 0 | 0 | 0 | 0 | 0 | 0 | 0
61 |  | Cable & Connectors used in bay control unit, Master station, HMI, printer server | Nos | 5000 | 1 | 5000 | 0 | 0 | 0 | 0 | 0 | 0 | 0 | 0
62 |  | Applicable RAM (DIMM/SIMM card) used in master station, HMI printer server | Nos | 20000 | 1 | 20000 | 0 | 0 | 0 | 0 | 0 | 0 | 0 | 0
63 |  | SMPS used for master station, HMI printer server | Nos | 2500 | 1 | 2500 | 0 | 0 | 0 | 0 | 0 | 0 | 0 | 0
64 |  | Fan assembly used for master station, HMI printer server | Nos | 500 | 1 | 500 | 0 | 0 | 0 | 0 | 0 | 0 | 0 | 0
65 |  | Mass storage device i.e. optical drive/ CD writer etc with driver | Nos | 500 | 1 | 500 | 0 | 0 | 0 | 0 | 0 | 0 | 0 | 0
66 |  | Network card with driver | Nos | 10000 | 1 | 10000 | 0 | 0 | 0 | 0 | 0 | 0 | 0 | 0
67 |  | VDU with driver | Nos | 20000 | 1 | 20000 | 0 | 0 | 0 | 0 | 0 | 0 | 0 | 0
68 |  | Bay Control unit congiguration software | Nos | 100000 | 2 | 200000 | 0 | 0 | 0 | 0 | 0 | 0 | 0 | 0
69 |  | Operating system of master station, HMI, printer server with specified software version in CD ROM (i.e.WIN NT, Unix etc) with manual and device drivers | Set | 65500 | 1 | 65500 | 0 | 0 | 0 | 0 | 0 | 0 | 0 | 0
70 |  | Source code and compiler of application software with detailed manual for master station, HMI, printer server | Nos | 55000 | 1 | 55000 | 0 | 0 | 0 | 0 | 0 | 0 | 0 | 0
71 |  | Auxiliary relay used in bay control application | Nos | 1000 | 1 | 1000 | 0 | 0 | 0 | 0 | 0 | 0 | 0 | 0
72 |  | Special tool for making joint trrmination in optical fiver with relevant couplers. (Splicer Machine) make Fujikura | Nos | 100000 | 1 | 100000 | 0 | 0 | 0 | 0 | 0 | 0 | 0 | 0
73 |  | Optical los messuring kit with relevant accessories and visual fiver optic cable inspection aid.(Smart OTDR) | Nos | 100000 | 1 | 100000 | 0 | 0 | 0 | 0 | 0 | 0 | 0 | 0
74 |  | Set of Filter (Lube oil) | Nos | 8000 | 1 | 8000 | 0 | 0 | 0 | 0 | 0 | 0 | 0 | 0
75 |  | Set of Filter (Fuel oil) | Nos | 8000 | 1 | 8000 | 0 | 0 | 0 | 0 | 0 | 0 | 0 | 0
76 |  | Set of Filter (Air ckt) | Nos | 8000 | 1 | 8000 | 0 | 0 | 0 | 0 | 0 | 0 | 0 | 0
77 |  | Self starter assembly | Sets | 50000 | 1 | 50000 | 0 | 0 | 0 | 0 | 0 | 0 | 0 | 0
78 |  | Lub-oil pressure safety control | Sets | 26550 | 1 | 26550 | 0 | 0 | 0 | 0 | 0 | 0 | 0 | 0
79 |  | High water temperture safety control | Set | 24000 | 1 | 24000 | 0 | 0 | 0 | 0 | 0 | 0 | 0 | 0
80 |  | Diode | Nos | 1000 | 2 | 2000 | 0 | 0 | 0 | 0 | 0 | 0 | 0 | 0
81 | VV1V101020 | Multy Ratio bushing CT PS class 400 - 200/1Amp- overall dimension - ID 265, OD-420, Ht -60mm | Nos | 5400 | 1 | 5400 | 0 | 0 | 0 | 0 | 0 | 0 | 0 | 0
82 | VV1V101020 | Bushing CT -1000/1Amp PS class | Nos | 5400 | 1 | 5400 | 0 | 0 | 0 | 0 | 0 | 0 | 0 | 0
83 |  | Bridge Snubber Card | Nos | 27813.446 | 1.3586 | 37788.0965 | 0 | 0 | 0 | 0 | 0 | 0 | 0 | 0
84 |  | 220V feed back card | Nos | 28227.9916 | 1.3611 | 38421.049 | 0 | 0 | 0 | 0 | 0 | 0 | 0 | 0
85 |  | U/V, O/V Drop resistance | Nos | 28642.5372 | 1.3636 | 39056.0499 | 0 | 0 | 0 | 0 | 0 | 0 | 0 | 0
86 |  | Glass fuse card | Nos | 29057.0828 | 1.366 | 39693.0991 | 0 | 0 | 0 | 0 | 0 | 0 | 0 | 0
87 |  | RFI capacitor | Nos | 29471.6284 | 1.3685 | 40332.1966 | 0 | 0 | 0 | 0 | 0 | 0 | 0 | 0
88 |  | Synch. TXR I/P Ress. Card | Nos | 29886.174 | 1.371 | 40973.3425 | 0 | 0 | 0 | 0 | 0 | 0 | 0 | 0
89 |  | Power supply card | Nos | 30300.7196 | 1.3735 | 41616.5368 | 0 | 0 | 0 | 0 | 0 | 0 | 0 | 0
90 |  | Diode card | Nos | 30715.2652 | 1.3759 | 42261.7793 | 0 | 0 | 0 | 0 | 0 | 0 | 0 | 0
91 |  | Mains on LED card | Nos | 31129.8108 | 1.3784 | 42909.0703 | 0 | 0 | 0 | 0 | 0 | 0 | 0 | 0
92 |  | Floot Boost, DC on LED | Nos | 31544.3564 | 1.3809 | 43558.4095 | 0 | 0 | 0 | 0 | 0 | 0 | 0 | 0
93 |  | Window interface card | Nos | 31958.9021 | 1.3833 | 44209.7971 | 0 | 0 | 0 | 0 | . | 0 | 0 | 0
94 |  | Temp. Probe card | Nos | 32373.4477 | 1.3858 | 44863.2331 | 0 | 0 | 0 | 0 | 0 | 0 | 0 | 0
95 |  | Float boost relay, charger fail relay, trip relay | Nos | 32787.9933 | 1.3883 | 45518.7173 | 0 | 0 | 0 | 0 | 0 | 0 | 0 | 0
96 | YY2Y201004 | DC over load relay | Nos | 33202.5389 | 1.3907 | 46176.25 | 0 | 0 | 0 | 0 | 0 | 0 | 0 | 0
97 |  | Earth fault relay | Nos | 33617.0845 | 1.3932 | 46835.8309 | 0 | 0 | 0 | 0 | 0 | 0 | 0 | 0
98 |  | Auxilliary contactor | Nos | 34031.6301 | 1.3957 | 47497.4603 | 0 | 0 | 0 | 0 | 0 | 0 | 0 | 0
99 | YY1Y111044 | Filter capacitor | Nos | 34446.1757 | 1.3982 | 48161.1379 | 0 | 0 | 0 | 0 | 0 | 0 | 0 | 0
100 |  | SCR SCR Module 106A/1600V | Nos | 34860.7213 | 1.4006 | 48826.8639 | 0 | 0 | 0 | 0 | 0 | 0 | 0 | 0
101 | YY1Y113051 | Blocking Diode 150A/800V | Nos | 35275.2669 | 1.4031 | 49494.6382 | 0 | 0 | 0 | 0 | 0 | 0 | 0 | 0
102 | JJ7J701012 | Control Switch | Nos | 35689.8125 | 1.4056 | 50164.4609 | 0 | 0 | 0 | 0 | 0 | 0 | 0 | 0
103 |  | On/Of Control Switch (Source) | Nos | 36104.3581 | 1.408 | 50836.332 | 0 | 0 | 0 | 0 | 0 | 0 | 0 | 0
104 | MM3M302011 | DC ammeter ABD DC voltmeter selector | Nos | 36518.9037 | 1.4105 | 51510.2513 | 0 | 0 | 0 | 0 | 0 | 0 | 0 | 0
105 |  | Mode and voltmeter selector | Nos | 36933.4493 | 1.413 | 52186.219 | 0 | 0 | 0 | 0 | 0 | 0 | 0 | 0
106 |  | Auto/Manual switch | Nos | 37347.9949 | 1.4155 | 52864.2351 | 0 | 0 | 0 | 0 | 0 | 0 | 0 | 0
107 |  | Bleeder | Nos | 37762.5405 | 1.4179 | 53544.2995 | 0 | 0 | 0 | 0 | 0 | 0 | 0 | 0
108 | YY1Y107034 | Potentiometer | Nos | 38177.0861 | 1.4204 | 54226.4122 | 0 | 0 | 0 | 0 | 0 | 0 | 0 | 0
109 | SS6S617004 | Rectifier fuse | Nos | 38591.6317 | 1.4229 | 54910.5733 | 0 | 0 | 0 | 0 | 0 | 0 | 0 | 0
110 |  | Bridge Snubber Card | Nos | 39006.1773 | 1.4253 | 55596.7827 | 0 | 0 | 0 | 0 | 0 | 0 | 0 | 0
111 |  | Glass fuse card | Nos | 39420.7229 | 1.4278 | 56285.0404 | 0 | 0 | 0 | 0 | 0 | 0 | 0 | 0
112 |  | RFI capacitor | Nos | 39835.2685 | 1.4303 | 56975.3465 | 0 | 0 | 0 | 0 | 0 | 0 | 0 | 0
113 |  | Synch. TXR I/P Ress. Card | Nos | 40249.8141 | 1.4327 | 57667.701 | 0 | 0 | 0 | 0 | 0 | 0 | 0 | 0
114 |  | Power supply card | Nos | 40664.3598 | 1.4352 | 58362.1038 | 0 | 0 | 0 | 0 | 0 | 0 | 0 | 0
115 |  | Diode card | Nos | 41078.9054 | 1.4377 | 59058.5549 | 0 | 0 | 0 | 0 | 0 | 0 | 0 | 0
116 |  | Mains on LED card | Nos | 41493.451 | 1.4402 | 59757.0544 | 0 | 0 | 0 | 0 | 0 | 0 | 0 | 0
117 |  | Floot Boost, DC on LED | Nos | 41907.9966 | 1.4426 | 60457.6022 | 0 | 0 | 0 | 0 | 0 | 0 | 0 | 0
118 |  | Window interfcae card | Nos | 42322.5422 | 1.4451 | 61160.1983 | 0 | 0 | 0 | 0 | 0 | 0 | 0 | 0
119 |  | Temp. Probe card | Nos | 42737.0878 | 1.4476 | 61864.8428 | 0 | 0 | 0 | 0 | 0 | 0 | 0 | 0
120 |  | Float boost relay, charger fail relay, trip relay | Nos | 43151.6334 | 1.45 | 62571.5356 | 0 | 0 | 0 | 0 | 0 | 0 | 0 | 0
121 |  | DC over load relay | Nos | 43566.179 | 1.4525 | 63280.2768 | 0 | 0 | 0 | 0 | 0 | 0 | 0 | 0
122 |  | DC Earth fault relay | Nos | 43980.7246 | 1.455 | 63991.0663 | 0 | 0 | 0 | 0 | 0 | 0 | 0 | 0
123 |  | Filter capacitor | Nos | 44395.2702 | 1.4575 | 64703.9042 | 0 | 0 | 0 | 0 | 0 | 0 | 0 | 0
124 |  | DC Earth fault Ersis. | Nos | 44809.8158 | 1.4599 | 65418.7904 | 0 | 0 | 0 | 0 | 0 | 0 | 0 | 0
125 |  | SCR SCR Module 106A/1600V | Nos | 45224.3614 | 1.4624 | 66135.725 | 0 | 0 | 0 | 0 | 0 | 0 | 0 | 0
126 |  | Blocking Diode 150A/800V | Nos | 45638.907 | 1.4649 | 66854.7078 | 0 | 0 | 0 | 0 | 0 | 0 | 0 | 0
127 |  | Control Switch | Nos | 46053.4526 | 1.4673 | 67575.7391 | 0 | 0 | 0 | 0 | 0 | 0 | 0 | 0
128 |  | On/Of Control Switch (Source) | Nos | 46467.9982 | 1.4698 | 68298.8186 | 0 | 0 | 0 | 0 | 0 | 0 | 0 | 0
129 |  | DC ammeter ABD DC voltmeter selector | Nos | 46882.5438 | 1.4723 | 69023.9465 | 0 | 0 | 0 | 0 | 0 | 0 | 0 | 0
130 | YY1Y105007 | Mode and voltmeter selector | Nos | 47297.0894 | 1.4747 | 69751.1228 | 0 | 0 | 0 | 0 | 0 | 0 | 0 | 0
131 | YY1Y105007 | Auto/Manual switch | Nos | 47711.635 | 1.4772 | 70480.3474 | 0 | 0 | 0 | 0 | 0 | 0 | 0 | 0
132 |  | Bleeder | Nos | 48126.1806 | 1.4797 | 71211.6203 | 0 | 0 | 0 | 0 | 0 | 0 | 0 | 0
133 |  | Potentiometer | Nos | 48540.7262 | 1.4822 | 71944.9416 | 0 | 0 | 0 | 0 | 0 | 0 | 0 | 0
134 | SS6S617004 | Rectifier fuse | Nos | 48955.2718 | 1.4846 | 72680.3112 | 0 | 0 | 0 | 0 | 0 | 0 | 0 | 0
135 | DD1D107004 | MM 50 / 125um MM Duplex ST-ST Patch Cord of length 3 Mtrs | Nos | 49369.8174 | 1.4871 | 73417.7292 | 0 | 0 | 0 | 0 | 0 | 0 | 0 | 0
136 |  | MM 50 / 125um MM Duplex ST-ST Patch Cord of length 6 Mtrs | Nos | 49784.3631 | 1.4896 | 74157.1955 | 0 | 0 | 0 | 0 | 0 | 0 | 0 | 0
137 |  | MM 50 / 125um MM Duplex ST-ST Patch Cord of length 12 Mtrs | Nos | 50198.9087 | 1.492 | 74898.7102 | 0 | 0 | 0 | 0 | 0 | 0 | 0 | 0
138 |  | MM 50 / 125um MM Duplex ST-SC Patch Cord of length 3 Mtrs | Nos | 50613.4543 | 1.4945 | 75642.2731 | 0 | 0 | 0 | 0 | 0 | 0 | 0 | 0
139 |  | MM 50 / 125um MM Duplex ST-SC Patch Cord of length 15 Mtrs | Nos | 51027.9999 | 1.497 | 76387.8845 | 0 | 0 | 0 | 0 | 0 | 0 | 0 | 0
140 |  | MM 50 / 125um MM Duplex ST-SC Patch Cord of length 12 Mtrs | Nos | 51442.5455 | 1.4995 | 77135.5442 | 0 | 0 | 0 | 0 | 0 | 0 | 0 | 0
141 |  | Holder for 100W GLS bulb | Nos | 51857.0911 | 1.5019 | 77885.2522 | 0 | 0 | 0 | 0 | 0 | 0 | 0 | 0
142 |  | Hard disc of each type used in master station, HMI printer server | Nos | 52271.6367 | 1.5044 | 78637.0085 | 0 | 0 | 0 | 0 | 0 | 0 | 0 | 0
143 |  | Cable & Connectors used in bay control unit, Master station, HMI, printer server | Nos | 52686.1823 | 1.5069 | 79390.8132 | 0 | 0 | 0 | 0 | 0 | 0 | 0 | 0
144 |  | Applicable RAM (DIMM/SIMM card) used in master station, HMI printer server | Nos | 53100.7279 | 1.5093 | 80146.6663 | 0 | 0 | 0 | 0 | 0 | 0 | 0 | 0
145 |  | SMPS used for master station, HMI printer server | Nos | 53515.2735 | 1.5118 | 80904.5676 | 0 | 0 | 0 | 0 | 0 | 0 | 0 | 0
146 |  | Fan assembly used for master station, HMI printer server | Nos | 53929.8191 | 1.5143 | 81664.5174 | 0 | 0 | 0 | 0 | 0 | 0 | 0 | 0
147 |  | Mass storage device i.e. optical drive/ CD writer etc with driver | Nos | 54344.3647 | 1.5167 | 82426.5154 | 0 | 0 | 0 | 0 | 0 | 0 | 0 | 0
148 |  | Network card with driver | Nos | 54758.9103 | 1.5192 | 83190.5618 | 0 | 0 | 0 | 0 | 0 | 0 | 0 | 0
149 |  | VDU with driver | Nos | 55173.4559 | 1.5217 | 83956.6566 | 0 | 0 | 0 | 0 | 0 | 0 | 0 | 0
150 |  | Bay Control unit congiguration software | Nos | 55588.0015 | 1.5242 | 84724.7997 | 0 | 0 | 0 | 0 | 0 | 0 | 0 | 0
151 |  | Operating system of master station, HMI, printer server with specified software version in CD ROM (i.e.WIN NT, Unix etc) with manual and device drivers | Set | 56002.5471 | 1.5266 | 85494.9911 | 0 | 0 | 0 | 0 | 0 | 0 | 0 | 0
152 |  | Source code and compiler of application software with detailed manual for master station, HMI, printer server | Nos | 56417.0927 | 1.5291 | 86267.2309 | 0 | 0 | 0 | 0 | 0 | 0 | 0 | 0
153 |  | Auxiliary relay used in bay control application | Nos | 56831.6383 | 1.5316 | 87041.519 | 0 | 0 | 0 | 0 | 0 | 0 | 0 | 0
154 |  | Special tool for making joint trrmination in optical fiver with relevant couplers. (Splicer Machine) make Fujikura | Nos | 57246.1839 | 1.534 | 87817.8555 | 0 | 0 | 0 | 0 | 0 | 0 | 0 | 0
155 |  | Optical los messuring kit with relevant accessories and visual fiver optic cable inspection aid.(Smart OTDR) | Nos | 57660.7295 | 1.5365 | 88596.2403 | 0 | 0 | 0 | 0 | 0 | 0 | 0 | 0
156 |  | Set of Filter (Lube oil) | Nos | 58075.2751 | 1.539 | 89376.6734 | 0 | 0 | 0 | 0 | 0 | 0 | 0 | 0
157 |  | Set of Filter (Fuel oil) | Nos | 58489.8208 | 1.5415 | 90159.1549 | 0 | 0 | 0 | 0 | 0 | 0 | 0 | 0
158 |  | Set of Filter (Air ckt) | Nos | 58904.3664 | 1.5439 | 90943.6847 | 0 | 0 | 0 | 0 | 0 | 0 | 0 | 0
159 |  | Self starter assembly | Sets | 59318.912 | 1.5464 | 91730.2629 | 0 | 0 | 0 | 0 | 0 | 0 | 0 | 0
160 |  | Lub-oil pressure safety control | Sets | 59733.4576 | 1.5489 | 92518.8894 | 0 | 0 | 0 | 0 | 0 | 0 | 0 | 0
161 |  | High water temperture safety control | Set | 60148.0032 | 1.5513 | 93309.5643 | 0 | 0 | 0 | 0 | 0 | 0 | 0 | 0
162 |  | Diode | Nos | 60562.5488 | 1.5538 | 94102.2875 | 0 | 0 | 0 | 0 | 0 | 0 | 0 | 0
163 | VV1V101020 | Multy Ratio bushing CT PS class 400 - 200/1Amp- overall dimension - ID 265, OD-420, Ht -60mm | Nos | 60977.0944 | 1.5563 | 94897.059 | 0 | 0 | 0 | 0 | 0 | 0 | 0 | 0
164 | VV1V101020 | Bushing CT -1000/1Amp PS class | Nos | 61391.64 | 1.5587 | 95693.8789 | 0 | 0 | 0 | 0 | 0 | 0 | 0 | 0
165 |  | Bridge Snubber Card | Nos | 61806.1856 | 1.5612 | 96492.7471 | 0 | 0 | 0 | 0 | 0 | 0 | 0 | 0
166 |  | 220V feed back card | Nos | 62220.7312 | 1.5637 | 97293.6637 | 0 | 0 | 0 | 0 | 0 | 0 | 0 | 0
167 |  | U/V, O/V Drop resistance | Nos | 62635.2768 | 1.5662 | 98096.6286 | 0 | 0 | 0 | 0 | 0 | 0 | 0 | 0
168 |  | Glass fuse card | Nos | 63049.8224 | 1.5686 | 98901.6418 | 0 | 0 | 0 | 0 | 0 | 0 | 0 | 0
169 |  | RFI capacitor | Nos | 63464.368 | 1.5711 | 99708.7034 | 0 | 0 | 0 | 0 | 0 | 0 | 0 | 0
170 |  | Synch. TXR I/P Ress. Card | Nos | 63878.9136 | 1.5736 | 100517.8134 | 0 | 0 | 0 | 0 | 0 | 0 | 0 | 0
171 |  | Power supply card | Nos | 64293.4592 | 1.576 | 101328.9716 | 0 | 0 | 0 | 0 | 0 | 0 | 0 | 0
172 |  | Diode card | Nos | 64708.0048 | 1.5785 | 102142.1782 | 0 | 0 | 0 | 0 | 0 | 0 | 0 | 0
173 |  | Mains on LED card | Nos | 65122.5504 | 1.581 | 102957.4332 | 0 | 0 | 0 | 0 | 0 | 0 | 0 | 0
174 |  | Floot Boost, DC on LED | Nos | 65537.096 | 1.5835 | 103774.7365 | 0 | 0 | 0 | 0 | 0 | 0 | 0 | 0
175 |  | Window interface card | Nos | 65951.6416 | 1.5859 | 104594.0881 | 0 | 0 | 0 | 0 | . | 0 | 0 | 0
176 |  | Temp. Probe card | Nos | 66366.1872 | 1.5884 | 105415.4881 | 0 | 0 | 0 | 0 | 0 | 0 | 0 | 0
177 |  | Float boost relay, charger fail relay, trip relay | Nos | 66780.7328 | 1.5909 | 106238.9364 | 0 | 0 | 0 | 0 | 0 | 0 | 0 | 0
178 | YY2Y201005 | DC over load relay | Nos | 67195.2784 | 1.5933 | 107064.4331 | 0 | 0 | 0 | 0 | 0 | 0 | 0 | 0
179 |  | Earth fault relay | Nos | 67609.8241 | 1.5958 | 107891.9781 | 0 | 0 | 0 | 0 | 0 | 0 | 0 | 0
180 |  | Auxilliary contactor | Nos | 68024.3697 | 1.5983 | 108721.5715 | 0 | 0 | 0 | 0 | 0 | 0 | 0 | 0
181 | YY1Y115058 | Filter capacitor | Nos | 68438.9153 | 1.6007 | 109553.2132 | 0 | 0 | 0 | 0 | 0 | 0 | 0 | 0
182 |  | SCR SCR Module 106A/1600V | Nos | 68853.4609 | 1.6032 | 110386.9032 | 0 | 0 | 0 | 0 | 0 | 0 | 0 | 0
183 | YY1Y117065 | Blocking Diode 150A/800V | Nos | 69268.0065 | 1.6057 | 111222.6416 | 0 | 0 | 0 | 0 | 0 | 0 | 0 | 0
184 | JJ7J701013 | Control Switch | Nos | 69682.5521 | 1.6082 | 112060.4283 | 0 | 0 | 0 | 0 | 0 | 0 | 0 | 0
185 |  | On/Of Control Switch (Source) | Nos | 70097.0977 | 1.6106 | 112900.2634 | 0 | 0 | 0 | 0 | 0 | 0 | 0 | 0
186 | MM3M302012 | DC ammeter ABD DC voltmeter selector | Nos | 70511.6433 | 1.6131 | 113742.1468 | 0 | 0 | 0 | 0 | 0 | 0 | 0 | 0
187 |  | Mode and voltmeter selector | Nos | 70926.1889 | 1.6156 | 114586.0785 | 0 | 0 | 0 | 0 | 0 | 0 | 0 | 0
188 |  | Auto/Manual switch | Nos | 71340.7345 | 1.618 | 115432.0586 | 0 | 0 | 0 | 0 | 0 | 0 | 0 | 0
189 |  | Bleeder | Nos | 71755.2801 | 1.6205 | 116280.087 | 0 | 0 | 0 | 0 | 0 | 0 | 0 | 0
190 | YY1Y107035 | Potentiometer | Nos | 72169.8257 | 1.623 | 117130.1638 | 0 | 0 | 0 | 0 | 0 | 0 | 0 | 0
191 | SS6S617005 | Rectifier fuse | Nos | 72584.3713 | 1.6255 | 117982.2889 | 0 | 0 | 0 | 0 | 0 | 0 | 0 | 0
192 |  | Bridge Snubber Card | Nos | 72998.9169 | 1.6279 | 118836.4624 | 0 | 0 | 0 | 0 | 0 | 0 | 0 | 0
193 |  | Glass fuse card | Nos | 73413.4625 | 1.6304 | 119692.6841 | 0 | 0 | 0 | 0 | 0 | 0 | 0 | 0
194 |  | RFI capacitor | Nos | 73828.0081 | 1.6329 | 120550.9543 | 0 | 0 | 0 | 0 | 0 | 0 | 0 | 0
195 |  | Synch. TXR I/P Ress. Card | Nos | 74242.5537 | 1.6353 | 121411.2728 | 0 | 0 | 0 | 0 | 0 | 0 | 0 | 0
196 |  | Power supply card | Nos | 74657.0993 | 1.6378 | 122273.6396 | 0 | 0 | 0 | 0 | 0 | 0 | 0 | 0
197 |  | Diode card | Nos | 75071.6449 | 1.6403 | 123138.0547 | 0 | 0 | 0 | 0 | 0 | 0 | 0 | 0
198 |  | Mains on LED card | Nos | 75486.1905 | 1.6427 | 124004.5183 | 0 | 0 | 0 | 0 | 0 | 0 | 0 | 0
199 |  | Floot Boost, DC on LED | Nos | 75900.7361 | 1.6452 | 124873.0301 | 0 | 0 | 0 | 0 | 0 | 0 | 0 | 0
200 |  | Window interfcae card | Nos | 76315.2818 | 1.6477 | 125743.5903 | 0 | 0 | 0 | 0 | 0 | 0 | 0 | 0
201 |  | Temp. Probe card | Nos | 76729.8274 | 1.6502 | 126616.1988 | 0 | 0 | 0 | 0 | 0 | 0 | 0 | 0
202 |  | Float boost relay, charger fail relay, trip relay | Nos | 77144.373 | 1.6526 | 127490.8557 | 0 | 0 | 0 | 0 | 0 | 0 | 0 | 0
203 |  | DC over load relay | Nos | 77558.9186 | 1.6551 | 128367.5609 | 0 | 0 | 0 | 0 | 0 | 0 | 0 | 0
204 |  | DC Earth fault relay | Nos | 77973.4642 | 1.6576 | 129246.3145 | 0 | 0 | 0 | 0 | 0 | 0 | 0 | 0
205 |  | Filter capacitor | Nos | 78388.0098 | 1.66 | 130127.1164 | 0 | 0 | 0 | 0 | 0 | 0 | 0 | 0
206 |  | DC Earth fault Ersis. | Nos | 78802.5554 | 1.6625 | 131009.9666 | 0 | 0 | 0 | 0 | 0 | 0 | 0 | 0
207 |  | SCR SCR Module 106A/1600V | Nos | 79217.101 | 1.665 | 131894.8652 | 0 | 0 | 0 | 0 | 0 | 0 | 0 | 0
208 |  | Blocking Diode 150A/800V | Nos | 79631.6466 | 1.6675 | 132781.8121 | 0 | 0 | 0 | 0 | 0 | 0 | 0 | 0
209 |  | Control Switch | Nos | 80046.1922 | 1.6699 | 133670.8074 | 0 | 0 | 0 | 0 | 0 | 0 | 0 | 0
210 |  | On/Of Control Switch (Source) | Nos | 80460.7378 | 1.6724 | 134561.851 | 0 | 0 | 0 | 0 | 0 | 0 | 0 | 0
211 |  | DC ammeter ABD DC voltmeter selector | Nos | 80875.2834 | 1.6749 | 135454.9429 | 0 | 0 | 0 | 0 | 0 | 0 | 0 | 0
212 | YY1Y105007 | Mode and voltmeter selector | Nos | 81289.829 | 1.6773 | 136350.0832 | 0 | 0 | 0 | 0 | 0 | 0 | 0 | 0
213 | YY1Y105007 | Auto/Manual switch | Nos | 81704.3746 | 1.6798 | 137247.2719 | 0 | 0 | 0 | 0 | 0 | 0 | 0 | 0
214 |  | Bleeder | Nos | 82118.9202 | 1.6823 | 138146.5088 | 0 | 0 | 0 | 0 | 0 | 0 | 0 | 0
215 |  | Potentiometer | Nos | 82533.4658 | 1.6847 | 139047.7942 | 0 | 0 | 0 | 0 | 0 | 0 | 0 | 0
216 | SS6S617005 | Rectifier fuse | Nos | 82948.0114 | 1.6872 | 139951.1278 | 0 | 0 | 0 | 0 | 0 | 0 | 0 | 0
217 | DD1D107005 | MM 50 / 125um MM Duplex ST-ST Patch Cord of length 3 Mtrs | Nos | 83362.557 | 1.6897 | 140856.5098 | 0 | 0 | 0 | 0 | 0 | 0 | 0 | 0
218 |  | MM 50 / 125um MM Duplex ST-ST Patch Cord of length 6 Mtrs | Nos | 83777.1026 | 1.6922 | 141763.9402 | 0 | 0 | 0 | 0 | 0 | 0 | 0 | 0
219 |  | MM 50 / 125um MM Duplex ST-ST Patch Cord of length 12 Mtrs | Nos | 84191.6482 | 1.6946 | 142673.4188 | 0 | 0 | 0 | 0 | 0 | 0 | 0 | 0
220 |  | MM 50 / 125um MM Duplex ST-SC Patch Cord of length 3 Mtrs | Nos | 84606.1938 | 1.6971 | 143584.9459 | 0 | 0 | 0 | 0 | 0 | 0 | 0 | 0
221 |  | MM 50 / 125um MM Duplex ST-SC Patch Cord of length 15 Mtrs | Nos | 85020.7394 | 1.6996 | 144498.5212 | 0 | 0 | 0 | 0 | 0 | 0 | 0 | 0
222 |  | MM 50 / 125um MM Duplex ST-SC Patch Cord of length 12 Mtrs | Nos | 85435.2851 | 1.702 | 145414.145 | 0 | 0 | 0 | 0 | 0 | 0 | 0 | 0
223 |  | Holder for 100W GLS bulb | Nos | 85849.8307 | 1.7045 | 146331.817 | 0 | 0 | 0 | 0 | 0 | 0 | 0 | 0
224 |  | Hard disc of each type used in master station, HMI printer server | Nos | 86264.3763 | 1.707 | 147251.5374 | 0 | 0 | 0 | 0 | 0 | 0 | 0 | 0
225 |  | Cable & Connectors used in bay control unit, Master station, HMI, printer server | Nos | 86678.9219 | 1.7095 | 148173.3061 | 0 | 0 | 0 | 0 | 0 | 0 | 0 | 0
226 |  | Applicable RAM (DIMM/SIMM card) used in master station, HMI printer server | Nos | 87093.4675 | 1.7119 | 149097.1232 | 0 | 0 | 0 | 0 | 0 | 0 | 0 | 0
227 |  | SMPS used for master station, HMI printer server | Nos | 87508.0131 | 1.7144 | 150022.9886 | 0 | 0 | 0 | 0 | 0 | 0 | 0 | 0
228 |  | Fan assembly used for master station, HMI printer server | Nos | 87922.5587 | 1.7169 | 150950.9024 | 0 | 0 | 0 | 0 | 0 | 0 | 0 | 0
229 |  | Mass storage device i.e. optical drive/ CD writer etc with driver | Nos | 88337.1043 | 1.7193 | 151880.8645 | 0 | 0 | 0 | 0 | 0 | 0 | 0 | 0
230 |  | Network card with driver | Nos | 88751.6499 | 1.7218 | 152812.875 | 0 | 0 | 0 | 0 | 0 | 0 | 0 | 0
231 |  | VDU with driver | Nos | 89166.1955 | 1.7243 | 153746.9337 | 0 | 0 | 0 | 0 | 0 | 0 | 0 | 0
232 |  | Bay Control unit congiguration software | Nos | 89580.7411 | 1.7267 | 154683.0409 | 0 | 0 | 0 | 0 | 0 | 0 | 0 | 0
233 |  | Operating system of master station, HMI, printer server with specified software version in CD ROM (i.e.WIN NT, Unix etc) with manual and device drivers | Set | 89995.2867 | 1.7292 | 155621.1964 | 0 | 0 | 0 | 0 | 0 | 0 | 0 | 0
234 |  | Source code and compiler of application software with detailed manual for master station, HMI, printer server | Nos | 90409.8323 | 1.7317 | 156561.4002 | 0 | 0 | 0 | 0 | 0 | 0 | 0 | 0
235 |  | Auxiliary relay used in bay control application | Nos | 90824.3779 | 1.7342 | 157503.6523 | 0 | 0 | 0 | 0 | 0 | 0 | 0 | 0
236 |  | Special tool for making joint trrmination in optical fiver with relevant couplers. (Splicer Machine) make Fujikura | Nos | 91238.9235 | 1.7366 | 158447.9528 | 0 | 0 | 0 | 0 | 0 | 0 | 0 | 0
237 |  | Optical los messuring kit with relevant accessories and visual fiver optic cable inspection aid.(Smart OTDR) | Nos | 91653.4691 | 1.7391 | 159394.3017 | 0 | 0 | 0 | 0 | 0 | 0 | 0 | 0
238 |  | Set of Filter (Lube oil) | Nos | 92068.0147 | 1.7416 | 160342.6988 | 0 | 0 | 0 | 0 | 0 | 0 | 0 | 0
239 |  | Set of Filter (Fuel oil) | Nos | 92482.5603 | 1.744 | 161293.1444 | 0 | 0 | 0 | 0 | 0 | 0 | 0 | 0
240 |  | Set of Filter (Air ckt) | Nos | 92897.1059 | 1.7465 | 162245.6382 | 0 | 0 | 0 | 0 | 0 | 0 | 0 | 0
241 |  | Self starter assembly | Sets | 93311.6515 | 1.749 | 163200.1804 | 0 | 0 | 0 | 0 | 0 | 0 | 0 | 0
242 |  | Lub-oil pressure safety control | Sets | 93726.1971 | 1.7515 | 164156.771 | 0 | 0 | 0 | 0 | 0 | 0 | 0 | 0
243 |  | High water temperture safety control | Set | 94140.7427 | 1.7539 | 165115.4099 | 0 | 0 | 0 | 0 | 0 | 0 | 0 | 0
244 |  | Diode | Nos | 94555.2884 | 1.7564 | 166076.0971 | 0 | 0 | 0 | 0 | 0 | 0 | 0 | 0
245 | VV1V101020 | Multy Ratio bushing CT PS class 400 - 200/1Amp- overall dimension - ID 265, OD-420, Ht -60mm | Nos | 94969.834 | 1.7589 | 167038.8327 | 0 | 0 | 0 | 0 | 0 | 0 | 0 | 0
246 | VV1V101020 | Bushing CT -1000/1Amp PS class | Nos | 95384.3796 | 1.7613 | 168003.6166 | 0 | 0 | 0 | 0 | 0 | 0 | 0 | 0
247 |  | Bridge Snubber Card | Nos | 95798.9252 | 1.7638 | 168970.4489 | 0 | 0 | 0 | 0 | 0 | 0 | 0 | 0
248 |  | 220V feed back card | Nos | 96213.4708 | 1.7663 | 169939.3295 | 0 | 0 | 0 | 0 | 0 | 0 | 0 | 0
249 |  | U/V, O/V Drop resistance | Nos | 96628.0164 | 1.7687 | 170910.2584 | 0 | 0 | 0 | 0 | 0 | 0 | 0 | 0
250 |  | Glass fuse card | Nos | 97042.562 | 1.7712 | 171883.2357 | 0 | 0 | 0 | 0 | 0 | 0 | 0 | 0
251 |  | RFI capacitor | Nos | 97457.1076 | 1.7737 | 172858.2613 | 0 | 0 | 0 | 0 | 0 | 0 | 0 | 0
252 |  | Synch. TXR I/P Ress. Card | Nos | 97871.6532 | 1.7762 | 173835.3353 | 0 | 0 | 0 | 0 | 0 | 0 | 0 | 0
253 |  | Power supply card | Nos | 98286.1988 | 1.7786 | 174814.4576 | 0 | 0 | 0 | 0 | 0 | 0 | 0 | 0
254 |  | Diode card | Nos | 98700.7444 | 1.7811 | 175795.6283 | 0 | 0 | 0 | 0 | 0 | 0 | 0 | 0
255 |  | Mains on LED card | Nos | 99115.29 | 1.7836 | 176778.8473 | 0 | 0 | 0 | 0 | 0 | 0 | 0 | 0
256 |  | Floot Boost, DC on LED | Nos | 99529.8356 | 1.786 | 177764.1146 | 0 | 0 | 0 | 0 | 0 | 0 | 0 | 0
257 |  | Window interface card | Nos | 99944.3812 | 1.7885 | 178751.4303 | 0 | 0 | 0 | 0 | . | 0 | 0 | 0
258 |  | Temp. Probe card | Nos | 100358.9268 | 1.791 | 179740.7943 | 0 | 0 | 0 | 0 | 0 | 0 | 0 | 0
259 |  | Float boost relay, charger fail relay, trip relay | Nos | 100773.4724 | 1.7935 | 180732.2067 | 0 | 0 | 0 | 0 | 0 | 0 | 0 | 0
260 | YY2Y201006 | DC over load relay | Nos | 101188.018 | 1.7959 | 181725.6674 | 0 | 0 | 0 | 0 | 0 | 0 | 0 | 0
261 |  | Earth fault relay | Nos | 101602.5636 | 1.7984 | 182721.1764 | 0 | 0 | 0 | 0 | 0 | 0 | 0 | 0
262 |  | Auxilliary contactor | Nos | 102017.1092 | 1.8009 | 183718.7338 | 0 | 0 | 0 | 0 | 0 | 0 | 0 | 0
263 | YY1Y119072 | Filter capacitor | Nos | 102431.6548 | 1.8033 | 184718.3395 | 0 | 0 | 0 | 0 | 0 | 0 | 0 | 0
264 |  | SCR SCR Module 106A/1600V | Nos | 102846.2004 | 1.8058 | 185719.9936 | 0 | 0 | 0 | 0 | 0 | 0 | 0 | 0
265 | YY1Y121079 | Blocking Diode 150A/800V | Nos | 103260.7461 | 1.8083 | 186723.696 | 0 | 0 | 0 | 0 | 0 | 0 | 0 | 0
266 | JJ7J701014 | Control Switch | Nos | 103675.2917 | 1.8107 | 187729.4468 | 0 | 0 | 0 | 0 | 0 | 0 | 0 | 0
267 |  | On/Of Control Switch (Source) | Nos | 104089.8373 | 1.8132 | 188737.2459 | 0 | 0 | 0 | 0 | 0 | 0 | 0 | 0
268 | MM3M302013 | DC ammeter ABD DC voltmeter selector | Nos | 104504.3829 | 1.8157 | 189747.0933 | 0 | 0 | 0 | 0 | 0 | 0 | 0 | 0
269 |  | Mode and voltmeter selector | Nos | 104918.9285 | 1.8182 | 190758.9891 | 0 | 0 | 0 | 0 | 0 | 0 | 0 | 0
270 |  | Auto/Manual switch | Nos | 105333.4741 | 1.8206 | 191772.9332 | 0 | 0 | 0 | 0 | 0 | 0 | 0 | 0
271 |  | Bleeder | Nos | 105748.0197 | 1.8231 | 192788.9257 | 0 | 0 | 0 | 0 | 0 | 0 | 0 | 0
272 | YY1Y107036 | Potentiometer | Nos | 106162.5653 | 1.8256 | 193806.9665 | 0 | 0 | 0 | 0 | 0 | 0 | 0 | 0
273 | SS6S617006 | Rectifier fuse | Nos | 106577.1109 | 1.828 | 194827.0556 | 0 | 0 | 0 | 0 | 0 | 0 | 0 | 0
274 |  | Bridge Snubber Card | Nos | 106991.6565 | 1.8305 | 195849.1931 | 0 | 0 | 0 | 0 | 0 | 0 | 0 | 0
275 |  | Glass fuse card | Nos | 107406.2021 | 1.833 | 196873.379 | 0 | 0 | 0 | 0 | 0 | 0 | 0 | 0
276 |  | RFI capacitor | Nos | 107820.7477 | 1.8355 | 197899.6131 | 0 | 0 | 0 | 0 | 0 | 0 | 0 | 0
277 |  | Synch. TXR I/P Ress. Card | Nos | 108235.2933 | 1.8379 | 198927.8957 | 0 | 0 | 0 | 0 | 0 | 0 | 0 | 0
278 |  | Power supply card | Nos | 108649.8389 | 1.8404 | 199958.2265 | 0 | 0 | 0 | 0 | 0 | 0 | 0 | 0
|  |  | Total |  |  | 23154744.1402 | 0 | 0 | 0 | 0 | 0 | 0 | 0 | 0
220/33kV Substation IIP Harrawala Dehradun (Line)
1 | AA1A101001 | Lattice Structure(Incomplete Old & Used) | MT | 75930 | 2.829 | 214805.97 | 0 | 0 | 0 | 0 | 0 | 0 | 0 | 0
2 |  | A.C.S.R Zebra Conductor | Km. | 231471.78 | 0.022 | 5092.3792 | 0 | 0 | 0 | 0 | 0 | 0 | 0 | 0
3 |  | GS Earth wire 7/9 SWG | Km. | 83619.63 | 0.55 | 45990.7965 | 0 | 0 | 0 | 0 | 0 | 0 | 0 | 0
4 |  | 220kV Dismantled(old and used)tower parts | Kg | 20 | 15030.68 | 300613.6 | 0 | 0 | 0 | 0 | 0 | 0 | 0 | 0
5 |  | ACSR Deer Conductor(old and used)dismantled | Kg | 60 | 1700 | 102000 | 0 | 0 | 0 | 0 | 0 | 0 | 0 | 0
6 |  | Dismentled Zebra and deer conductor(old & used) | Kg | 60 | 2060 | 123600 | 0 | 0 | 0 | 0 | 0 | 0 | 0 | 0
7 | II31301002 | PG Clamp (Deer to deer) | No | 1850 | 12 | 22200 | 0 | 0 | 0 | 0 | 0 | 0 | 0 | 0
8 |  | Mid Span(Dear) | No | 1800 | 4 | 7200 | 0 | 0 | 0 | 0 | 0 | 0 | 0 | 0
9 | II31302002 | Mid Span Earth Wire 7/9 SWG | No | 220 | 8 | 1760 | 0 | 0 | 0 | 0 | 0 | 0 | 0 | 0
10 | II31302003 | Repair Sleeve (Deer) | No | 1100 | 12 | 13200 | 0 | 0 | 0 | 0 | 0 | 0 | 0 | 0
11 |  | Repair Sleeve (Zebra) | No | 850 | 8 | 6800 | 0 | 0 | 0 | 0 | 0 | 0 | 0 | 0
12 |  | Single Tension Fitting ( Deer) | Sets | 9000 | 1 | 9000 | 0 | 0 | 0 | 0 | 0 | 0 | 0 | 0
13 |  | Double Tension Fitting ( Deer) | Sets | 15999 | 1 | 15999 | 0 | 0 | 0 | 0 | 0 | 0 | 0 | 0
14 |  | Suspention Fitting (Single) | Sets | 7990 | 1 | 7990 | 0 | 0 | 0 | 0 | 0 | 0 | 0 | 0
15 |  | ACSR Deer Conductor(old and used)dismantled | Kg | 60 | 1680 | 100800 | 0 | 0 | 0 | 0 | 0 | 0 | 0 | 0
16 |  | PG Clamp Zebra to Zebra | No | 875.79 | 5 | 4378.95 | 0 | 0 | 0 | 0 | 0 | 0 | 0 | 0
17 |  | PG Clamp Zebra to Zebra | No | 882 | 5 | 4410 | 0 | 0 | 0 | 0 | 0 | 0 | 0 | 0
18 |  | Supply of double tension fitting 160 KN for single Zebra alongwith all accessories | Sets | 22420 | 5 | 112100 | 0 | 0 | 0 | 0 | 0 | 0 | 0 | 0
19 |  | Supply of single tension fitting 160 KN for single Zebra alongwith all accessories | Sets | 11798.82 | 4 | 47195.28 | 0 | 0 | 0 | 0 | 0 | 0 | 0 | 0
20 |  | Supply of double tension fitting 160 KN for single Deer alongwith all accessories | Sets | 21830 | 6 | 130980 | 0 | 0 | 0 | 0 | 0 | 0 | 0 | 0
21 |  | Supply of single tension fitting 160 KN for single Deer alongwith all accessories | Sets | 11798.82 | 8 | 94390.56 | 0 | 0 | 0 | 0 | 0 | 0 | 0 | 0
22 |  | Supply of single suspension fitting 120 KN for single Zebra alongwith all accessories | Sets | 11210 | 5 | 56050 | 0 | 0 | 0 | 0 | 0 | 0 | 0 | 0
23 |  | Supply of mid span compression joint for ACSR deer alongwith all accessories | Nos | 1770 | 10 | 17700 | 0 | 0 | 0 | 0 | 0 | 0 | 0 | 0
24 |  | Supply of mid span compression joint for ACSR Zebra alongwith all accessories | Nos | 1770 | 10 | 17700 | 0 | 0 | 0 | 0 | 0 | 0 | 0 | 0
25 |  | Repair sleeve for ACSR Deer | Nos | 1475 | 10 | 14750 | 0 | 0 | 0 | 0 | 0 | 0 | 0 | 0
26 |  | Supply of repair sleeve for ACSR Zebra alongwith all accessories | Nos | 1475 | 10 | 14750 | 0 | 0 | 0 | 0 | 0 | 0 | 0 | 0
27 |  | Supply of single suspension fitting 120 KN for single Deer alongwith all accessories | Nos | 10620 | 10 | 106200 | 0 | 0 | 0 | 0 | 0 | 0 | 0 | 0
28 |  | Supply of PG clamp (Zebra to Zebra) alongwith all accessories | Nos | 2230.2 | 12 | 26762.4 | 0 | 0 | 0 | 0 | 0 | 0 | 0 | 0
29 |  | Supply of PG clamp (Deer to Deer) alongwith all accessories | Nos | 2230.2 | 20 | 44604 | 0 | 0 | 0 | 0 | 0 | 0 | 0 | 0
30 |  | Supply of PG clamp (Deer to Zebra) alongwith all accessories | Nos | 2230.2 | 15 | 33453 | 0 | 0 | 0 | 0 | 0 | 0 | 0 | 0
31 |  | Supply of Cwage clamp Deer to Deer alongwith all accessories | Nos | 4307 | 20 | 86140 | 0 | 0 | 0 | 0 | 0 | 0 | 0 | 0
32 |  | Supply of Cwage clamp Zebra to Zebra alongwith all accessories | Nos | 3538.82 | 20 | 70776.4 | 0 | 0 | 0 | 0 | 0 | 0 | 0 | 0
33 |  | Supply of vibration damper for zebra conductor alongwith all accessories | Nos | 1711 | 15 | 25665 | 0 | 0 | 0 | 0 | 0 | 0 | 0 | 0
34 |  | Supply of vibration damper for deer conductor alongwith all accessories | Nos | 1711 | 15 | 25665 | 0 | 0 | 0 | 0 | 0 | 0 | 0 | 0
35 |  | D-shackle | Nos | 1829 | 10 | 18290 | 0 | 0 | 0 | 0 | 0 | 0 | 0 | 0
36 |  | 160KN Disc Insulator | Nos | 798.79 | 6 | 4792.74 | 0 | 0 | 0 | 0 | 0 | 0 | 0 | 0
|  |  | Total |  |  | 1933805.0757 | 0 | 0 | 0 | 0 | 0 | 0 | 0 | 0
132/33kV Substation Laltappad, Dehradun
1 |  | 132 KV CB Closing coil(Spare) | Nos | 3013 | 2 | 6026 | _ | 0 | _ | 0 | _ | 0 | _ | 0
2 |  | 132 KV CB Tripping coil(Spares) | Nos | 3013 | 2 | 6026 | _ | 0 | _ | 0 | _ | 0 | _ | 0
3 |  | 132 KV CB Gas filling equipment(spares) | Nos | 35550 | 1 | 35550 | _ | 0 | _ | 0 | _ | 0 | _ | 0
4 |  | 132 KV CB Gas Leakage detector(spares) | Nos | 42117 | 1 | 42117 | _ | 0 | _ | 0 | _ | 0 | _ | 0
5 |  | 132 kv CB SF6 Gas cylinder 50 KG(spares) | Nos | 162683 | 1 | 162683 | _ | 0 | _ | 0 | _ | 0 | _ | 0
6 |  | 132 Kv CB gas filling and Evacuation Equipment. | Nos | 198835 | 1 | 198835 | _ | 0 | _ | 0 | _ | 0 | _ | 0
7 |  | 33 KV CB Closing coil(Spare) | Nos | 1808 | 5 | 9040 | _ | 0 | _ | 0 | _ | 0 | _ | 0
8 |  | 33 KV CB Tripping coil(Spare) | Nos | 1808 | 5 | 9040 | _ | 0 | _ | 0 | _ | 0 | _ | 0
9 |  | Set of Illumination lamp one set each type | Nos | 10846 | 1 | 10846 | _ | 0 | _ | 0 | _ | 0 | _ | 0
10 |  | Set of Control switch one set each type (total 4 nos are present) | Nos | 14461 | 1 | 14461 | _ | 0 | _ | 0 | _ | 0 | _ | 0
11 |  | Set of Aux. Relay one no each type( total 3 relay are present) | Nos | 42177 | 1 | 42177 | _ | 0 | _ | 0 | _ | 0 | _ | 0
12 |  | Set of Trip Relay one no each type( total 3 relay are present) | Nos | 964068 | 1 | 964068 | _ | 0 | _ | 0 | _ | 0 | _ | 0
13 |  | Trip coil supervision type TSR Aux. 110V , Dc model no-1N352-001-AS | Nos | 4500 | 1 | 4500 | _ | 0 | _ | 0 | _ | 0 | _ | 0
14 |  | Master trip relay model no- RK251206AN | Nos | 664048 | 1 | 664048 | _ | 0 | _ | 0 | _ | 0 | _ | 0
15 |  | Push button for resetting M.NO-IN3963001-AC | Nos | 1250 | 1 | 1250 | _ | 0 | _ | 0 | _ | 0 | _ | 0
16 |  | DC Supervision relay 110V DC ,MNO-INRK27019AN | Nos | 6670 | 1 | 6670 | _ | 0 | _ | 0 | _ | 0 | _ | 0
17 |  | DC Changeover relay110V DC INRK21105-2AN | Nos | 8576 | 1 | 8576 | _ | 0 | _ | 0 | _ | 0 | _ | 0
18 |  | DC fail accepatance relay 240V AC M.NO-INRK211052BS | Nos | 14383 | 1 | 14383 | _ | 0 | _ | 0 | _ | 0 | _ | 0
19 |  | AC Supervision Relay 240V AC M.NO-INRK211052BS | Nos | 6798 | 1 | 6798 | _ | 0 | _ | 0 | _ | 0 | _ | 0
20 |  | Transfrmer trouble relay 110V DC INRK271018AN | Nos | 300000 | 1 | 300000 | _ | 0 | _ | 0 | _ | 0 | _ | 0
21 |  | Isolator control switch 3 position 4 way 25 amp | Nos | 4615 | 1 | 4615 | _ | 0 | _ | 0 | _ | 0 | _ | 0
22 |  | Trip transfer switch 3 position 20 way 25 amp | Nos | 2600 | 1 | 2600 | _ | 0 | _ | 0 | _ | 0 | _ | 0
23 |  | Voltmeter selector switch 4 position 25 amp | Nos | 3631 | 1 | 3631 | _ | 0 | _ | 0 | _ | 0 | _ | 0
24 |  | Neutral bushing complete with gasket(spares) | Nos | 64579 | 2 | 129158 | _ | 0 | _ | 0 | _ | 0 | _ | 0
25 |  | 36 KV bushing complete with(spares) | Nos | 42890 | 2 | 85780 | _ | 0 | _ | 0 | _ | 0 | _ | 0
26 |  | Set of Gasket for tank cover & fitting (spares) | Nos | 12450 | 2 | 24900 | _ | 0 | _ | 0 | _ | 0 | _ | 0
27 |  | Flow indicator | Nos | 32900 | 2 | 65800 | _ | 0 | _ | 0 | _ | 0 | _ | 0
28 |  | Contact thermometer of each type(spares)(total 4 are present) | Nos | 4200 | 2 | 8400 | _ | 0 | _ | 0 | _ | 0 | _ | 0
29 |  | Bochholz Relay each type (spares) | Nos | 23500 | 2 | 47000 | _ | 0 | _ | 0 | _ | 0 | _ | 0
30 |  | Oil level indicator of each type (150 mm dia 2 nos & 100 mm dia 2 nos) (spares) | Nos | 45500 | 2 | 91000 | _ | 0 | _ | 0 | _ | 0 | _ | 0
31 |  | Pressure releif device of each type(spares) | Nos | 46281 | 2 | 92562 | _ | 0 | _ | 0 | _ | 0 | _ | 0
32 |  | Bushing CTs of each type (spares) (total 4 in which 2 hv & 2 lv) | Nos | 18500 | 2 | 37000 | _ | 0 | _ | 0 | _ | 0 | _ | 0
33 |  | Jack for jacking the transformer | Nos | 1500 | 8 | 12000 | _ | 0 | _ | 0 | _ | 0 | _ | 0
34 |  | Sling fitting device for transformer | Nos | 2500 | 2 | 5000 | _ | 0 | _ | 0 | _ | 0 | _ | 0
35 |  | Empty transformer oil drums | Nos | 50 | 155 | 7750 | _ | 0 | _ | 0 | _ | 0 | _ | 0
36 |  | Empty Acid cans | Nos | 80 | 33 | 2640 | _ | 0 | _ | 0 | _ | 0 | _ | 0
37 |  | 11 KG empty SF6 Gas cylinder | Nos | 4500 | 5 | 22500 | _ | 0 | _ | 0 | _ | 0 | _ | 0
38 |  | HF cable | KM | 179455 | 1.792 | 321583.36 | _ | 0 | _ | 0 | _ | 0 | _ | 0
39 |  | M.S Flat 50× 6 mm | MT | 25000 | 0.2 | 5000 | _ | 0 | _ | 0 | _ | 0 | _ | 0
40 |  | Earthing Material M.S round 36 mm dia | MT | 19600 | 0.091 | 1783.6 | _ | 0 | _ | 0 | _ | 0 | _ | 0
41 |  | Main and auixialry structure, Bolts & nuts( Lattice structure & Hardware) | MT | 71099 | 0.2 | 14219.8 | _ | 0 | _ | 0 | _ | 0 | _ | 0
42 |  | ACSR Zebra conductor | KM | 231471.8 | 0.165 | 38192.847 | _ | 0 | _ | 0 | _ | 0 | _ | 0
43 |  | ACSR Panther conductor | KM | 100000 | 0.331 | 33100 | _ | 0 | _ | 0 | _ | 0 | _ | 0
44 |  | AAC Tarantula conductor | KM | 257000 | 0.115 | 29555 | _ | 0 | _ | 0 | _ | 0 | _ | 0
45 |  | Suspension fitting for ACSR panther conductor | Nos | 1808 | 10 | 18080 | _ | 0 | _ | 0 | _ | 0 | _ | 0
46 |  | Disc Insulator | Nos | 281 | 73 | 20513 | _ | 0 | _ | 0 | _ | 0 | _ | 0
47 |  | Submersible Pumping set 7.5 Hp | Nos | 35000 | 1Set | 35000 | _ | 0 | _ | 0 | _ | 0 | _ | 0
48 |  | Chain pulley block 02 m.t capacity | Nos | 12200 | 1Set | 12200 | _ | 0 | _ | 0 | _ | 0 | _ | 0
49 |  | Wrench | Nos | 1600 | 1Set | 1600 | _ | 0 | _ | 0 | _ | 0 | _ | 0
50 |  | Pipe clamp | Nos | 400 | 1Set | 400 | _ | 0 | _ | 0 | _ | 0 | _ | 0
51 |  | Monoblock pump 5 Hp 3 phesh | Nos | 27000 | 1Set | 27000 | _ | 0 | _ | 0 | _ | 0 | _ | 0
52 |  | Street light fitting suitable for 40 watt 4 feet long flouroscent day /light tube complete with all accessories along with L shape G.I pipe& clamps | Nos | 1248 | 1 | 1248 | _ | 0 | _ | 0 | _ | 0 | _ | 0
53 |  | Red,Yellow and Blue colour ,10 meter long copper testing lead having rolling drums. | Nos | 559 | 3 | 1677 | _ | 0 | _ | 0 | _ | 0 | _ | 0
54 |  | 415 volt, 6Amp, 50 Hz HRC Fuses | Nos | 185.46 | 11 | 2040.06 | _ | 0 | _ | 0 | _ | 0 | _ | 0
55 |  | 132 KV Al made C.T clamp | Nos | 1133.6 | 2 | 2267.2 | _ | 0 | _ | 0 | _ | 0 | _ | 0
56 |  | Heater Blower | Nos | 5702 | 1 | 5702 | _ | 0 | _ | 0 | _ | 0 | _ | 0
57 |  | Air Blower(Dust Cleaner), 230 volt,50 hz | Nos | 5610 | 1 | 5610 | _ | 0 | _ | 0 | _ | 0 | _ | 0
58 |  | 33 kv Isolator clamp | Nos | 1133.6 | 5 | 5668 | _ | 0 | _ | 0 | _ | 0 | _ | 0
59 |  | 132 kv C.V.T clamps for panther conductor made of aluminium alloy including all nut & bolt etc. | Nos | 820 | 1 | 820 | _ | 0 | _ | 0 | _ | 0 | _ | 0
60 |  | 33 kv P.T clamps for Tarantula conductor made of aluminium alloy including all nut & bolt etc. | Nos | 980 | 5 | 4900 | _ | 0 | _ | 0 | _ | 0 | _ | 0
61 |  | 33 kv P.T clamps for panther conductor made of aluminium alloy including all nut & bolt etc. | Nos | 920 | 6 | 5520 | _ | 0 | _ | 0 | _ | 0 | _ | 0
62 |  | 33 kv L.A clamps for Panther conductor made of aluminium alloy including all nut & bolt etc. | Nos | 920 | 4 | 3680 | _ | 0 | _ | 0 | _ | 0 | _ | 0
63 |  | Run through clamps for 132 kv post insulators made of aluminium alloy including all nut & bolt. | Nos | 920 | 1 | 920 | _ | 0 | _ | 0 | _ | 0 | _ | 0
64 |  | Run through clamps for 33kv post insulators made of aluminium alloy including all nut & bolt. | Nos | 920 | 1 | 920 | _ | 0 | _ | 0 | _ | 0 | _ | 0
65 |  | HRC Fuses rating of 32 Amp, TIA type for 48 volt, 300 AH battery charger. | Nos | 257.24 | 3 | 771.72 | _ | 0 | _ | 0 | _ | 0 | _ | 0
66 |  | Old and used Transformer oil. | Ltrs | 30 | 72 | 2160 | _ | 0 | _ | 0 | _ | 0 | _ | 0
67 |  | Red colour, 230 Volt, 6 amp, spring return push- button switch. | Nos | 405 | 3 | 1215 | _ | 0 | _ | 0 | _ | 0 | _ | 0
68 |  | Green colour, 230 Volt, 6 amp, spring return push- button switch. | Nos | 412 | 3 | 1236 | _ | 0 | _ | 0 | _ | 0 | _ | 0
69 |  | 3-way on-off 60 degree, 6 Amp, single pole selector switch of front side 5 c.m × 5 c.m. | Nos | 330 | 11 | 3630 | _ | 0 | _ | 0 | _ | 0 | _ | 0
70 |  | Fuse base with fuse holder suitable for HRC fuses of rating 20 Amp, 415 volt, 2.7 watt, single pole fot. | Nos | 572.3 | 3 | 1716.9 | _ | 0 | _ | 0 | _ | 0 | _ | 0
71 |  | 3- phase secure energy meters | Nos | 5000 | 6 | 30000 | _ | 0 | _ | 0 | _ | 0 | _ | 0
72 |  | Red color 220 volt A.C. Indicating lamp | Nos | 300.9 | 2 | 601.8 | _ | 0 | _ | 0 | _ | 0 | _ | 0
73 |  | Yellow color 220 volt A.C. Indicating lamp | Nos | 285.56 | 1 | 285.56 | _ | 0 | _ | 0 | _ | 0 | _ | 0
74 |  | Blue color 220 volt A.C. Indicating lamp | Nos | 286.74 | 1 | 286.74 | _ | 0 | _ | 0 | _ | 0 | _ | 0
75 |  | Green color 220 volt A.C. Indicating lamp | Nos | 295 | 3 | 885 | _ | 0 | _ | 0 | _ | 0 | _ | 0
76 |  | Transparent clear plastic sheet, minimum thickness 2-3 mm. | Sq. feet | 110.92 | 21 | 2329.32 | _ | 0 | _ | 0 | _ | 0 | _ | 0
77 |  | Double pole M.C.B 240V DC, Breaking capacity 10KA, Rating Amp- 06Amp DC | Nos | 1805.4 | 2 | 3610.8 | _ | 0 | _ | 0 | _ | 0 | _ | 0
78 |  | Aluminium Alloy Mechanical Bolt less C- Wedge Connector suitable for ACSR Zebra to Zebra Conductor containing one 'C' Body, one wedge with oxide inhibitor as per IS 5561 : 1970 | Nos | 3687.5 | 2 | 7375 | _ | 0 | _ | 0 | _ | 0 | _ | 0
79 |  | Aluminium Alloy Mechanical Bolt less C- Wedge Connector suitable for ACSR Zebra to Panther Conductor containing one 'C' Body, one wedge with oxide inhibitor as per IS 5561 : 1970 | Nos | 3687.5 | 3 | 11062.5 | _ | 0 | _ | 0 | _ | 0 | _ | 0
80 |  | Panther to Panther conductor P.G. clamp with all nut and bolt. | nos | 961.7 | 2 | 1923.4 | _ | 0 | _ | 0 | _ | 0 | _ | 0
81 |  | 32 Amp. , 500 volt fuse fitting (Base and carrier. | Nos | 725.7 | 5 | 3628.5 | _ | 0 | _ | 0 | _ | 0 | _ | 0
82 |  | Aluminium scrap. | kg | 12 | 37.5 | 0 | _ | 0 | _ | 0 | _ | 0 | _ | 450
83 |  | 132 KV Transformer bushing complete. | Nos | 75493 | 2 | 150986 | _ | 0 | _ | 0 | _ | 0 | _ | 0
84 |  | Galvanized steel earth wire tension clamp for 7/10 SWG Earth wire. | Nos | 1170.56 | 1 | 1170.56 | _ | 0 | _ | 0 | _ | 0 | _ | 0
85 |  | Galvanized steel earth wire Suspension clamp for 7/10 SWG Earth wire. | Nos | 1170.56 | 5 | 5852.8 | _ | 0 | _ | 0 | _ | 0 | _ | 0
86 |  | Galvanized Steel Mid span compression joint for Earth wire of 7/10 SWG Earth wire. | Nos | 731.6 | 8 | 5852.8 | _ | 0 | _ | 0 | _ | 0 | _ | 0
87 |  | Mid span compression joint for ACSR Panther conductor with steel and Aluminium portion. | Nos | 1469.1 | 2 | 2938.2 | _ | 0 | _ | 0 | _ | 0 | _ | 0
88 |  | Metal cutter machine, Input 220-230 Volt, 670 watt. | Nos | 5805.6 | 1 | 5805.6 | _ | 0 | _ | 0 | _ | 0 | _ | 0
89 |  | Stud type terminal, suitable for 16 mm2 cable, 1000 volt, 76 Amp. | Nos | 167.56 | 3 | 502.68 | _ | 0 | _ | 0 | _ | 0 | _ | 0
90 |  | Stud type terminal, suitable for 25 mm2 cable, 1000 volt, 100 Amp. | Nos | 230.1 | 2 | 460.2 | _ | 0 | _ | 0 | _ | 0 | _ | 0
91 |  | Din Rail mounted Power terminals of rating volt.- 1000 Volt, rating current Ic- 125 Amp. | Nos | 578.2 | 1 | 578.2 | _ | 0 | _ | 0 | _ | 0 | _ | 0
92 |  | Din Rail mounted Power terminals of rating volt.- 1000 Volt, rating current Ic- 150 Amp. | Nos | 578.2 | 1 | 578.2 | _ | 0 | _ | 0 | _ | 0 | _ | 0
93 |  | 3 phase 3 way connector made of poly carbonate, rating 440 volt A.C. | Nos | 241.3 | 1 | 241.3 | _ | 0 | _ | 0 | _ | 0 | _ | 0
94 |  | Sliding link Type Disconnecting Terminal, Rated Volt- 800 V, Rated Current- 41 Amp, wire size- 6 mm2. | Nos | 236 | 3 | 708 | _ | 0 | _ | 0 | _ | 0 | _ | 0
95 |  | Neutral Link mounted with insulating Pad. | Nos | 300.9 | 6 | 1805.4 | _ | 0 | _ | 0 | _ | 0 | _ | 0
96 |  | 3-Phase Ammeter selector switch of rating 6 Amp, having 4 position, OFF-R-Y-B, deach position 90 degree. | Nos | 702.1 | 2 | 1404.2 | _ | 0 | _ | 0 | _ | 0 | _ | 0
97 |  | Exhaust type cooling fans with technical specification as- Voltage- 415 volt, Impeller Dia- 600 mm, 3 phase, 6 pole, I/P Power -550 watt, speed 950 r.p.m. | Nos | 18868 | 2 | 37736 | _ | 0 | _ | 0 | _ | 0 | _ | 0
98 |  | O.T.I meter of temperature range 0-150 Degree celcius, accuracy class +/1 1%FSD, Dia size 150mm, Dial angular sweep- 270 degree. | Nos | 29500 | 1 | 29500 | _ | 0 | _ | 0 | _ | 0 | _ | 0
99 |  | Slotted type DIN RAIL of dimension 35*15*1.5 mm (width*height*thickness). | Nos | 351.64 | 4 | 1406.56 | _ | 0 | _ | 0 | _ | 0 | _ | 0
100 |  | slotted type DIN RAIL of dimension 35*7.5*1.5 mm (width*height*thickness). | Nos | 233.64 | 3 | 700.92 | _ | 0 | _ | 0 | _ | 0 | _ | 0
101 |  | Bolted type HRC fuse of 660/690 volt , Rating Amp- 50 Amp, Breaking capacity 80 KA. | Nos | 413 | 12 | 4956 | _ | 0 | _ | 0 | _ | 0 | _ | 0
102 |  | Toggle switch having 2 pole ON-OFF rating 06 Amp. | Nos | 291.46 | 18 | 5246.28 | _ | 0 | _ | 0 | _ | 0 | _ | 0
103 |  | Cu ring lug of 10 mm2 size. | Nos | 35.4 | 8 | 283.2 | _ | 0 | _ | 0 | _ | 0 | _ | 0
104 |  | Cu ring lug of 16 mm2 size. | Nos | 47.2 | 12 | 566.4 | _ | 0 | _ | 0 | _ | 0 | _ | 0
105 |  | End U cut type Cu lug of size 10 mm2. | Nos | 35.4 | 20 | 708 | _ | 0 | _ | 0 | _ | 0 | _ | 0
106 |  | End U cut type Cu lug of size 16 mm2. | Nos | 47.2 | 16 | 755.2 | _ | 0 | _ | 0 | _ | 0 | _ | 0
107 |  | Pin type terminal end insulated Cu lug of size 10 mm2. | Nos | 35.4 | 7 | 247.8 | _ | 0 | _ | 0 | _ | 0 | _ | 0
108 |  | Pin type terminal end insulated Cu lug of size 16 mm2. | Nos | 59 | 16 | 944 | _ | 0 | _ | 0 | _ | 0 | _ | 0
109 |  | 440 V A.C HRC fuse 10 Amp. | Nos | 236 | 10 | 2360 | _ | 0 | _ | 0 | _ | 0 | _ | 0
110 |  | 440 V A.C HRC fuse 16 Amp. | Nos | 250.16 | 11 | 2751.76 | _ | 0 | _ | 0 | _ | 0 | _ | 0
111 |  | Silica gel. | kg | 389.4 | 28 | 10903.2 | _ | 0 | _ | 0 | _ | 0 | _ | 0
112 |  | Copper scrap. | kg | 400 | 1 | 0 | _ | 0 | _ | 0 | _ | 0 | _ | 400
113 |  | Yellow color, 230 Volt, 6 amp, spring return push- button switch. | Nos | 342.2 | 8 | 2737.6 | _ | 0 | _ | 0 | _ | 0 | _ | 0
114 |  | Black color, 230 Volt, 6 amp, spring return push- button switch. | Nos | 342.2 | 7 | 2395.4 | _ | 0 | _ | 0 | _ | 0 | _ | 0
115 |  | Metal Rotary Hand operated Barrel and oil Drum pump suitable for dispensing Transformer oil and minimum oil drain capacity 125 gal (5 ltr)/ 20 turns. | Nos | 5841 | 1 | 5841 | _ | 0 | _ | 0 | _ | 0 | _ | 0
116 |  | Lubricant steel oil can with flexible nozzle pipe having lubricant capacity of minimum 250 gram. | Nos | 696.2 | 5 | 3481 | _ | 0 | _ | 0 | _ | 0 | _ | 0
117 |  | Supplying of best quality polycarbonate make C- curve type 1- pole, 6 Amp, 240 volt AC, breaking Amp.- 10 KA, MCB of reputed company as HAVELLS, ANCHOR, C&S, Schnider etc. | Nos | 323.32 | 9 | 2909.88 | _ | 0 | _ | 0 | _ | 0 | _ | 0
118 |  | Old and burnt Transformer fan. | Nos | 1000 | 1 | 1000 | - | 0 | - | 0 | - | 0 | _ | 0
119 |  | Old and deffective O/C & E/F fault relay Alstom make. | Nos | 50 | 1 | 50 | - | 0 | - | 0 | - | 0 | _ | 0
120 |  | PG clamp for Tarantulla to Panrther conductor | Nos | 150 | 25 | 3750 | - | 0 | - | 0 | - | 0 | _ | 0
121 |  | Single Tension fitting. | nos | 5267 | 3 | 15801 | - | 0 | - | 0 | - | 0 | _ | 0
122 |  | One way straight through connector. | nos | 300 | 1 | 300 | - | 0 | - | 0 | - | 0 | _ | 0
123 |  | Tower scrap material | MT | 10000 | 20.195 | 0 | - | 0 | - | 0 | - | 0 | _ | 201950
124 |  | ACSR Panther conductor | MT | 2000 | 2.59 | 0 | - | 0 | - | 0 | - | 0 | _ | 5180
125 |  | Earth Wire | MT | 2000 | 0.23 | 0 | - | 0 | - | 0 | - | 0 | _ | 460
126 |  | Deffected PRV of 132/33 KV, 40 MVA Transformer (CGL Make) main Tank. | No | 500 | 1 | 500 | - | 0 | - | 0 | - | 0 | _ | 0
127 |  | 2 pole, 10 Amp D.C. MCB | No | 684.4 | 6 | 4106.4 | - | 0 | - | 0 | - | 0 | _ | 0
128 |  | Petroleum jelly | Kg | 472 | 1.5 | 708 | - | 0 | - | 0 | - | 0 | _ | 0
129 |  | 415 volt, 3phase D.O.L (Direct on line) starter of 5 HP, 10 Amp mono-block pump | No | 2891 | 1 | 2891 | - | 0 | - | 0 | - | 0 | _ | 0
130 |  | Thermal over load relay of rated voltage 500 volt A.C, 50 Hz, over current range 0.9 Amp- 1.5 Amp. | No | 2006 | 1 | 2006 | - | 0 | - | 0 | - | 0 | _ | 0
131 |  | 440/220 V AC, 06 Amp, 2 Pole, C curve MCB | No | 800 | 6 | 4800 |  | 0 |  | 0 |  | 0 | _ | 0
132 |  | 440/220 V AC, 16 Amp, 2 Pole, C curve MCB | No | 811.9 | 4 | 3247.6 |  | 0 |  | 0 |  | 0 | _ | 0
133 |  | Alluminium alloy mechanical bolt less C-Wedge connector suitable for ACSR Panther to Panther connector. | No | 2985.4 | 7 | 20897.8 |  | 0 |  | 0 |  | 0 | _ | 0
134 |  | Alluminium alloy mechanical bolt less C-Wedge connector suitable for ACSR Tarantula to Tarantula connector. | No | 2985.4 | 3 | 8956.2 | - | 0 | - | 0 | - | 0 | _ | 0
135 |  | Alluminium alloy mechanical bolt less C-Wedge connector suitable for ACSR Tarantula to Panther connector. | No | 2985.4 | 6 | 17912.4 | - | 0 | - | 0 | - | 0 | _ | 0
136 |  | Alluminium alloy bolted type P.G. clamp for Tarantula to Tarantula conductor complete witch its nut & bolts. | No | 2891 | 2 | 5782 | - | 0 | - | 0 | - | 0 | _ | 0
137 |  | Alluminium alloy bolted type P.G. clamp for Panther to Panther conductor complete witch its nut & bolts. | No | 2360 | 5 | 11800 | - | 0 | - | 0 | - | 0 | _ | 0
138 |  | Old and used deffective 33 KV V.C.B (ABB make). | No | 20000 | 1 | 20000 | - | 0 | - | 0 | - | 0 | _ | 0
139 |  | 132 KV CT clamps for Panther conductor made of Alluminium alloywith all nut & bolts. | No | 1060.8 | 2 | 2121.6 | - | 0 | - | 0 | - | 0 | _ | 0
140 |  | 132 KV CVT clamps for Panther conductor made of Alluminium alloywith all nut & bolts. | No | 1060.8 | 2 | 2121.6 | - | 0 | - | 0 | - | 0 | _ | 0
141 |  | 132 KV LA clamps for Panther conductor made of Alluminium alloywith all nut & bolts | No | 1060.8 | 4 | 4243.2 | - | 0 | - | 0 | - | 0 | _ | 0
142 |  | 132 KV CB clamps for Panther conductor made of Alluminium alloywith all nut & bolts. | No | 1060.8 | 3 | 3182.4 | - | 0 | - | 0 | - | 0 | _ | 0
143 |  | 132 KV Isolator clamps for Panther conductor made of Alluminium alloywith all nut & bolts. | No | 1060.8 | 1 | 1060.8 | - | 0 | - | 0 | - | 0 | _ | 0
144 |  | 132 KV Transformer bushing clamps for Panther conductor made of Alluminium alloywith all nut & bolts. | No | 1060.8 | 3 | 3182.4 | - | 0 | - | 0 | - | 0 | _ | 0
145 |  | 132 KV Isolator clamps forZebra conductor made of Alluminium alloywith all nut & bolts. | No | 1060.8 | 4 | 4243.2 | - | 0 | - | 0 | - | 0 | _ | 0
146 |  | 132 KV C.B. clamps for Zebra conductor made of Alluminium alloywith all nut & bolts. | No | 1060.8 | 3 | 3182.4 | - | 0 | - | 0 | - | 0 | _ | 0
147 |  | 33 KV CT clamps for Tarantula conductor made of Alluminium alloywith all nut & bolts. | No | 1060.8 | 2 | 2121.6 | - | 0 | - | 0 | - | 0 | _ | 0
148 |  | 33 KV PT clamps for Tarantula conductor made of Alluminium alloywith all nut & bolts. | No | 1060.8 | 3 | 3182.4 | - | 0 | - | 0 | - | 0 | _ | 0
149 |  | 33 KV Isolator clamps for Tarantula conductor made of Alluminium alloywith all nut & bolts. | No | 1060.8 | 1 | 1060.8 | - | 0 | - | 0 | - | 0 | _ | 0
150 |  | 33 KV CB clamps for Tarantula conductor made of Alluminium alloywith all nut & bolts. | No | 1060.8 | 6 | 6364.8 | - | 0 | - | 0 | - | 0 | _ | 0
151 |  | 33 KVLAclamps for Tarantula conductor made of Alluminium alloywith all nut & bolts. | No | 1060.8 | 6 | 6364.8 | - | 0 | - | 0 | - | 0 | _ | 0
152 |  | 33 KV CT clamps for Panther conductor made of Alluminium alloywith all nut & bolts. | No | 1060.8 | 1 | 1060.8 | - | 0 | - | 0 | - | 0 | _ | 0
153 |  | 33 KV PT clamps for Panther conductor made of Alluminium alloywith all nut & bolts. | No | 1060.8 | 3 | 3182.4 | - | 0 | - | 0 | - | 0 | _ | 0
154 |  | 33 KV CB clamps for Panther conductor made of Alluminium alloywith all nut & bolts. | No | 1060.8 | 3 | 3182.4 | - | 0 | - | 0 | - | 0 | _ | 0
155 |  | 33s KV LA clamps for Panther conductor made of Alluminium alloywith all nut & bolts. | No | 1060.8 | 4 | 4243.2 | - | 0 | - | 0 | - | 0 | _ | 0
156 |  | Single Tension fitting for ACSR Panther conductor. | No | 7292.4 | 16 | 116678.4 | - | 0 | - | 0 | - | 0 | _ | 0
157 |  | 33 Kv Vaccume circuit breaker (110 Volt DC),2000 Amp, 31.5 KAC, motor volt- 230 V AC, Porcelain outdoor Type with GI support structure. | No | 559320 | 1 | 559320 | - | 0 | - | 0 | - | 0 | _ | 0
158 |  | Heavy Duty C.T. clamp suitable for ACSR Panther conductor to C.T. | No | 4159.5 | 1 | 4159.5 | - | 0 | - | 0 | - | 0 | _ | 0
159 |  | Old and used R.T.C.C Panel of 40 MVA Transformer (IMP make Transformer). | No | 5000 | 1 | 5000 | - | 0 | - | 0 | - | 0 | _ | 0
160 |  | 145 KV, C.T. (05 Core), 1- phase, 800/400/1, class PS/PS/0.2S, Burden 20 VA | No | 276118 | 3 | 828354 | - | 0 | - | 0 | - | 0 | _ | 0
161 |  | 33 KV, C.T. (03 Core), 1- phase, 400/1, class PS/PS/0.2S, Burden 20 VA | No | 131686 | 3 | 395058 | - | 0 | - | 0 | - | 0 | _ | 0
162 |  | Old and Used 132 Kv C.V.T. | No | 15000 | 3 | 0 | - | 0 | - | 0 | - | 45000 | _ | 0
163 |  | Old CVT Junction board. | No | 1000 | 1 | 0 | - | 0 | - | 0 | - | 1000 | _ | 0
|  |  | Total |  |  | 6203841.547 |  | 0 |  | 0 |  | 46000 |  | 208440
|  |  | Net Amount |  |  | 31292390.7628 | 0 | 0 | 0 | 0 | 0 | 46000 | 0 | 208440

## Abstract
Summary of Inventory(Final Abstract)
Name of Circle/Zone |  | Dehradun/Garhwal
Name of Division |  | Jhajhra Div Dehradun
Month |  | 2025-11-01
S.n. | Description | 220/33kV Jhajhra,Dehradun | 132 kV Purkul Substation Dehradun | Total
1 | Useable | 79662346.1872 | 4537948.232 | 84200294.4192
2 | Unserviceable | 13700 | 0 | 13700
3 | Non moving | 24393385.68 | 0 | 24393385.68
4 | Obsolete | 0 | 40000 | 40000
5 | Scrap | 2358316.7413 | 24400 | 2382716.7413
| Total | 106427748.6084 | 4602348.232 | 111030096.8404
Grand Total |  |  |  | 111030096.8404
Summary of Inventory(Final Abstract)
Name of Circle/Zone |  | Dehradun/Garhwal
Name of Division |  | Yamuna Colony Div Dehradun
Month |  | 2025-11-01
S.n. | Description | 132kV Majra Substation Dehradun | 132kV Bindal Substation Dehradun | Total
1 | Useable | 6814180.47 | 4811152.74 | 11625333.21
2 | Unserviceable | 37000 | 406510 | 443510
3 | Non moving | 86233.5 | 82800 | 169033.5
4 | Obsolete | 151880 | 610250 | 762130
5 | Scrap | 60002.5 | 30000 | 90002.5
| Total | 7149296.47 | 5940712.74 | 13090009.21
Grand Total |  |  |  | 13090009.21
Summary of Inventory(Final Abstract)
Name of Circle/Zone |  | Dehradun/Garhwal
Name of Division |  | Harrawala Div Dehradun
Month |  | 2025-10-01
S.n. | Description | 220 kV Harrawala Substation Dehradun | 132kV Substation Laltappar | Total
1 | Useable | 25088549.2158 | 6203841.547 | 31292390.7628
2 | Unserviceable | 0 | 0 | 0
3 | Non moving | 0 | 0 | 0
4 | Obsolete | 0 | 46000 | 46000
5 | Scrap | 0 | 208440 | 208440
| Total | 25088549.2158 | 6458281.547 | 31546830.7628
Grand Total |  |  |  | 31546830.7628
Abstract Dehradun Circle
Total Useable |  |  |  | 127118018.392
Total Unserviceable |  |  |  | 457210
Total Non moving |  |  |  | 24562419.18
Total Obselete |  |  |  | 848130
Total Scrap |  |  |  | 2681159.2413
Grand Total Dehradun Circle |  |  |  | 155666936.8133