## April 2026
Stock Inventory
Name of Zone - Garhwal Zone
Name of Circle - (O&M) Circle Yamuna Colony Dehradun
Name of Division - 220 KV (O&M) I.D Jhajhra Dehradun
Month - April- 2026
S. No. | Item Code | Name of Item | Unit | Unit rate in Rs. | Useable |  | Unserviceable |  | Non-Moving |  | Obsolete |  | Scrap
[5 empty] | Qty. | Total Amount in Rs. | Qty. | Total Amount in Rs. | Qty. | Total Amount in Rs. | Qty. | Total Amount in Rs. | Qty. | Total Amount in Rs.
1 | 2 | 3 | 4 | 5 | 6 | 7 | 8 | 9 | 10 | 11 | 12 | 13 | 14 | 15
220kV Substation, Jhajhra, Dehradun (220 kV Switchyard)
1 | FF0F015002 | C/D Type Tower with Bolts, Nuts & Stub (Galvanized) | MT | 102024 | 0.818 | 83455.632 | … | … | … | … | … | … | … | …
2 | AA0A002003 | ACSR Zebra Conductor | KM | 231471.78 | 0.692 | 160178.4718 | … | … | … | … | … | … | … | …
3 | MM0M007001 | Buchhloz Relay Atvus GOR - III SR. No. JJ04178(Main Tank complete with contacts) | No. | 122000 | 1 | 122000 | … | … | … | … | … | … | … | …
4 | MM0M007003 | Buchhloz Relay Atvus GOR - III SR. No. J05514(main tank) complete with contacts | No. | 32000 | 1 | 32000 | … | … | … | … | … | … | … | …
5 | VV1V101010 | HV Bushing for 160 MVA ABB, 245 KV / 1250 Amp. Bushing OTP | No. | 1140000 | 1 | 1140000 | … | … | … | … | … | … | … | …
6 | VV1V101011 | LV Bushing for 160 MVA ABB, 145KV/ 1250Amp. Bushing OTP | No. | 90000 | 1 | 90000 | … | … | … | … | … | … | … | …
7 | VV2V214001 | PT- 100 Sensor SR. No. B1201057.5 | No. | 4500 | 1 | 4500 | … | … | … | … | … | … | … | …
8 | VV2V214001 | PT- 100 Sensor SR. No. B1201057.2 | No. | 4500 | 1 | 4500 | … | … | … | … | … | … | … | …
9 | VV2V216007 | CCU with PSU SR. No. B1201064.2 | No. | 3500 | 1 | 3500 | … | … | … | … | … | … | … | …
10 | VV2V216006 | CCU with PSU SR. No. B1201087.4 | No. | 3500 | 1 | 3500 | … | … | … | … | … | … | … | …
11 | VV2V216002 | R.T. Indicator (M-2245T2) SR.No. B1201164.2 | No. | 4300 | 1 | 4300 | … | … | … | … | … | … | … | …
12 | VV2V216001 | R.T. Indicator (M-2245T2) SR.No. B1201088.1 | No. | 4300 | 1 | 4300 | … | … | … | … | … | … | … | …
13 | VV2V209001 | Pressure relief device(PRV) SR. No.(M N-T-6LS-M) | No. | 34000 | 1 | 34000 | … | … | … | … | … | … | … | …
14 | VV2V208002 | Magnetic Oil Level Gauge (MOG SR.No. 86750 250 DIA) | No. | 32000 | 1 | 32000 | … | … | … | … | … | … | … | …
15 | VV2V213003 | Remote tap positio indicator SR.No. TPC 2001/12050 | No. | 45600 | 1 | 45600 | … | … | … | … | … | … | … | …
16 | VV2V208002 | Oil flow indicator SR.No. 36310 (Oil Flow Indicator with Flow Switch) | Set | 6197 | 1 | 6197 | … | … | … | … | … | … | … | …
17 | PP1P141002 | Cooler pump SR.No. 12050368 (Oil Cooler Pump with Motor) | No. | 162000 | 1 | 162000 | … | … | … | … | … | … | … | …
18 | MM0M015003 | Time delay relay for out of step (EAPL) | No. | 324 | 1 | 324 | … | … | … | … | … | … | … | …
19 | MM0M019031 | Control relay for cooler control supply (schneider) 6A, 415V, coil- 240V AC (MNO- CAD32M7) | No. | 678 | 2 | 1356 | … | … | … | … | … | … | … | …
20 | JJ2J201010 | One complete pole of 2500A CB with pole column and interrupter but without PIR with MB & operating mechanism and without support structure. | No. | 295000 | 1 | 295000 | … | … | … | … | … | … | … | …
21 | JJ7J704028 | O Ring P-260 | Nos. | 300 | 6 | 1800 | … | … | … | … | … | … | … | …
22 | JJ7J704028 | O Ring P-40 | Nos. | 215 | 3 | 645 | … | … | … | … | … | … | … | …
23 | JJ7J704028 | O Ring P-12 | Nos. | 250 | 3 | 750 | … | … | … | … | … | … | … | …
24 | JJ7J704028 | O Ring P-18 | Nos. | 90 | 12 | 1080 | … | … | … | … | … | … | … | …
25 | JJ7J704028 | O Ring P-7 | Nos. | 100 | 15 | 1500 | … | … | … | … | … | … | … | …
26 | JJ7J704028 | O Ring P-170 | Nos. | 60 | 12 | 720 | … | … | … | … | … | … | … | …
27 | JJ7J704028 | O Ring P-40 | Nos. | 1500 | 1 | 1500 | … | … | … | … | … | … | … | …
28 | JJ7J704028 | O Ring P-12 | Nos. | 250 | 3 | 750 | … | … | … | … | … | … | … | …
29 | JJ7J704028 | O Ring P-18 | Nos. | 120 | 12 | 1440 | … | … | … | … | … | … | … | …
30 | JJ7J704028 | O Ring P-7 | Nos. | 100 | 13 | 1300 | … | … | … | … | … | … | … | …
31 | JJ7J704028 | O Ring P-170 | Nos. | 260 | 12 | 3120 | … | … | … | … | … | … | … | …
32 | JJ2J201016 | Gas pressure Switch | No. | 255 | 1 | 255 | … | … | … | … | … | … | … | …
33 | PP1P122001 | Gas pressure gauge - 1No. (Coupling Device N/R) | No. | 500 | 1 | 500 | … | … | … | … | … | … | … | …
34 | PP1P122001 | Gas pressure gauge (Coupling Device N/R) | No. | 500 | 1 | 500 | … | … | … | … | … | … | … | …
35 | PP1P122001 | Pressure Gauge & coupling device for each type(Gas pressure Gauge- 2 No. ) | Set | 619 | 1 | 619 | … | … | … | … | … | … | … | …
36 | PP1P122001 | Pressure Gauge & coupling device for each type(Gas pressure Gauge- 2No. ) | Set | 2200 | 2 | 4400 | … | … | … | … | … | … | … | …
37 | JJ2J201021 | Moving Arc Contact | No. | 2300 | 1 | 2300 | … | … | … | … | … | … | … | …
38 | JJ2J201021 | Stationery Contact | No. | 2500 | 1 | 2500 | … | … | … | … | … | … | … | …
39 | JJ7J710022 | Stationery Arc Contact | No. | 2000 | 1 | 2000 | … | … | … | … | … | … | … | …
40 | JJ2J201011 | Moving Contact | No. | 2200 | 1 | 2200 | … | … | … | … | … | … | … | …
41 | JJ2J201011 | Moving Contact | No. | 2200 | 1 | 2200 | … | … | … | … | … | … | … | …
42 | JJ7J710013 | Nozzle | No. | 2500 | 1 | 2500 | … | … | … | … | … | … | … | …
43 | JJ7J710013 | Nozzle | No. | 2500 | 1 | 2500 | … | … | … | … | … | … | … | …
44 | JJ7J710003 | Joint M | No. | 45 | 1 | 45 | … | … | … | … | … | … | … | …
45 | JJ7J710003 | Joint M | No. | 45 | 1 | 45 | … | … | … | … | … | … | … | …
46 | JJ7J710011 | Copper T | No. | 75 | 1 | 75 | … | … | … | … | … | … | … | …
47 | JJ7J710004 | Joint F | No. | 90 | 1 | 90 | … | … | … | … | … | … | … | …
48 | JJ7J710002 | Dilo Coupling -Male | No. | 95 | 1 | 95 | … | … | … | … | … | … | … | …
49 | JJ7J710001 | Dilo Coupling -FeMale | No. | 45 | 1 | 45 | … | … | … | … | … | … | … | …
50 | JJ7J710030 | End Connector 1 No. | No. | 45 | 1 | 45 | … | … | … | … | … | … | … | …
51 | JJ7J710012 | Control valve (Dilo valve 1 No.) | Set | 280 | 1 | 280 | … | … | … | … | … | … | … | …
52 | JJ7J710012 | Control valve (Dilo valve 1 No.) | Set | 280 | 1 | 280 | … | … | … | … | … | … | … | …
53 | JJ7J710007 | Opening latch gear | Set | 18600 | 1 | 18600 | … | … | … | … | … | … | … | …
54 | JJ7J710007 | Opening Latch gear | Set | 5038 | 1 | 5038 | … | … | … | … | … | … | … | …
55 | JJ7J710008 | Closing Latch gear | Set | 5039 | 1 | 5039 | … | … | … | … | … | … | … | …
56 | JJ2J201020 | Spring Operating Mechanism complete | Set | 122000 | 1 | 122000 | … | … | … | … | … | … | … | …
57 | JJ7J710006 | Closing dashpot | Set | 18600 | 1 | 18600 | … | … | … | … | … | … | … | …
58 | JJ7J710006 | Closing dashpot | Set | 8000 | 1 | 8000 | … | … | … | … | … | … | … | …
59 | JJ7J710005 | Opening dashpot | Set | 18600 | 1 | 18600 | … | … | … | … | … | … | … | …
60 | JJ7J710005 | Opening dashpot | Set | 8000 | 1 | 8000 | … | … | … | … | … | … | … | …
61 | SS0S002001 | One complete pole of Isolator including support insulator with 1 E/S with operating mechanism for main isolator and earth switch (excluding structure) | No. | 54000 | 1 | 54000 | … | … | … | … | … | … | … | …
62 | II4I406004 | Corona shielding ring of each type | Set | 3500 | 2 | 7000 | … | … | … | … | … | … | … | …
63 | SS2S201006 | Support Insulator | No. | 24000 | 1 | 24000 | … | … | … | … | … | … | … | …
64 | SS3S301016 | Support Insulator | No. | 21000 | 1 | 21000 | … | … | … | … | … | … | … | …
65 | VV6V507002 | 245 kV, 4400 pf, CVT complete in all respects including terminal connectors and support stool for erecting on standard support structure. | No. | 90854.8 | 1 | 90854.8 | … | … | … | … | … | … | … | …
66 | KK0K002001 | 216 kV Surge arrester with insulating base (without surge monitor and terminal connectors ) | No. | 5000 | 2 | 10000 | … | … | … | … | … | … | … | …
67 | JJ7J701029 | Interlocking coils with resistor | No. | 2400 | 4 | 9600 | … | … | … | … | … | … | … | …
68 | NN4N408005 | Control switch for isolator | No. | 700 | 1 | 700 | … | … | … | … | … | … | … | …
69 | ZZ2Z005004 | Nitrogen Cylinder (68 Ltrs Water capacity) | No. | 12300 | 1 | 12300 | … | … | … | … | … | … | … | …
70 | CC0C001008 | Fire Survival Cable sufficient for 1 System | Mtr. | 180 | 40 | 7200 | … | … | … | … | … | … | … | …
71 | ZZ2Z005004 | PNRV | No. | 12000 | 1 | 12000 | … | … | … | … | … | … | … | …
72 | ZZ2Z005004 | Solenoid Coil Fuel shut off Valve | No. | 2500 | 1 | 2500 | … | … | … | … | … | … | … | …
73 | SS2S201006 | 245 kV Bus Post Insulators (without corona ring) with creepage distance of 6125 mm. | Nos | 25 | 2 | 50 | … | … | … | … | … | … | … | …
74 | II5I508002 | 245 kV Double tension string assembly of Disc insulator (120KN) with total creepage distance of 6125mm with all hardware accessories including arcing horn suitable for tension clamp set and Twin Moose ACSR with 250mm sub conductor spacing with turn Buckle . | Nos. | 10 | 1 | 10 | … | … | … | … | … | … | … | …
75 | II3I301003 | MS compression Joint for ACSR Zebra | Nos. | 1590 | 7 | 11130 | … | … | … | … | … | … | … | …
76 | II3I301002 | MS compression Joint for ACSR Deer | Nos. | 1688.16 | 3 | 5064.48 | … | … | … | … | … | … | … | …
77 | MM0M003003 | Bay control unit F-650 GE Make | No | 173528.44 | 1 | 173528.44 | … | … | … | … | … | … | … | …
78 | MM0M003003 | Back UP For Protection Relay With O/C and E/F Element Type- F650 | No | 57843.6 | 2 | 115687.2 | … | … | … | … | … | … | … | …
79 | VV2V206001 | Oil Tempecture Meter | Nos | 65195 | 1 | 65195 |  | … | … | … | … | …
80 | VV6V602002 | 245KV, 4400pf, CVT Complete in all respect including terminal connectors and support stool for erecting on standard support structure (Not working due to seepage) | No. | 90854.8 | 1 | 90854.8 | … | … | … | … | … | … | … | …
81 | VV0V002001 | Transformer PT- 6934 (Faulty condition ) With conservator tank, fan, fan Pump, Radiator, Turret CT, PRV | Nos | 20000000 | 1 | 20000000 | … | … | … | … | … | … | … | …
82 | VV1V101010 | 160 MVA T/F HV Bushing (old & used) With Copper Bushing Rod | Nos | 250000 | 1 | 250000 |  | … | … | … | … | … | … | …
83 | VV1V101010 | 160 MVA T/F HV Bushing (old & used & repairable / Damage) With Copper Bushing Rod | No | 200000 | 2 | 400000 |  | … | … | … | … | … | … | …
84 | VV1V101011 | 160 MVA T/F LV Bushing (old & used) With Copper Bushing Rod | Nos | 150000 | 3 | 450000 |  | … | … | … | … | … | … | …
85 | VV1V101012 | Neutral Bushing with Metal part | No | 100000 | 1 | 100000 | … | … | … | … | … | … | … | …
86 | VV1V102003 | Tertiary bushing With Metal Part | No | 100000 | 3 | 300000 | … | … | … | … | … | … | … | …
87 | ZZ2Z005004 | DGA Analyzer system (old & used) | No | 400000 | 1 | 400000 | … | … | … | … | … | … | … | …
88 | NN2N201002 | PLCC Carrier Equipment For Speech and Data Panel with LMU (Old & Used) | No | 245139 | 1 | 245139 | … | … | … | … | … | … | … | …
89 | NN2N201002 | PLCC Carrier Equipment For Speech and Protection Panel with LMU (Old & Used) | No | 245139 | 1 | 245139 | … | … | … | … | … | … | … | …
90 | VV3V302001 | 245kV CT (1600/800/1) Accuracy class 0.2s, core 5 core (4prot, &1metering ) without oil | No | 324500 | 1 | 324500 | … | … | … | … | … | … | … | …
91 | VV3V302001 | 245 kV CT (1600/800/1) Accuracy Class 0.2s, Core -5Core | No | 578269.62 | 1 | 578269.62 | … | … |  |  | … | … | … | …
92 | VV5V406002 | 220 Kv CT junction Box | N0 | 73866.82 | 1 | 73866.82 | … | … |  |  | … | … | … | …
93 | SS2S201002 | 220 Kv 1600 Amp. Isolator Moving blade | No | 24740 | 6 | 148440 | … | … |  |  | … | … | … | …
94 | SS2S201003 | 220 Kv 1600 Amp. Isolator Fixed Contact assembly Without earth switch | No. | 17700 | 6 | 106200 | … | … |  |  | … | … | … | …
95 | SS2S201003 | 220Kv 1600 amp.Isolator Fixed Contact assembly with earth switch | No | 17700 | 3 | 53100 | … | … |  |  | … | … | … | …
96 | SS3S301010 | 132KV 1250 Amp Isolator Fixed Contact assembly with earth switch | No | 15930 | 3 | 47790
97 | MM0M007005 | PRV For OLTC (Old Used & Damge) | No | 1000 | … | … | … | … | … | … | … | … | 1 | 1000
98 | MM0M007005 | PRV (Old Used & Damge) | No | 500 | … | … | … | … | … | … | … | … | 1 | 500
99 | ZZ1Z001001 | 220 KV damage & burn CT ring | No | 500 | … | … | … | … | … | … | … | … | 4 | 2000
100 | ZZ1Z001001 | 245 kv.1600A. 5 core CT old & burn Iron Part | Kg | 30 | … | … | … | … | … | … | … | … | 50 | 1500
101 | ZZ1Z001001 | Electromagnet switch old & Used | No | 1000 | [5 empty] | … |  |  | 1 | 1000
102 | ZZ1Z001001 | ACSR Deer Conductor (Old & Used) | Mtr. | 50 | … | … | … | … |  | … | … | … | 2340 | 117000
103 | ZZ1Z001001 | CT burn, Copper Scrap | Kg | 30 | … | … | … | … | … | … | … | … | 8 | 240
104 | MM0M007004 | OSR (old & Used & Repairable) | No. | 5500 | … | … | … | … |  | … | … | … | 1 | 5500
105 | KK0K006001 | Surge monitor and Terminal connectors (Old&Use) | No | 100 | … | … | … | … | … | … | … | … | 2 | 200
106 | FF0F015001 | Black Tower Parts (Old & Used) | MT | 20000 | … | … | … | … |  | … | … | … | 19.95 | 399000
107 | AA1A101001 | Earthwire (Old & Used) | Mtr. | 50 | … | … | … | … |  |  | … | … | 813.4 | 40670
108 | AA1A101001 | Earthwire (old & used) | Km. | 80916.67 | … | … | … | … |  | … |  | … | 0.378 | 30586.5013
109 | VV3V302001 | 245 Kv CT 1600/800/1 Amp.(Old & Used) | No | 20000 | … | … | … | … | … | … | … | … | 1 | 20000
|  | Total |  |  |  | 26905786.2638 | [7 empty] | 619196.5013
220kV Substation, Jhajhra, Dehradun (132 kV Switchyard)
1 | CC2C201003 | HF Cable | Km. | 202456.15 | 1.938 | 392360.0187
2 | VV1V101032 | LV Bushing for 40MVA (36KV/2000A) Bushing, Porcelain | No. | 25000 | 1 | 25000
3 | VV1V101032 | PT- 100 Sensor SR. No. B1201083.6 | No. | 3000 | 1 | 3000
4 | VV1V101032 | CCU with PSU SR. No. B1201064.1 | No. | 2100 | 1 | 2100
5 | VV1V101032 | PT- 100 Sensor SR. No. B1201065.2 | No. | 3000 | 1 | 3000
6 | VV1V101032 | CCU with PSU SR. No. B1201087.3 | No. | 2100 | 1 | 2100
7 | VV1V101031 | Magnetic oil Gauge (MOG SR.No. 86803) | No. | 1200 | 1 | 1200
8 | VV2V214001 | Remote tap position indicator SR.No. 12049 MNO- TPC-12232) | No. | 3240 | 1 | 3240
9 | VV2V216007 | One complete pole of 1600A CB with pole column and interrupter without PIR & MB and operating mechanism and without support structure. | No. | 275776 | 1 | 275776
10 | VV2V214001 | SF6 gas | Kg. | 450 | 8 | 3600
11 | VV2V216007 | Spring Operating Mechanism complete | Set | 63000 | 1 | 63000
12 | VV2V208002 | 145kV, 800A, 120% extended 5 core CT complete in all respects including terminal connectors and support stool for erecting on standard support structure. | No. | 73828.9 | 1 | 73828.9
13 | VV2V213003 | 33KV Circuit breaker pole | No. | 17255.67 | 2 | 34511.34
14 | JJ3J301010 | Ammeter with transducer | No. | 300 | 2 | 600
15 | JJ7J707001 | Wattmeter with transducer | No. | 280 | 1 | 280
16 | JJ3J301018 | Varmeter with transducer | No. | 310 | 1 | 310
17 | VV3V303001 | Voltmeter with transducer | No. | 250 | 1 | 250
18 | VV3V303002 | Voltmeter selector switch | No. | 360 | 1 | 360
19 | JJ5J503011 | PT Selection Rotary Switch, 2 Position for Bus-1, Bus-2, 25 amp, 220VDC | No | 12020 | 1 | 12020
20 | MM2M203002 | RXMA1 Relay | No | 23423 | 1 | 23423
21 | MM2M203002 | RXMVB2 Relay | No | 23423 | 1 | 23423
22 | MM2M203002 | Self reset trip relay (one relay of each type) Type- RXMS+RXME | No. | 4200 | 1 | 4200
23 | MM2M202002 | Combiflex PT Selection Relay, Type RXMD2, 220VDC, ABB Make 8NO+4CO | No | 58410 | 2 | 116820
24 | NN4N409002 | Self reset trip relay (one relay of each type) Type- RXMS+RXME | No. | 4500 | 1 | 4500
25 | NN4N411005 | Semaphore indicator for Earth switch | No. | 1000 | 2 | 2000
26 | MM0M012002 | Synchronizing socket | No. | 356 | 1 | 356
27 | MM0M012002 | Inter-posing CT & PTs each type | Set | 500 | 1 | 500
28 | MM0M012002 | Metrosil(No.n-linear resistor) each type | No. | 3500 | 1 | 3500
29 | MM0M012002 | Longest optical cable (1Set = 90Mtr.) | Set | 19212 | 1 | 19212
30 | MM0M012002 | Inter cell connectors with bolts and nuts | No. | 84 | 10 | 840
31 | NN4N405006 | Annunciations windows with necessary annunciation relay | No. | 3000 | 1 | 3000
32 | NN4N409010 | Main Control Card (CARD SPCL-441V2) | No. | 300 | 1 | 300
33 | ZZ2Z005003 | DC-DC Card (CARD SPCL-405, 48 V/12 V) | No. | 300 | 1 | 300
34 | ZZ2Z005003 | Feed back card(card SPCL-236 for 220 V) | No. | 200 | 1 | 200
35 | ZZ2Z005003 | TEMP. CONP. CARD(CARD SPCL-43V1) | No. | 350 | 1 | 350
36 | ZZ2Z005003 | AUX .INPUT CONTACTOR( AC CONTACTOR 25 A,AC1 ,415 V, 1No.+1NC Aux) | No. | 450 | 1 | 450
37 | NN5N506008 | Filter capacitor selected Value 50000mf / 350 Volt | No. | 0 | 1 | 0
38 | NN5N506009 | Thyristor / diode (Blocking Diode) 150 A Lav / 1200Volt | No. | 350 | 1 | 350
39 | YY0Y003022 | Bleeder (W/W/R 750E/250W OR EQ) | No. | 100 | 1 | 100
40 | SS7S710002 | Main Control Card (CARD SPCL-441V2) | No. | 300 | 1 | 300
41 | YY2Y201005 | Annunciation card ( SPCL-440V2) | No. | 500 | 1 | 500
42 | YY2Y201005 | DC-DC Card (CARD SPCL-405, 48 V/12 V) | No. | 300 | 1 | 300
43 | YY2Y201005 | TEMP. CONP. CARD(CARD SPCL-43V1) | No. | 350 | 1 | 350
44 | YY2Y201005 | INPUT CONTACTOR( AC CONTACTOR 25 A,AC1 ,415 V, TP+1No.+2NC Aux) | No. | 550 | 1 | 550
45 | NN5N504003 | Filter capacitor selected Value 10000mf / 110 Volt | No. | 200 | 1 | 200
46 | YY1Y105002 | SCR-SCR Module (SCR-SCR Module 55A LAV/400 V | No. | 50 | 3 | 150
47 | YY1Y105001 | Thyristor / diode (Blocking Diode) 150 A Lav / 400Volt | No. | 200 | 1 | 200
48 | YY1Y105005 | Bleeder (W/W/R 100E/100W OR EQ | No. | 100 | 1 | 100
49 | YY1Y107028 | Earth Fault Resistance(W/W/R 470 E /20W) | No. | 202.95 | 1 | 202.95
50 | YY1Y107028 | AC Voltmeter, 500 volt AC, 3.5 Digit, CL - 1 | No | 5900 | 2 | 11800
51 | YY1Y107028 | AC Ammeter, 500 volt AC, 3.5 Digit, CL - 1 | No | 5900 | 2 | 11800
52 | YY1Y107028 | DC Voltmeter, 500 volt AC, 3.5 Digit, CL - 1 | No | 7080 | 2 | 14160
53 | NN5N504003 | HPL Make 400A FP MCCB | No. | 210 | 1 | 210
54 | YY1Y105002 | Al. Tube & welding Sleeves | mtr | 12 | 93 | 1116
55 | YY1Y107032 | 145 kV Bus Post Insulators (without corona ring) with creepage distance of 3625 mm. | Nos | 20 | 2 | 40
56 | YY1Y109038 | 145 kV Single tension string assembly of Disc insulator (120KN) with total creepage distance of 3625mm with all hardware accessories including arcing horn suitable for tension clamp set and Single Moose ACSR bundle without turn Buckle. | Nos. | 8 | 1 | 8
57 | YY1Y107032 | Double Pole Iron Clad Main Switch 63 Amp. Complete | Nos. | 4419.69 | 2 | 8839.38
58 | YY1Y107032 | 12mm. Chequer plate | MT | 74517.5 | 3.089 | 230184.5575
59 | MM3M302003 | 4" IPS Al tube EH type | Mtr. | 2200 | 60 | 132000
60 | PP1P126012 | 48VDC, 2250Ω, 48D-5 Relay with 8 pins consisting 2NO +2NC Contact | Nos. | 1362 | 4 | 5448
61 | MM3M302003 | N2 Gas Cylinder Empty | No | 20000 | 1 | 20000
62 | SS7S707001 | 33 KV CT(1PH), AC 0.2, 5 Core 1600/800/1A | No | 79490.7 | 1 | 79490.7
63 | AA3A301004 | 36 KV, 3 Core CT 1600/800/1 A with 0.2 Accuracy | No | 79060 | 1 | 79060
64 | SS3S301016 | 33 KV CT Old & Used | Nos | 15000 | 5 | 75000
65 | II5I501002 | Cap bank cell | No | 59000 | 2 | 118000
66 | NN4N408016 | 1600 Amp 33KV Motor Operated Isolator sets | Set | 163902 | 4 | 655608
67 | FF2F206003 | 132KV 1250 Amp Isolator moving blade | No | 21240 | 6 | 127440
68 | CC2C201002 | LA Surge Counter register | NO | 684.4 | 4 | 2737.6
69 | CC2C201004 | LA's Surge Counter Reading Register | Nos. | 678.5 | 9 | 6106.5
70 | CC3C313014 | Maximum/Minimum Register 220 KV yard | NO | 684.4 | 5 | 3422
71 | FF1F101041 | Maximum/Minimum Register 132 KV yard | NO | 684.4 | 5 | 3422
72 | CC3C316003 | Maximum/Minimum Register 33 KV yard | NO | 684.4 | 5 | 3422
73 | CC3C316002 | Max & Min (220,132,33KV) Register | Nos. | 678.5 | 6 | 4071
74 | AA3A301004 | Daily supply position Register | Nos. | 678.5 | 2 | 1357
75 | MM0M019017 | Shut Down Register | Nos. | 678.5 | 7 | 4749.5
76 | JJ7J707003 | Monthly Stoppage Register | Nos. | 678.5 | 7 | 4749.5
77 | VV3V305001 | Daily Battery maintenance Register | Nos. | 678.5 | 8 | 5428
78 | VV3V305001 | Tripping base register | NO | 684.4 | 5 | 3422
79 | VV3V305001 | Tripping Base Register | Nos. | 678.5 | 4 | 2714
80 | VV3V305006 | Defect Register | Nos. | 678.5 | 2 | 1357
81 | VV3V305009 | Maintenance Register | Nos. | 678.5 | 2 | 1357
82 | VV6V507006 | Message Register | Nos. | 678.5 | 6 | 4071
83 | VV5V406005 | Rostering Register | Nos. | 678.5 | 3 | 2035.5
84 | BB0B002001 | Tripping Register | Nos. | 678.5 | 1 | 678.5
85 | SS0S005002 | Instruction Register | Nos. | 678.5 | 3 | 2035.5
86 | SS3S301005 | Energy Acccount Register | Nos. | 678.5 | 1 | 678.5
87 | TT1T101028 | Seailing Register | Nos. | 678.5 | 1 | 678.5
88 | TT1T101028 | Gate Entery Register | Nos. | 678.5 | 9 | 6106.5
89 | TT1T101032 | Inspection Register | Nos. | 678.5 | 2 | 1357
90 | TT1T101032 | Line Notice Register | Nos. | 678.5 | 4 | 2714
91 | TT1T101032 | C wedge Connector Panther - Dog | Nos. | 1764.1 | 4 | 7056.4
92 | TT1T101032 | C wedge Connector Dog - Dog | Nos. | 1758.2 | 2 | 3516.4
93 | TT1T101022 | 33 KV Circuit Breaker (Old & Used) | No | 50000 | 4 | 200000
94 | TT1T101043 | Motor Contactor For 245 KV CB, 220 VDC (CGL) | No | 800 | 8 | 6400
95 | TT1T101044 | Contactor (3NO+3NC) For 245 KV CB, 220 VDC (CGL) | No | 800 | 25 | 20000
96 | TT1T101018 | Breaker Control Switch, 3 Position 16 ways | No | 13564.1 | 1 | 13564.1
97 | TT1T101048 | Auxiliary contactor for 220/132 KV CB | NO | 6844 | 2 | 13688
98 | TT1T101048 | Auxiliary switch 220VDC 8 NO+8NC | NO | 9711.4 | 4 | 38845.6
99 | TT1T101050 | Auxiliary switch of rating 10 amp 220 VDC, 6 NO+6NC | Nos | 9735 | 4 | 38940
100 | TT1T101023 | 33KV Tripping Coil for ABB Breaker | Nos. | 9676 | 1 | 9676
101 | TT1T101019 | 33KV VCB Tripping Coil 220VDC for ABB Make CB | Nos | 15104 | 3 | 45312
102 | TT1T101040 | 33KV Closing Coil for ABB Breaker | Nos. | 9676 | 1 | 9676
103 | TT1T101042 | 33KV VCB Closing Coil 220VDC for ABB Make CB | Nos | 15104 | 3 | 45312
104 | TT1T101047 | 33KV VCB Closing Coil 220VDC for siemens Make CB | Nos | 12744 | 3 | 38232
105 | TT1T101026 | 132KV Circuit Breaker Tripping Coil 220VDC | Nos | 11800 | 1 | 11800
106 | TT1T101024 | Tripping coil, 220-240 VDC, 73 Ω for 132 KV CGL CB | NO | 6844 | 5 | 34220
107 | TT1T101004 | 132KV Circuit Breaker Closing Coil 220VDC | Nos | 11564 | 1 | 11564
108 | TT1T101004 | Closing coil, 220-240 VDC, 90 Ω for 132 KV CGL CB | NO | 6844 | 2 | 13688
109 | TT1T101004 | 220KV Circuit Breaker Tripping Coil 220VDC | Nos | 11623 | 2 | 23246
110 | TT1T101004 | 220KV Circuit Breaker Closing Coil 220VDC | Nos | 11623 | 2 | 23246
111 | KK0K005001 | 132KV CVT (Sepaged) | No. | 100000 | 1 | 100000
112 | KK0K003001 | OSR Relay | No | 49560 | 1 | 49560
113 | II1I105003 | Silica Gel | Kg. | 371.7 | 252 | 93668.4
114 | II0I009001 | MCCB 3 Phase 4 pole 415 VAC | No | 10030 | 2 | 20060
115 | JJ0J002002 | Terminal Block CTS 70 L | No | 295 | 40 | 11800
116 | JJ0J005005 | Limit Switch | No | 4720 | 7 | 33040
117 | JJ2J201021 | Auxiliary Relay 5 amp 8 to 11 Pin | No | 1770 | 12 | 21240
118 | JJ3J301019 | Auxiliary Relay 33 KV ABB Make CB | No | 1770 | 9 | 15930
119 | JJ7J701001 | Auto/Manual Switch | No | 2832 | 8 | 22656
120 | JJ7J701029 | Potentiometer | No | 2242 | 6 | 13452
121 | JJ7J701029 | 220/132KV CVT & CT Clamp Suitable Twin Moose Conductor | No | 3953 | 4 | 15812
122 | JJ7J701029 | 220/132KV Isolator Clamp Suitable Twin Moose Conductor | No | 4012 | 4 | 16048
123 | JJ7J701029 | 220/132KV T Clamp Suitable 4" IPS Tube to Twin Moose Conductor | No | 4012 | 4 | 16048
124 | JJ5J503002 | 220/132/33KV BPI Clamp Suitable 4" IPS Tube | No | 4012 | 2 | 8024
125 | JJ5J503002 | 220/132KV Isolator Clamp Suitable Quad Moose Conductor | No | 4012 | 4 | 16048
126 | JJ5J503003 | 220/132KV CT Clamp Suitable Quad Moose Conductor | No | 4071 | 4 | 16284
127 | JJ5J503003 | 220/132KV Spacer Clamp with Droper for Twin Moose Conductor | No | 4082.8 | 4 | 16331.2
128 | JJ5J503003 | GS Earth wire 7/9 SWG (Old and dismantaled) | KM | 24800 | [8 empty] | 0.31 | 7688
129 | JJ3J301001 | D 400 Upgrade Kit (old used & repairable) | No. | 50000 | [8 empty] | 2 | 100000
130 | JJ3J301001 | 220/132/33 KV Feeder Energy meeter (old & used) | No | 2000 | [8 empty] | 26 | 52000
131 | JJ3J301003 | Annunciation card ( SPCL-440V2) ( Old & Used & Repairable) | No. | 250 | [8 empty] | 1 | 250
132 | JJ3J301003 | Fire Panel (O&U, Damage) | No | 500 | [8 empty] | 1 | 500
133 | JJ2J201001 | NDR Relay (Old used & defective) | Nos | 2000 | [8 empty] | 1 | 2000
134 | JJ2J201003 | 3 phase Window AC compressor (old, used & damaged) | Nos | 300 | [8 empty] | 5 | 1500
135 | VV6V602003 | T-60 Relay (O&U, Damaged) | No | 5000 | [8 empty] | 1 | 5000
136 | MM0M007004 | LMU (O&U,Damage) | Nos | 500 | [8 empty] | 6 | 3000
137 | JJ0J005005 | CT Junction Box (O&U, Damaged) | No | 200 | [8 empty] | 9 | 1800
138 | AA1A101001 | 33Kv Circuit Breaker (O&U, damaged) Without Pole & Structure | No | 5000 | [8 empty] | 3 | 15000
139 | ZZ1Z003001 | 145 KV 1250 amp, Transformer Bushing with rod (O&U, Dismantle) | No | 25000 | [8 empty] | 1 | 25000
140 | ZZ1Z003001 | Capacitor cell (old,Used, Brunt & Damaged) | No | 1000 | [8 empty] | 2 | 2000
141 | ZZ1Z003001 | battery cells (old, used and damaged) 500 AH | No. | 2400.132 | [8 empty] | 223 | 535229.436
142 | ZZ1Z003001 | battery cells (old, used and damaged) 300 AH | No. | 2100.132 | [8 empty] | 97 | 203712.804
143 | ZZ1Z003001 | Aluminium clamp Scrap | KG | 15 | [8 empty] | 10 | 150
144 | ZZ1Z003001 | 33 KV CT (O&U, Damaged) | No | 5000 | [8 empty] | 11 | 55000
145 | ZZ1Z003001 | 36 KV CT 1600/800/1Amp.(Old, used & Damaged) | Nos. | 20000 | [8 empty] | 1 | 20000
146 | ZZ1Z001001 | 33 KV CT Old & Used | Nos | 15000 | [8 empty] | 1 | 15000
147 | ZZ1Z001001 | Empty Drum of Transformer Oil each 209 Ltrs. Capacity | Nos | 200 | [8 empty] | 61 | 12200
148 | ZZ1Z001001 | 36kV 2000 Amp LV STEM (W/O PALM),IMP Make Transformer | No | 50740 | 1 | 50740
149 | VV1V101031 | 36kV 2000 Amp LVN & HV-N STEM with PALM | No | 50740 | 1 | 50740
150 | BB0B002001 | 36kV 1000 Amp LV Bushing Copper socket for EMCO Make Transformer B | No | 41300 | 1 | 41300
151 | ZZ2Z005004 | 36 kV 2000Amp LV & HV-LV Neutral bushing for Alstom Make Transformer B | No | 50740 | 1 | 50740
152 | ZZ2Z005004 | 145 kV 1250 A 300 BCT,IMP Make Transformer | No | 326140.2 | 1 | 326140.2
153 | ZZ1Z002001 | 132KV 1600/800/400/1 ratio C.T | No | 179286.22 | 1 | 179286.22
154 | VV3V301002 | BCU's (P14DL Model) GE Make | No | 684400 | 3 | 2053200
155 | VV3V301002 | BCU's (P14DL Model) GE Make | No | 621860 | 2 | 1243720
156 | VV3V301002 | BCU's (C650 Model) GE Make | No | 938100 | 2 | 1876200
157 | VV2V204007 | Armoured optical fibre Cable D-Link NCB - FM500-AUHD-06-50 / 1.25µΩ OMZ | Mtr. | 105.79 | 580 | 61358.2
158 | JJ7J701029 | RS 485 Communicating Cable | Mtr. | 65.9384 | 60 | 3956.304
159 | JJ7J701029 | Cable gland O/S | Nos. | 166.24 | 10 | 1662.4
160 | JJ7J701029 | GI cable tray perforated 2.5 mtr. length 150 mm wide | Mtr. | 309.81 | 28 | 8674.68
161 | JJ7J701029 | GI cable tray perforated 2.5 mtr. length 225 mm wide | Mtr. | 385.37 | 15 | 5780.55
162 | JJ5J503002 | 33KV Singal Phase outdoor type 1600/800/1A, .2S | No | 82686.14 | 3 | 248058.42
163 | JJ5J503002 | 33KV Singal Phase outdoor type 800/400/1A, .2S | No | 82686.14 | 5 | 413430.7
164 | JJ5J503003 | 33KV outdoor PT | No | 70018.9 | 6 | 420113.4
165 | JJ5J503003 | 33KV CT Junction Box | No | 16256.86 | 1 | 16256.86
166 | JJ5J503003 | 33KV, 10KA, Class-III, Gapless Type Lighting Arrester With Panther Connectors, CU Leads and Lugs including No-reset type, Cyclometric counter surge monitor & suitable clamp | No | 29500 | 4 | 118000
167 | JJ3J301001 | 132KV, Class-III, Gapless Type Lighting Arrester With Moose/Panther Connectors, CU Leads and Lugs including No-reset type, Cyclometric counter surge monitor & suitable clamp | No | 100300 | 3 | 300900
168 | JJ3J301001 | 245KV SF6 Circuit Breaker (220Volt DC), 2500 Amp, 40KA 3Phase | No | 2964603 | 1 | 2964603
169 | JJ3J301003 | 33KV VCB 220Volt DC | No | 489641 | 1 | 489641
|  | Total |  |  |  | 14760573.9802 | [7 empty] | 1057030.24
220kV Substation, Jhajhra (line)
1 | FF0F042003 | Galvanized Template of B type Tower | MT | 70074 | 1.326 | 92918.124 | _ | _ | _ | _ |  | _ | _ | _
2 | FF0F042005 | Galvanized Template of C type Tower | MT | 70074 | 1.342 | 94039.308 | _ | _ | _ | _ |  | _ | _ | _
3 | NA | Pilot H/W fitting for ACSR Zebra conductor suitable for 90 KN disc insulator | Sets | 2601.25 | 18 | 46822.5 | _ | _ | _ | _ |  | _ | _ | _
4 | II3I303003 | Vibration damper for ACSR Zebra conductor | Nos | 1156.33 | 36 | 41627.88 | _ | _ | _ | _ |  | _ | _ | _
5 | II3I301003 | Mid span compression joint for ACSR Zebra conductor | Nos | 1517 | 24 | 36408 | _ | _ | _ | _ |  | _ | _ | _
6 | II3I302003 | Repair sleeve for Zebra conductor | Nos | 564.59 | 55 | 31052.45 | _ | _ | _ | _ |  | _ | _ | _
7 | II3I302003 | Repair sleeve for Zebra conductor (Old ) | Nos | 542.43 | 8 | 4339.44 | _ | _ | _ | _ |  | _ | _ | _
8 | NA | Rigid Spacer for Twin ACSR Zebra conductor | Nos | 1248.6 | 128 | 159820.8 | _ | _ | _ | _ |  | _ | _ | _
9 | II0I001001 | Disc Insulator 160KN | Nos | 670.68 | 9 | 6036.12 | _ | _ | _ | _ |  | _ | _ | _
10 | II0I001006 | Disc Insulator 90KN | Nos | 945.9 | 180 | 170262 | _ | _ | _ | _ |  | _ | _ | _
11 | NA | Disc Insulator 90 KN ( Old & Used) | Nos. | 500 | 31 | 15500 | 11 | 5500 | _ | _ |  | _ | _ | _
12 | AA0A002003 | ACSR Zebra Conductor (cut in different pieces ) | Km. | 265500 | 0.51 | 135405 | _ | _ | _ | _ |  | _ | _ | _
13 | NA | 220 KV suspension fitting for Deer Conductor (Old & Used) | Nos. | 50 | 6 | 300 | _ | _ | _ | _ |  | _ | _ | _
14 | II3I301002 | Mid span joint for Deer conductor | Nos | 400 | 77 | 30800 | _ | _ | _ | _ |  | _ | _ | _
15 | II3I302002 | Repair sleeve for ACSR Deer conductor | Nos | 946.92 | 2 | 1893.84 | _ | _ | _ | _ |  | _ | _ | _
16 | NA | Single tension fitting for Zebra conductor(Old &Used) | Nos | 500 | 6 | 3000 | _ | _ | _ | _ |  | _ | _ | _
17 | NA | Double tension fitting for Zebra conductor (Old & used) | Nos | 500 | 8 | 4000 | _ | _ | _ | _ |  | _ | _ | _
18 | NA | Single tension fitting for Zebra conductor without Dead End | Nos | 500 | 3 | 1500 | _ | _ | _ | _ |  | _ | _ | _
19 | NA | Hot dip galvanized templates, including Bolts, Nuts and washers for above structure as per BOM | MT | 112455 | 1.591 | 178915.905 | _ | _ | _ | _ |  | _ | _ | _
20 | II3I301008 | Mid span compression joint for Earth wire 7/9 SWG | Nos. | 670.64 | 18 | 12071.52 | _ | _ | _ | _ |  | _ | _ | _
21 | NA | Bolted type tension fitting damage scrap | Nos. | 1000 | _ | _ | _ | _ | _ | _ |  | _ | 3 | 3000
22 | NA | Disc Insulators (Dismentled & Old & Used) | Nos. | 200 | 22 | 4400 | 8 | 1600 | _ | _ |  | _ | _ | _
23 | NA | Disc Insulator (Dismantled & Old & Used) | Nos. | 200 | 567 | 113400 | 33 | 6600 | _ | _ |  | _ | _ | _
24 | NA | Pilot Fitting (90 KN) | Nos. | 3088.8 | 2 | 6177.6 | _ | _ | _ | _ |  | _ | _ | _
25 | NA | Single Suspension Fitting for ACSR Deer(Dismantled & Old & Used & Incomplete) | Nos. | 65 | 10 | 650 | _ | _ | _ | _ |  | _ | _ | _
26 | II5I501004 | Single tension fitting suitable for ACSR Zebra conductor | Nos. | 4118.4 | 17 | 70012.8 | _ | _ | _ | _ |  | _ | _ | _
27 | II3I303008 | Vibration damper for earth wire 7/9 SWG | Nos. | 949.08 | 9 | 8541.72 | _ | _ | _ | _ |  | _ | _ | _
28 | NA | Vibration damper for Deer Conductor (Dismantled & Old & Used) | Nos. | 250 | 27 | 6750 | _ | _ | _ | _ |  | _ | _ | _
29 | NA | Hanger Suitable for Deer Conductor (Dismantled & Old & Used) | Nos. | 65 | _ | _ | _ | _ | _ | _ |  | _ | 18 | 1170
30 | NA | Double Suspension fitting for Deer Conductor (Dismantled & Old & Used & Incomplete) | Nos. | 350 | _ | _ | _ | _ |  | _ |  | _ | 15 | 5250
31 | NA | Armor Rod for Deer Conductor (Dismantled & Old & Used) | Nos. | 50 | 6 | 300 | _ | _ | _ | _ | _ | _ | _ | _
32 | NA | Dead End for Deer Conductor (Dismantled & Old & Used) | Nos. | 50 | _ | _ | _ | _ | _ | _ |  | _ | 5 | 250
33 | II0I001007 | Disc Insulator - 70KN (B&S) | Nos. | 499.8 | 6 | 2998.8 | _ | _ | _ | _ |  | _ | _ | _
34 | II2I203002 | Suspension clamp for 7/10 SWG Earth Wire | Nos. | 1177.64 | 4 | 4710.56 | _ | _ | _ | _ |  | _ | _ | _
35 | II2I203001 | Suspension clamp for 7/9 SWG Earth Wire | Nos. | 1177.64 | 5 | 5888.2 | _ | _ | _ | _ |  | _ | _ | _
36 | II2I202001 | Tension clamp for 7/9 SWG Earth Wire | Nos. | 1175.23 | 2 | 2350.46 | _ | _ | _ | _ |  | _ | _ | _
37 | II3I301004 | Mid Span Compression Joint | Nos. | 1180 | 4 | 4720 | _ | _ | _ | _ |  | _ | _ | _
38 | II3I301009 | Mid Span Compression Joint for 7/10 SWG Earth Wire | Nos. | 733.96 | 2 | 1467.92 | _ | _ | _ | _ |  | _ | _ | _
39 | II3I302008 | Repair Sleeve for 7/9 SWG Earth Wire | No. | 735.13 | 6 | 4410.78 | _ | _ | _ | _ |  | _ | _ | _
40 | II3I302009 | Repair Sleeve for 7/10 SWG Earth Wire | No. | 735.13 | 4 | 2940.52 | _ | _ | _ | _ |  | _ | _ | _
41 | II3I302004 | Repair Sleeve for ACSR Panther Conductor | No. | 1174.08 | 4 | 4696.32 | _ | _ | _ | _ |  | _ | _ | _
42 | II3I305004 | Armour Rod for ACSR Panther Conductor | No. | 1455 | 1 | 1455 | _ | _ | _ | _ |  | _ | _ | _
43 | PP0P001012 | Come along clamp for 7/9 SWG Earth Wire | No. | 5876 | 1 | 5876 | _ | _ | _ | _ |  | _ | _ | _
44 | PP0P001013 | Come along clamp for 7/10 SWG Earth Wire | No. | 5853 | 1 | 5853 | _ | _ | _ | _ |  | _ | _ | _
45 | II5I501005 | Single tension fitting for Panther conductor | No. | 5888 | 1 | 5888 | _ | _ | _ | _ |  | _ | _ | _
46 | PP0P008011 | Bull Dog Grip for Earth wire | No. | 230.12 | 3 | 690.36 | _ | _ | _ | _ |  | _ | _ | _
47 | II5I505005 | Double Suspension Fitting for Panther | No. | 5887 | 1 | 5887 | _ | _ | _ | _ |  | _ | _ | _
48 | NA | Flexible Copper Bond for G.S. Earth wire 7/9 SWG | No. | 1944.66 | 2 | 3889.32 | _ | _ | _ | _ |  | _ | _ | _
49 | FF1F101019 | 16mm Daimeter Galvanized HRH Nut & Bolt 60 mm Long | Kg | 232.44 | 5 | 1162.2 | _ | _ | _ | _ |  | _ | _ | _
50 | FF1F101024 | G.I Nut & Bolt 16x40mm | Kg | 102 | 13 | 1326 | _ | _ | _ | _ |  | _ | _ | _
51 | NA | Galvanised/MS Scrap of Tower Parts | Kg | 40 | 324 | 12960 | _ | _ | _ | _ |  | _ | _ | _
52 | NA | Galvanized Template of A type tower excluding Bolts, Nuts & washers etc. (Incomplete) | MT | 120383 | 0.148 | 17816.684 | _ | _ | _ | _ |  | _ | _ | _
53 | NA | Galvanized Template of B type tower excluding Bolts, Nuts & washers etc. (Incomplete) | MT | 120383 | 3.791 | 456371.953 | _ | _ | _ | _ |  | _ | _ | _
|  |  | MT | 125801.1924 | 1.649 | 207446.1663 | _ | _ | _ | _ |  | _ | _ | _
54 | NA | Galvanized Template of C type tower excluding Bolts, Nuts & washers etc. (Incomplete) | MT | 120383 | 0.676 | 81378.908 | _ | _ | _ | _ |  | _ | _ | _
|  |  | MT | 125801.1924 | 5.718 | 719331.2181 | _ | _ | _ | _ |  | _ | _ | _
55 | NA | Double Tension Fitting for Twin ACSR Zebra Conductor Suitable for 160 KN Disc Insulator | Sets | 12525.4286 | 6 | 75152.5716 | _ | _ | _ | _ |  | _ | _ | _
56 | II3I303003 | Vibration Damper for Zebra Conductor | Nos. | 1095.748 | 80 | 87659.84 | _ | _ | _ | _ |  | _ | _ | _
57 | II3I303009 | Vibration Damper for GS Earthwire 7/10 SWG | Nos. | 682.8542 | 5 | 3414.271 | _ | _ | _ | _ |  | _ | _ | _
58 | II3I301003 | Mid Span Compression Joint for Zebra Conductor | Nos. | 1134.924 | 293 | 332532.732 | _ | _ | _ | _ | _ |  | _ | _
59 | II3I302003 | Repair Sleeve for Zebra Conductor | Nos. | 507.1168 | 301 | 152642.1568 | _ | _ | _ | _ | _ |  | _ | _
60 | II0I001001 | Disc Insulator 160 KN | Nos. | 1267.5324 | 327 | 414483.0948 | _ | _ | _ | _ | _ |  | _ | _
61 | II0I001006 | Disc Insulator 90 KN | Nos. | 830.307 | 8 | 6642.456 | _ | _ | _ | _ |  | _ | _ | _
62 | II4I404008 | Bundle Spacer for ACSR Twin Zebra Conductor | Nos. | 1448.2966 | 128 | 185381.9648 | _ | _ | _ | _ | _ |  | _ | _
63 | AA1A101002 | GS Earth wire 7/10 SWG | Km. | 55460 | 1.76 | 97609.6 | _ | _ | _ | _ |  | _ | _ | _
64 | II2I203002 | Suspension Fitting for GS Earth wire 7/10 SWG | Nos. | 1652 | 4 | 6608 | _ | _ | _ | _ | _ |  | _ | _
65 | NA | Double Tension Fitting without Dead End for twin Zebra Conductor Suitable for 160 KN Disc Insulator (Dismantled & Incomplete) | Nos. | 2000 | 24 | 48000 | _ | _ | _ | _ | _ |  | _ | _
66 | NA | ACSR Zebra Conductor in pieces( Dismantled & Used) | Km | 168000 | _ | _ | _ | _ |  | _ |  | _ | 0.485 | 81480
67 | NA | Pilot Fitting (90 KN) Dismantled & incomplete) | Nos. | 500 | 3 | 1500 | _ | _ | _ | _ | _ |  | _ | _
68 | II5I501004 | Single tension fitting for Single Zebra Conductor | Nos. | 9912 | 4 | 39648 | _ | _ | _ | _ | _ |  | _ | _
69 | FF1F101013 | G.I Nuts & Bolts Size M 16x80mm | Kg | 130 | 50 | 6500 | _ | _ | _ | _ | _ |  | _ | _
70 | NA | G.I Nuts & Bolts Size M 16 Different Size | Kg | 130 | 20 | 2600 | _ | _ | _ | _ | _ |  | _ | _
71 | NA | Galvanised Tower Parts of Tower | MT | 120383 | 0.4 | 48153.2 | _ | _ | _ | _ | _ |  | _ | _
72 | II0I006001 | PG Clamp for ACSR Panther to Panther Conductor | Nos. | 1469.1 | 20 | 29382 | _ | _ | _ | _ | _ |  | _ | _
73 | AA1A101001 | GS Earthwire 7/3.66mm or 7/9 SWG | Km | 108560 | 0.4 | 43424 | _ | _ | _ | _ | _ |  | _ | _
74 | NA | 90 KN Polymer Disc Insulator for Suspension fitting | No. | 10620 | 12 | 127440 | _ | _ | _ | _ | _ |  | _ | _
75 | NA | Double Suspension fitting (90KN) suitable for polymer disc for Single ACSR Zebra conductor | Sets | 23010 | 3 | 69030 | _ | _ | _ | _ | _ |  | _ | _
76 | NA | Single Suspension fitting (90KN) suitable for polymer disc for Single ACSR Zebra conductor | Sets | 10030 | 17 | 170510 | _ | _ | _ | _ | _ |  | _ | _
77 | II2I203001 | Suspension fitting for 7/9 Swg G.S. Earth wire | No. | 2655 | 5 | 13275 | _ | _ | _ | _ | _ |  | _ | _
78 | II5I504003 | Single Suspension fitting (90KN) suitable for Single ACSR Deer conductor | Sets | 2360 | 10 | 23600 | _ | _ | _ | _ | _ |  | _ | _
79 | II3I303003 | Vibration Damper for ACSR Zebra Conductor | Sets | 1858.5 | 15 | 27877.5 | _ | _ | _ | _ |  | _ | _ | _
80 | NA | Deer Conductor in pieces(Old,used & Dismantled with Dead End Fitting) | Kg | 180 | _ | _ | _ | _ | _ | _ |  | _ | 3134.725 | 564250.5
81 | II01005001 | PG Clamp for ACSR Zebra Conductor | Nos. | 882 | 25 | 22050 | _ | _ | _ | _ | _ |  | _ | _
82 | AA0A002004 | ACSR Panther Conductor | Km | 274350 | 2 | 548700 | _ | _ | _ | _ | _ |  | _ | _
83 | II0I005001 | PG Clamp for Zebra to Zebra Conductor | Nos. | 2230.2 | 20 | 44604 | _ | _ | _ | _ | _ |  | _ | _
84 | II0I004004 | PG Clamp for Deer to Zebra Conductor | Nos. | 2230.2 | 10 | 22302 | _ | _ | _ | _ | _ |  | _ | _
85 | II0I004003 | PG Clamp for Deer to Deer Conductor | Nos. | 2230.2 | 10 | 22302 | _ | _ | _ | _ | _ |  | _ | _
86 | II3I302004 | Repair Sleeve for Panther Conductor | Nos. | 1475 | 20 | 29500 | _ | _ | _ | _ | _ |  | _ | _
87 | II3I305004 | Armor rod for Panther conductor | Sets | 2195.98 | 10 | 21959.8 |  | _ |  | _ |  | _ |  | 0
88 | II51501005 | Single tension fitting (120 KN) for Panther conductor | Nos. | 7363.4006 | 6 | 44180.4036 | _ | _ | _ | _ | _ |  | _ | _
89 | II51504005 | Single Suspension fitting (70 KN) for Panther conductor | Sets | 6136.0708 | 10 | 61360.708 | _ | _ | _ | _ | _ |  | _ | _
90 | II51502005 | Double tension fitting (120 KN) for Single Panther conductor | Sets | 12274.006 | 4 | 49096.024 | _ | _ | _ | _ | _ |  | _ | _
91 | II51505005 | Double Suspension fitting (70 KN) for Panther conductor | Sets | 9440 | 10 | 94400 | _ | _ | _ | _ | _ |  | _ | _
92 | II3I301004 | Mid Span Joint for Panther Conductor | Nos. | 1537.9648 | 20 | 30759.296 | _ | _ | _ | _ | _ |  | _ | _
93 | II3I303004 | Vibration Damper for Panther Conductor | Nos. | 1928.2852 | 20 | 38565.704 | _ | _ | _ | _ | _ |  | _ | _
94 | II0I001003 | 120 KN Standard Disc Insulator | Nos. | 2033.5176 | 57 | 115910.5032 | _ | _ | _ | _ |  | _ | _ | _
95 | II0I001007 | 70 KN Standard Disc Insulator | Nos. | 1129.024 | 55 | 62096.32 | _ | _ | _ | _ |  | _ | _ | _
96 | II5I501010 | Tension fitting for 7/10 SWG GS Earthwire | Sets | 1710.1976 | 20 | 34203.952 | _ | _ | _ | _ |  | _ | _ | _
97 | II5I504003 | Single Suspension fitting for Single ACSR Deer conductor | Sets | 10620 | 4 | 42480 | _ | _ | _ | _ |  | _ | _ | _
98 | II5I505003 | Double Suspension fitting (90 KN) for Single ACSR Deer conductor | Sets | 14160 | 6 | 84960 | _ | _ | _ | _ |  | _ | _ | _
99 | II5I501004 | Single Tension Fitting(160 KN) for ACSR Single Zebra Conductor | Sets | 13412.352 | 6 | 80474.112 | _ | _ | _ | _ |  | _ | _ | _
100 | II5I504004 | Single Suspension Fitting(90KN) for ACSR Single Zebra Conductor | Sets | 10059.0634 | 6 | 60354.3804 | _ | _ | _ | _ | _ | _ | _ | _
101 | NA | Danger Boards Retro Reflective Sheet 900mmx600mm | Nos | 5900 | 5 | 29500 | _ | _ | _ | _ | _ | _ | _ | _
102 | NA | Galvanized C type tower including Body extension-AP35 (SPL). (Dismantled material without BOQ) | MT | 106611.18 | 29.035 | 3095455.6113 | _ | _ | _ | _ | _ | _ | _ | _
103 | NA | Galvanized C type tower including Body extension-AP36 (TC+9). (Dismantled material without BOQ) | MT | 106611.18 | 26.235 | 2796944.3073 | _ | _ | _ | _ |  | _ | _ | _
104 | NA | Galvanized C type tower including Body extension & leg extension AP37 & AP36 (TC+9). (Body Extension & Leg Extension only) (Dismantled material without BOQ) | MT | 106611.18 | 14.98 | 1597035.4764 | _ | _ | _ | _ |  | _ | _ | _
105 | NA | ACSR Zebra Conductor ( Used & Dismantled) | Kms | 361393 | 16.064 | 5805417.152 | _ | _ | _ | _ | _ | _ | _ | _
106 | AA1A101002 | GS Earthwire 7/10 SWG (Used & Dismantled) | Kms | 45955 | 1.867 | 85797.985 | _ | _ | _ | _ | _ | _ | _ | _
107 | NA | Double Tension Fitting for Twin ACSR Zebra Conductor Suitable for 160 KN Disc Insulator (Dismantled & Incomplete) | Sets | 720 | 48 | 34560 | _ | _ | _ | _ | _ | _ | _ | _
108 | NA | Tension Fitting for GS Earthwire 7/10 SWG (Dismantled) | Sets | 744 | 3 | 2232 | _ | _ | _ | _ | _ |  | _ | _
109 | NA | Vibration Damper for Zebra Conductor (Dismantled) | Nos. | 929 | 200 | 185800 | _ | _ | _ | _ | _ |  | _ | _
110 | NA | Vibration Damper for GS Earthwire 7/10 SWG (Dismantled) | Nos. | 579 | 20 | 11580 | _ | _ | _ | _ | _ |  | _ | _
111 | NA | Flexible Copper Bond (Dismantled) | Nos. | 894 | 14 | 12516 | _ | _ | _ | _ | _ |  | _ | _
112 | II0I001001 | Disc Insulator 160 KN (Dismantled) | Nos. | 1074 | 1430 | 1535820 | _ | _ | _ | _ | _ |  | _ | _
113 | II0I001006 | Disc Insulator 90 KN (Dismantled) | Nos. | 704 | 192 | 135168 | _ | _ | _ | _ | _ |  | _ | _
114 | NA | Pilot fitting Suitable for Twin ACSR Zebra Conductor (Dismantled) | Sets | 9730 | 2 | 19460 | _ | _ | _ | _ | _ |  | _ | _
115 | NA | Bundle Spacer for ACSR Twin Zebra Conductor (Dismantled) | Nos. | 1227 | 235 | 288345 | _ | _ | _ | _ | _ |  | _ | _
|  | Total |  |  |  | 21997417.4986 |  | 13700 |  | 0 |  | 0 |  | 655400.5
132kV Substation, Purkul
1 | AA0A002004 | ACSR Panther Conductor (bit) | Mtr | 30 | 0 | 0 | 0 | 0 | 0 | 0 | 0 | 0 | 0 | 0
2 |  | W pin (For 165 KN Disc Insulator) | No. | 20 | 209 | 4180 | 0 | 0 | 0 | 0 | 0 | 0 | 0 | 0
3 |  | Bushing rod | No. | 50 | 1 | 50 | 0 | 0 | 0 | 0 | 0 | 0 | 0 | 0
4 | VV2V204007 | Empty Drum (T/F oil 209 ltr capacity)(42 No 2020) | No. | 200 | 28 | 5600 | 0 | 0 | 0 | 0 | 0 | 0 | 61 | 12200
5 | II5I501003 | Tension fitting for Deer conductor with out aluminium portion | No. | 3178 | 4 | 12712 | 0 | 0 | 0 | 0 | 0 | 0 | 0 | 0
6 | II2I202001 | Bolted type Tension clamp for E/w 7/9 SWG | No. | 948 | 4 | 3792 | 0 | 0 | 0 | 0 | 0 | 0 | 0 | 0
7 | II2I203001 | Bolted type Suspension clamp for E/w 7/9 SWG | No. | 948 | 10 | 9480 | 0 | 0 | 0 | 0 | 0 | 0 | 0 | 0
8 | II3I302002 | Compression repair sleeve for Deer conductor | No. | 1237 | 1 | 1237 | 0 | 0 | 0 | 0 | 0 | 0 | 0 | 0
9 | MM3M307001 | Electronic TVM | No. | 6299 | 1 | 6299 | 0 | 0 | 0 | 0 | 0 | 0 | 0 | 0
10 | PP0P010003 | Turn Buckle | No. | 10782 | 6 | 64692 | 0 | 0 | 0 | 0 | 0 | 0 | 0 | 0
11 |  | Channel for Turn Buckle | No. | 7264 | 6 | 43584 | 0 | 0 | 0 | 0 | 0 | 0 | 0 | 0
12 | CC3C315021 | Earthing lugs | No. | 104 | 70 | 7280 | 0 | 0 | 0 | 0 | 0 | 0 | 0 | 0
13 | PP0P016004 | Steel wire rope 12 mm | No. | 169 | 400 | 67600 | 0 | 0 | 0 | 0 | 0 | 0 | 0 | 0
14 | VV3V303001 | 145KV CT 800-400/1 5 core | No. | 103650 | 2 | 207300 | 0 | 0 | 0 | 0 | 0 | 0 | 0 | 0
15 | CC2C201001 | HF Cable | km | 148680 | 0.3 | 44604 | 0 | 0 | 0 | 0 | 0 | 0 | 0 | 0
16 | VV3V303004 | 132 KV CT 400-200-100/1A Damaged | No. | 5000 |  | 0 | 0 | 0 | 0 | 0 | 0 | 0 | 1 | 5000
17 | MM2M204007 | Digital MW meter PTR110V/132 KVA | No. | 9980 | 2 | 19960 | 0 | 0 | 0 | 0 | 0 | 0 | 0 | 0
18 |  | ACSR Deer Conductor O&U | km | 20000 | 0.035 | 700 | 0 | 0 | 0 | 0 | 0 | 0 | 0 | 0
19 | II4I401001 | D Shackle screw Pin Bow | No. | 566 | 11 | 6226 | 0 | 0 | 0 | 0 | 0 | 0 | 0 | 0
20 |  | Contactor with 2NO+2NC Auxi 240VAC 45A, 440VAC 15A | No. | 1873 | 3 | 5619 | 0 | 0 | 0 | 0 | 0 | 0 | 0 | 0
21 |  | Contactor with 4NO+4NC Auxi 240VAC 45A, 440VAC 15A | No. | 3604 | 2 | 7208 | 0 | 0 | 0 | 0 | 0 | 0 | 0 | 0
22 | FF1F101069 | GI Bolt & Nut | kg | 77 | 44.62 | 3435.74 | 0 | 0 | 0 | 0 | 0 | 0 | 0 | 0
23 | KK0K003001 | 132 KV LA Damaged/Defective | No. | 1000 |  | 0 | 0 | 0 | 0 | 0 | 0 | 0 | 6 | 6000
24 | VV5V406005 | C.T Junction Box | No. | 5561.5 | 1 | 5561.5 | 0 | 0 | 0 | 0 | 0 | 0 | 0 | 0
25 | VV6V601004 | P.T Junction Box | No. | 5561.5 | 1 | 5561.5 | 0 | 0 | 0 | 0 | 0 | 0 | 0 | 0
26 | II3I301008 | Earth Wire Mid Span Joint for 7/9 SWG E/W | No. | 800.18 | 5 | 4000.9 | 0 | 0 | 0 | 0 | 0 | 0 | 0 | 0
27 | II3I301009 | Earth Wire Mid Span Joint for 7/10 SWG E/W | No. | 805.85 | 7 | 5640.95 | 0 | 0 | 0 | 0 | 0 | 0 | 0 | 0
28 | SS3S301001 | 132 KV HIVELM Isolator Jaw | No. | 5448 | 2 | 10896 | 0 | 0 | 0 | 0 | 0 | 0 | 0 | 0
29 | SS3S301001 | 132 KV WIGMEN Isolator Jaw | No. | 5448 | 3 | 16344 | 0 | 0 | 0 | 0 | 0 | 0 | 0 | 0
30 | SS3S301005 | 132 KV WIGMEN Isolator male contact | No. | 3745 | 3 | 11235 | 0 | 0 | 0 | 0 | 0 | 0 | 0 | 0
31 |  | Resistance 4.0 KΩ 35 W | No. | 136.2 | 16 | 2179.2 | 0 | 0 | 0 | 0 | 0 | 0 | 0 | 0
32 |  | Resistance 1.5 KΩ 35 W | No. | 102.15 | 18 | 1838.7 | 0 | 0 | 0 | 0 | 0 | 0 | 0 | 0
33 | PP0P016006 | Steel rope 8 mm | m | 60 | 300 | 18000 | 0 | 0 | 0 | 0 | 0 | 0 | 0 | 0
34 | II4I401002 | D Shacle screw pin D | No. | 400 | 50 | 20000 | 0 | 0 | 0 | 0 | 0 | 0 | 0 | 0
35 | II3I301008 | Mid span joint compression 7/9SWG | No. | 500 | 16 | 8000 | 0 | 0 | 0 | 0 | 0 | 0 | 0 | 0
36 | II3I301009 | Mid span joint compression 7/10SWG | No. | 500 | 9 | 4500 | 0 | 0 | 0 | 0 | 0 | 0 | 0 | 0
37 | II3I306004 | A.I Jumper Cone for Panther | No | 950.34 | 1 | 950.34 | 0 | 0 | 0 | 0 | 0 | 0 | 0 | 0
38 | JJ0J005010 | 33KV ABB make VCB old and used replaced under P.S.D.F scheme | No | 10000 |  | 0 | 0 | 0 | 0 | 0 | 2 | 20000 | 0 | 0
39 |  | N type fuse casing 415V 32A | No | 290.3 | 5 | 1451.5 | 0 | 0 | 0 | 0 | 0 | 0 | 0 | 0
40 |  | H type fuse casing 415V 63A | No | 363.4375 | 14 | 5088.125 | 0 | 0 | 0 | 0 | 0 | 0 | 0 | 0
41 |  | Metering Cubical with 300/5A C.T | No | 12541 | 1 | 12541 | 0 | 0 | 0 | 0 | 0 | 0 | 0 | 0
42 | VV6V507004 | 132KV CVT old & used( Replace under PSDF) | No | 50000 | 1 | 50000 | 0 | 0 | 0 | 0 | 0 | 0 | 0 | 0
43 |  | 16Amp Single pole DC MCB | No | 580.6 | 2 | 1161.2 | 0 | 0 | 0 | 0 | 0 | 0 | 0 | 0
44 |  | O/C & Earth Fault relay JVS Make (old & used) | No | 10000 | 1 | 10000 | 0 | 0 | 0 | 0 | 0 | 0 | 0 | 0
45 | MM0M008004 | Under Voltage relay JVS Make (old & used) | No | 5000 |  | 0 | 0 | 0 | 0 | 0 | 1 | 5000 | 0 | 0
46 | MM0M008001 | Over Voltage Relay JVS Make (old & used) | No | 5000 |  | 0 | 0 | 0 | 0 | 0 | 1 | 5000 | 0 | 0
47 | SS0S003001 | 132KV central Breaker Isolator (old ,Used & Dismental) | No | 10000 |  | 0 | 0 | 0 | 0 | 0 | 1 | 10000 | 0 | 0
48 | VV3V303001 | 132KV C.T old and used | No | 10000 |  | 0 | 0 | 0 | 0 | 0 | 1 | 10000 | 0 | 0
49 |  | 50mm dia. Isolator clamp panther conducter | No | 973.5 | 6 | 5841 | 0 | 0 | 0 | 0 | 0 | 0 | 0 | 0
50 | VV6V505002 | 33KV P.T (new) Jhajhra | No | 12510.66 | 1 | 12510.66 | 0 | 0 | 0 | 0 | 0 | 0 | 0 | 0
51 |  | 600volt 20Amp 6mm flat head terminal | No | 38.94 | 98 | 3816.12 | 0 | 0 | 0 | 0 | 0 | 0 | 0 | 0
52 |  | 600volt 20Amp 6mm Cylinderical head terminal | No | 38.94 | 65 | 2531.1 | 0 | 0 | 0 | 0 | 0 | 0 | 0 | 0
53 | KK0K005001 | LA Defective//Uncomplete/Damage | No | 200 |  | 0 | 0 | 0 | 0 | 0 | 0 | 0 | 3 | 600
54 | VV3V305009 | 33KV C.T Defective/Damage (16No2020)1No 2023 | No | 1000 |  | 0 | 0 | 0 | 0 | 0 | 0 | 0 | 7 | 7000
55 |  | Fuse wire 6Amp | Kg | 1740 | 0.562 | 977.88 | 0 | 0 | 0 | 0 | 0 | 0 | 0 | 0
56 |  | ACB of ABB make 800Amp | No | 50000 | 1 | 50000 | 0 | 0 | 0 | 0 | 0 | 0 | 0 | 0
57 | VV3V305006 | 33KV C.T 800/400/1(old & Used) | No | 2000 | 1 | 2000 | 0 | 0 | 0 | 0 | 0 | 0 | 0 | 0
58 | CC0C001009 | 10X2.5Sqmm Control Cable | Km | 266090 | 0.04 | 10643.6 | 0 | 0 | 0 | 0 | 0 | 0 | 0 | 0
59 | VV3V303004 | 132KV C.T 400/200/100/1Defective Recived Back from plant | No | 1000 |  | 0 | 0 | 0 | 0 | 0 | 0 | 0 | 1 | 1000
60 | SS4S402013 | Isolator Blade | No | 5310 | 2 | 10620 | 0 | 0 | 0 | 0 | 0 | 0 | 0 | 0
61 | YY1Y102002 | 110Volt Battery Charger | No | 10000 | 1 | 10000 | 0 | 0 | 0 | 0 | 0 | 0 | 0 | 0
62 | CC0C002011 | 4Core old & Used in bit Control cable (without armoured Wire) | Mtr | 50 | 22 | 1100 | 0 | 0 | 0 | 0 | 0 | 0 | 0 | 0
63 | CC0C002010 | 6Core old & Used in bit Control cable (without armoured Wire) | Mtr | 60 | 120 | 7200 | 0 | 0 | 0 | 0 | 0 | 0 | 0 | 0
64 | CC0C002008 | 10Core old & Used in bit Control cable (without armoured Wire) | Mtr | 100 | 100 | 10000 | 0 | 0 | 0 | 0 | 0 | 0 | 0 | 0
65 | VV3V303004 | 145KV C.T 400/ 200/100/1 Damage | No | 1000 |  | 0 | 0 | 0 | 0 | 0 | 0 | 0 | 1 | 1000
66 | AA0A002001 | Moose Conducter | Km | 300000 | 0.084 | 25200 | 0 | 0 | 0 | 0 | 0 | 0 | 0 | 0
67 | KK0K005001 | 33KV L.A Damage/Old& Used | No | 200 |  | 0 | 0 | 0 | 0 | 0 | 0 | 0 | 2 | 400
68 | FF2F201005 | MS Round 32mm Dia | KG | 15 | 179 | 2685 | 0 | 0 | 0 | 0 | 0 | 0 | 0 | 0
69 | VV3V305009 | 33KV C.T 400/200/1 old and use (Recived from Spare(Future Bay) | No | 2000 | 1 | 2000 | 0 | 0 | 0 | 0 | 0 | 0 | 0 | 0
70 | SS5S501017 | Panther conducter Isolator clamp old and used | No | 10 | 39 | 390 | 0 | 0 | 0 | 0 | 0 | 0 | 0 | 0
71 | II0I004005 | Panther to Deer conducter P.G clamp old and used | No | 10 | 13 | 130 | 0 | 0 | 0 | 0 | 0 | 0 | 0 | 0
72 |  | Deer to Deer conducter P.G clamp old and used | No | 10 | 0 | 0 | 0 | 0 | 0 | 0 | 0 | 0 | 0 | 0
73 | II2I2I0002 | Aluminium Alloy Double Groove Moose Conducter Isolator Clamp | No | 2714 | 0 | 0 | 0 | 0 | 0 | 0 | 0 | 0 | 0 | 0
74 | SS4S402001 | 33KV Isolator Jaw | No | 2714 | 2 | 5428 | 0 | 0 | 0 | 0 | 0 | 0 | 0 | 0
75 | KK0K005001 | 33KV L.A Old & Used | No | 1000 | 0 | 0 | 0 | 0 | 0 | 0 | 0 | 0 | 1 | 1000
76 |  | 75X12mm MS Flat | MT | 94931 | 0.058 | 5505.998 | 0 | 0 | 0 | 0 | 0 | 0 | 0 | 0
77 | KK0K003001 | 132KV Sure Arrester old and used | No | 1000 | 2 | 2000 | 0 | 0 | 0 | 0 | 0 | 0 | 3 | 3000
78 | VV3V303004 | 132KV C.T old and used (TelK Scrap) | No | 1000 | 0 | 0 | 0 | 0 | 0 | 0 | 0 | 0 | 2 | 2000
79 | VV3V305009 | 33KV C.T old and used | No | 3000 | 3 | 9000 | 0 | 0 | 0 | 0 | 0 | 0 | 0 | 0
80 | KK0K005001 | 33KV L.A Old & Used ( Scrap) | No | 100 | 0 | 0 | 0 | 0 | 0 | 0 | 0 | 0 | 9 | 900
81 | AA0A002004 | ACSR Panther Conducter Old & Used | No | 110000 | 0.1 | 11000 | 0 | 0 | 0 | 0 | 0 | 0 | 0 | 0
82 | VV5V407013 | Aluminium Alloy Double Groove C.T Moose Conducter Clamp | No | 1528.1 | 1 | 1528.1 | 0 | 0 | 0 | 0 | 0 | 0 | 0 | 0
83 |  | Transformer Cooling Fan Old & used & damage | No | 1000 | 6 | 6000 | 0 | 0 | 0 | 0 | 0 | 0 | 0 | 0
84 | VV3V303004 | 132KV C.T Old and used Recived Back From Plant | No | 2000 | 1 | 2000 | 0 | 0 | 0 | 0 | 0 | 0 | 0 | 0
85 | KK0K003001 | 132KV L.A Old & Used | No | 100 | 0 | 0 | 0 | 0 | 0 | 0 | 0 | 0 | 3 | 300
86 | KK0K005001 | 33KV L.A Old & Used | No | 100 | 0 | 0 | 0 | 0 | 0 | 0 | 0 | 0 | 4 | 400
87 | MM0M007001 | Buchholz Relay 110Volt D.C Old And Used Recived from Plant | No | 200 | 1 | 200 | 0 | 0 | 0 | 0 | 0 | 0 | 0 | 0
88 | MM0M007004 | O.S.R Relay 110Volt D.C Old And Used Recived from Plant | No | 200 | 1 | 200 | 0 | 0 | 0 | 0 | 0 | 0 | 0 | 0
89 | MM0M007005 | P.R.V Relay 110Volt D.C Old And Used Recived from Plant | No | 200 | 0 | 0 | 0 | 0 | 0 | 0 | 0 | 0 | 1 | 200
90 | VV2V204005 | Oil Sample bottle Stainless Steel | No | 40710 | 3 | 122130 | 0 | 0 | 0 | 0 | 0 | 0 | 0 | 0
91 | VV3V305006 | 33KV C.T 800/400/1 old and use | No | 1000 | 1 | 1000 | 0 | 0 | 0 | 0 | 0 | 0 | 0 | 0
92 | VV3V305009 | 33KV C.T 400/200/1 old and use | No | 1000 | 5 | 5000 | 0 | 0 | 0 | 0 | 0 | 0 | 0 | 0
93 | VV1V101034 | 145KV Transformer Bushing "HT side Alstom Make | No | 62000 | 1 | 62000 | 0 | 0 | 0 | 0 | 0 | 0 | 0 | 0
94 | FF0F050026 | Post Insulator Structure (recived Back from Plant) | No | 1000 | 2 | 2000 | 0 | 0 | 0 | 0 | 0 | 0 | 0 | 0
95 |  | PG Clamp Panther to Panther Conducter Old & Used | No | 10 | 0 | 0 | 0 | 0 | 0 | 0 | 0 | 0 | 0 | 0
96 | VV1V101037 | 132KV Transformer H.V Bushing | No | 100 | 0 | 0 | 0 | 0 | 0 | 0 | 0 | 0 | 1 | 100
97 | KK0K005001 | 33KV, 10K.A,Class-III with Surge Counter | No | 29500 | 0 | 0 | 0 | 0 | 0 | 0 | 0 | 0 | 0 | 0
98 | VV1V101034 | 145KV 800A 100CT Transformer Bushing DL | No | 283247.2 | 1 | 283247.2 | 0 | 0 | 0 | 0 | 0 | 0 | 0 | 0
99 | VV1V101035 | 72.5KV 1250A 300CT Transformer Bushing DR | No | 203974.8 | 1 | 203974.8 | 0 | 0 | 0 | 0 | 0 | 0 | 0 | 0
100 |  | Distance Protection relay ABB Make Old & Used | No | 10000 | 1 | 10000 | 0 | 0 | 0 | 0 | 0 | 0 | 0 | 0
101 | VV5V407022 | Aluminium Alloy C.T clamp 18mm with Twin Panther Grip | No | 1516.3 | 2 | 3032.6 | 0 | 0 | 0 | 0 | 0 | 0 | 0 | 0
102 |  | Aluminium Alloy C.T clamp 28mm with Twin Moose Grip | No | 1516.3 | 0 | 0 | 0 | 0 | 0 | 0 | 0 | 0 | 0 | 0
103 | SS0S005003 | 33KV Bus Isolator (old & Used) | No | 1000 | 4 | 4000 | 0 | 0 | 0 | 0 | 0 | 0 | 0 | 0
104 | SS0S005003 | 33KV Line Isolator (old & Used) | No | 1000 | 2 | 2000 | 0 | 0 | 0 | 0 | 0 | 0 | 0 | 0
106 | VV3V305009 | 33KV C.T (anarwala-I) Scrap (400/200/1) | No | 1000 | 0 | 0 | 0 | 0 | 0 | 0 | 0 | 0 | 5 | 5000
107 | VV3V305009 | 33KV C.T (anarwala-I)(400/1) (old & used) | No | 1000 | 1 | 1000 | 0 | 0 | 0 | 0 | 0 | 0 | 0 | 0
108 | VV3V305009 | 33KV C.T (OPTO) (400/200/1)(old & used) | No | 1000 | 3 | 3000 | 0 | 0 | 0 | 0 | 0 | 0 | 0 | 0
109 | KK0K003001 | 132KV L.A Defective | No | 100 | 0 | 0 | 0 | 0 | 0 | 0 | 0 | 0 | 1 | 100
110 |  | 33KV Breaker Clamp Panther Conducter | No | 10 | 11 | 110 | 0 | 0 | 0 | 0 | 0 | 0 | 0 | 0
111 |  | Moose to Deer conducter P.G clamp old and used | No | 10 | 2 | 20 | 0 | 0 | 0 | 0 | 0 | 0 | 0 | 0
112 |  | Aluminium Alloy C.T clamp 40mm | No | 10 | 6 | 60 | 0 | 0 | 0 | 0 | 0 | 0 | 0 | 0
113 |  | Aluminium Alloy C.T clamp 28mm with single Panther conducter | No | 10 | 13 | 130 | 0 | 0 | 0 | 0 | 0 | 0 | 0 | 0
|  | Total |  |  |  | 1619720.713 | 0 | 13700 | 0 | 0 | 6 | 50000 | 112 | 46200
132kV Substation, Purkul (Line)
1 |  | Tower Parts Old and Used (Dismentalled) | MT | 40000 | 8.366 | 334640 |  | 0 |  | 0 |  | 0 |  | 0
2 |  | ACSR Panther Conductor (Old & Used) | KM | 110000 | 0.783 | 86130 |  | 0 |  | 0 |  | 0 |  | 0
3 |  | Disc Insulators 70 KN Old and Used (Dismentalled) | Nos | 110 | 82 | 9020 |  | 0 |  | 0 |  | 0 |  | 0
4 |  | Pilot fitting for single ACSR conductor (suitabe for 70 KN disc) | Nos | 2295 | 1 | 2295 |  | 0 |  | 0 |  | 0 |  | 0
5 |  | Vibration damper for 7/10 SWG Earth Wire | Nos | 703.8 | 4 | 2815.2 |  | 0 |  | 0 |  | 0 |  | 0
6 |  | Mid span joint for panther conductor | Nos | 663 | 4 | 2652 |  | 0 |  | 0 |  | 0 |  | 0
7 |  | Mid spann joint for panther conductor | Nos | 750 | 9 | 6750 |  | 0 |  | 0 |  | 0 |  | 0
|  | Total |  |  |  | 444302.2 | [7 empty] | 0
|  | Grand Total |  |  |  | 65727800.6556 |  | 13700 |  |  |  | 50000 |  | 2377827.2413
Inventory
Name of Zone |  | Garhwal Zone Roorkee
Name of circle |  | O&M Circle Dehradun
Name of Division |  | O&M Division Yamuna Colony Dehradun
Name of S/s |  | 132kV Majra Substation Dehradun
Month |  | April 2026 (Upto 22.04.2026)
Incharge |  | Dinesh Kumar Singh JE O&M Majra
S. No. | Item code | Name of Item | Unit | Unit Rate | Qty. | Useable |  | Unserviceable |  | Non-Moving |  | Obsolete |  | Scrap
[6 empty] | Total Amount |  | Total Amount |  | Total Amount |  | Total Amount |  | Total Amount
Items not Included in the list
1 | VV3V305006 | 33KV 800/400/1A (3 Core) accuracy class 0.2 | No | 35752.5 | 1 | 0 |  | 0 |  | 0 |  | 0 |  | 35752.5
2 | KK0K003001 | 132KV Surge Arrestor Old & Used | No | 200 | 15 | 0 |  | 0 |  | 0 |  | 3000 |  | 0
3 | JJ0J005010 | 33KV Circuit Breaker Old & Used | No | 10000 | 1 | 0 |  | 0 |  | 0 |  | 0 |  | 10000
4 | SS0S003003 | 132KV Isolator Old & Used | No | 500 | 2 | 0 |  | 0 |  | 0 |  | 1000 |  | 0
5 | AA1A101002 | GI earth wire 7/10 SWG old & used in bits | Kg | 25 | 277.6 | 0 |  | 0 |  | 0 |  | 0 |  | 6940
6 | SS0S003003 | 132kV Isolator with Damaged Post (Old & Used) | No | 500 | 2 | 0 |  | 0 |  | 0 |  | 1000 |  | 0
7 | VV3V303004 | 132KV CT old & used | No | 1000 | 3 | 0 |  | 0 |  | 0 |  | 0 |  | 3000
8 |  | 33KV CT 120/1 A old & damaged | No | 500 | 3 | 0 |  | 0 |  | 0 |  | 0 |  | 1500
9 |  | Male Contact Copper Scrap | Kg | 40 | 4.5 | 0 |  | 0 |  | 0 |  | 0 |  | 180
10 |  | Al scrap (for various damage clamps) | Kg | 20 | 11.5 | 0 |  | 0 |  | 0 |  | 0 |  | 230
11 | VV3V305010 | 33KV CT damaged | No | 500 | 3 | 0 |  | 0 |  | 0 |  | 0 |  | 1500
12 |  | 33KV Jaw Old & Used/Damage | No | 50 | 12 | 0 |  | 0 |  | 0 |  | 0 |  | 600
13 |  | 33KV Isolator Blade old & used/Damaged | No | 50 | 6 | 0 |  | 0 |  | 0 |  | 0 |  | 300
14 |  | 33KV SF6 circuit breaker ( 1-Pole damage) | No | 5000 | 1 | 0 |  | 5000 |  | 0 |  | 0 |  | 0
15 | VV3V303004 | 132KV CT Leak from Delta Point | No | 5000 | 1 | 0 |  | 5000 |  | 0 |  | 0 |  | 0
16 |  | 33KV PT Damaged | No | 1000 | 2 | 0 |  | 2000 |  | 0 |  | 0 |  | 0
Slow Moving
1 | SS3S301007 | Male arm assembly for 145KV ELPRO | No | 12240 | 2 | 0 |  | 0 |  | 0 |  | 24480 |  | 0
2 | SS3S301006 | Female arm assembly for 145KV ELPRO | No | 12240 | 2 | 0 |  | 0 |  | 0 |  | 24480 |  | 0
3 | SS3S301007 | Male arm assembly for 145KV HVLEM | No | 12240 | 2 | 0 |  | 0 |  | 0 |  | 24480 |  | 0
4 | SS3S301006 | Female contact assembly for 145KV HVLEM | No | 12240 | 2 | 0 |  | 0 |  | 0 |  | 24480 |  | 0
5 | SS0S003003 | 145KV Bus Isolator complete Old & Used | No | 25000 | 1 | 0 |  | 25000 |  | 0 |  | 0 |  | 0
6 | II2I210002 | Twin Type 33KV Isolator Clamp for Moose Conductor | No | 1493.5 | 41 | 0 |  | 0 |  | 61233.5 |  | 0 |  | 0
7 | VV1V101034 | Bushing Assembly 145KV Alstom T/F | No | 25000 | 1 | 0 |  | 0 |  | 25000 |  | 0 |  | 0
Fast Moving (Useable)
1 | VV3V305006 | 33KV CT Ratio 800/400/1 | No | 46964 | 0 | 0 |  | 0 |  | 0 |  | 0 |  | 0
2 | MM0M007003 | Buchholz Relay | No | 27730 | 1 | 27730 |  | 0 |  | 0 |  | 0 |  | 0
3 | VV2V207001 | WTI | No | 30680 | 1 | 30680 |  | 0 |  | 0 |  | 0 |  | 0
4 | VV3V305006 | 33KV CT 800-400/1 Amp 0.2s Class | No | 53454 | 0 | 0 |  | 0 |  | 0 |  | 0 |  | 0
5 |  | Amp Meter | No | 920.4 | 1 | 920.4 |  | 0 |  | 0 |  | 0 |  | 0
6 |  | ACSR Panther conductor | Mtr | 110 | 9.06 | 996.6 |  | 0 |  | 0 |  | 0 |  | 0
7 |  | 33 KV Circuit Breaker old and used | No | 5000 | 1 | 5000 |  | 0 |  | 0 |  | 0 |  | 5000
8 |  | Expulsion Type fuse for Capacitor Bank II | No | 973.5 | 22 | 21417 |  | 0 |  | 0 |  | 0 |  | 0
9 |  | Expulsion Type fuse for Capacitor Bank I | No | 1445.5 | 66 | 95403 |  | 0 |  | 0 |  | 0 |  | 0
10 |  | 132 KV Isolator Blade | No | 8850 | 15 | 132750 |  | 0 |  | 0 |  | 0 |  | 0
11 |  | 132 KV Isolator Jaw | No | 8850 | 15 | 132750 |  | 0 |  | 0 |  | 0 |  | 0
12 |  | Isolator Pad Clamp | No | 4130 | 4 | 16520 |  | 0 |  | 0 |  | 0 |  | 0
13 |  | 132 KV Isolator clamp | No | 6572.6 | 5 | 32863 |  | 0 |  | 0 |  | 0 |  | 0
14 |  | 145 KV Bus post Insulator | No | 29981.44 | 4 | 119925.76 |  | 0 |  | 0 |  | 0 |  | 0
15 |  | ACSR Moose Conductor | Km | 300000 | 0.1 | 30000 |  | 0 |  | 0 |  | 0 |  | 0
16 |  | 33 KV SF6 spring charge motor | No | 29205 | 3 | 87615 |  | 0 |  | 0 |  | 0 |  | 0
17 |  | 132 KV SF6 spring charge motor | No | 44663 | 2 | 89326 |  | 0 |  | 0 |  | 0 |  | 0
18 |  | 132 KV SF6 spring charge motor | No | 55401 | 2 | 110802 |  | 0 |  | 0 |  | 0 |  | 0
19 |  | 132 KV tripping coil | No | 16461 | 1 | 16461 |  | 0 |  | 0 |  | 0 |  | 0
20 |  | 133 KV closing coil | No | 15930 | 1 | 15930 |  | 0 |  | 0 |  | 0 |  | 0
21 |  | Isolator Clamp Panther | No | 6903 | 6 | 41418 |  | 0 |  | 0 |  | 0 |  | 0
22 |  | C Wej Moose to moose | No | 6254 | 5 | 31270 |  | 0 |  | 0 |  | 0 |  | 0
23 |  | C Wej Panther to Panther | No | 4012 | 3 | 12036 |  | 0 |  | 0 |  | 0 |  | 0
24 |  | C Wej Moose to moose | No | 5675.8 | 2 | 11351.6 |  | 0 |  | 0 |  | 0 |  | 0
25 |  | C Wej Moose to moose | No | 4897 | 8 | 39176 |  | 0 |  | 0 |  | 0 |  | 0
26 |  | 33 KV VCB ABB Make | No | 559320 | 1 | 559320 |  | 0 |  | 0 |  | 0 |  | 0
27 |  | 132 KV 3 Phase isolator | No | 413000 | 2 | 826000 |  | 0 |  | 0 |  | 0 |  | 0
28 |  | 33 KV Bus post insulator | No | 7670 | 6 | 46020 |  | 0 |  | 0 |  | 0 |  | 0
29 |  | base plate for 33 KV Jaw | No | 1711 | 7 | 11977 |  | 0 |  | 0 |  | 0 |  | 0
30 |  | C-Wej Clamp Moose to moose | No | 5310 | 7 | 37170 |  | 0 |  | 0 |  | 0 |  | 0
31 |  | PG Clamp Moose to moose | No | 3658 | 6 | 21948 |  | 0 |  | 0 |  | 0 |  | 0
Total (in Rs) |  |  |  |  | 602.76 | 2604776.36 |  | 37000 |  | 86233.5 |  | 102920 |  | 60002.5
Name of Zone |  | Garhwal Zone
Name of circle |  | Dehradun Circle
Name of Division |  | O&M Division Yamuna Colony Dehradun
Name of Substation |  | 132 KV Substation Majra
Name of Section Holder |  | Dinesh Kumar Singh JE
Month |  | 2026-04-21
S. No. | Item code | Name of Item | Unit | Unit rate in Rs. | Qty. | Useable |  | Unserviceable |  | Non-Moving |  | Obsolete |  | Scrap
[6 empty] | Total Amount |  | Total Amount |  | Total Amount |  | Total Amount |  | Total Amount
1 | NN0N003008 | 11 KV panel damage | No | 100 | 1 | 0 |  | 0 |  | 0 |  | 0 |  | 100
2 |  | 110V DCDB panel (old &used) | No | 100 | 1 | 0 |  | 0 |  | 0 |  | 0 |  | 100
3 |  | Lenovo K6 mobile phone (old & used) | No | 7500 | 1 | 0 |  | 7500 |  | 0 |  | 0 |  | 0
4 | YY1Y102002 | 110 volt Battery Charger damage | No | 500 | 1 | 0 |  | 0 |  | 0 |  | 0 |  | 500
5 |  | Disc Fittings damage | No | 50 | 3 | 0 |  | 0 |  | 0 |  | 0 |  | 150
6 | NN0N001012 | 11 KV MOCB incoming panel(Obselete) | No | 1000 | 1 | 0 |  | 0 |  | 0 |  | 0 |  | 1000
7 | NN0N001012 | 11 KV MOCB outgoing panel(Obselete) | No | 1000 | 2 | 0 |  | 0 |  | 0 |  | 0 |  | 2000
8 | II3I308001 | Bird Guard | No | 564.1 | 18 | 10153.8 |  | 0 |  | 0 |  | 0 |  | 0
9 | II5I501009 | Tension Fitting 7/09 SWG Earth Wire | No | 1416 | 8 | 11328 |  | 0 |  | 0 |  | 0 |  | 0
10 | II2I202002 | Tension Clamp 7/10 SWG Earth Wire | No | 1003 | 4 | 4012 |  | 0 |  | 0 |  | 0 |  | 0
11 | II5I502005 | Double Tension Fitting for Panther | No | 4708.2 | 3 | 14124.6 |  | 0 |  | 0 |  | 0 |  | 0
12 | YY0Y003005 | 2 volt 300 AH Battery Cell damage | No | 10 | 54 | 0 |  | 0 |  | 0 |  | 0 |  | 540
13 | YY1Y102002 | Battery charger 300AH Statcon make Old and used | No | 1000 | 1 | 0 |  | 1000 |  | 0 |  | 0 |  | 0
14 | AA0A002004 | ACSR Panther Conductor damage | Kg | 50 | 80 | 0 |  | 0 |  | 0 |  | 0 |  | 4000
Total (in Rs) |  |  |  |  | 178 | 39618.4 |  | 8500 |  |  |  | 0 |  | 8390
Name of Zone |  | Garhwal Zone
Name of circle |  | Dehradun Circle
Name of Division |  | O&M Division Yamuna Colony Dehradun | [5 empty] | Name of Substation |  | 132 KV Substation Majra
Name of Section Holder |  | Kuldeep Jadli JE | [5 empty] | Month |  | 2026-04-01
S. No. | Item code | Name of Item | Unit | Unit rate in Rs. | Useable |  | Unserviceable |  | Non-Moving |  | Obsolete |  | Scrap
[5 empty] | Qty. | Total Amount in Rs. | Qty. | Total Amount in Rs. | Qty. | Total Amount in Rs. | Qty. | Total Amount in Rs. | Qty. | Total Amount in Rs.
1 | FF0F015002 | Incomplete tower parts rusted in scrap | Kg | 72.2 | 7512 | 542366.4
2 | FF0F043010 | Template -B type tower stub (O/U) | KG | 40 | 1233.1 | 49324
3 | FF0F043012 | Template -C type tower stub (O/U) | KG | 20 | 2064.5 | 41290
4 | AA1A101002 | A type tower part(O/U) | KG | 40000 | 0.955 | 38200
5 | FF0F015002 | A+3type tower parts(O/U) | MT | 40000 | 2.789 | 111560
6 | FF0F043012 | Template for 132KV S/C tower | MT | 72200 | 1.77 | 127794
7 | II3I301009 | Mid span joint for Earth wire | No | 50 | 4 | 200
8 | AA1A101002 | Earth wire 7/10swg | Mtr | 44 | 249.97 | 10998.68
9 | II5I502006 | Double Tension Fitting Compression type for ACSR special panther | No | 9056.5 | 3 | 27169.5
10 | II5I501006 | Single Tension Fitting Compression type for ACSR special panther | No | 5428 | 9 | 48852
11 | II3I301005 | Mid Span Joint for ACSR special panther | No | 1239 | 6 | 7434
12 | II3I303005 | Vibration damper for ACSR special panther | No | 1410.1 | 14 | 19741.4
13 | II3I303005 | Vibration damper | No | 1342.84 | 1 | 1342.84
14 | II5I502005 | Double tensiion fitting | No | 9204 | 1 | 9204
15 | II3I302004 | Mid span joint | No | 1156.4 | 1 | 1156.4
16 | II3I303005 | Vibration Damper | No | 1180 | 4 | 4720
17 | II3I301009 | Steel joint | No | 955.8 | 3 | 2867.4
18 | FF0F015002 | 132 KV D/C B Type Tower Parts Incomplete CromptonMake | Kg | 40 | 28629 | 1145160
19 | FF0F015002 | 132 KV D/C A Type Tower Parts Incomplete Crompton Make | Kg | 40 | 6400 | 256000
20 | FF0F015002 | 132 KV S/C A Type Tower Parts Incomplete SAE Make | Kg | 40 | 13022 | 520880
21 | FF0F015002 | 132KV S/C 'C' type tower parts incomplete scrap | MT | 100 | 0.8399 | 83.99
22 | II0I001004 | Polymer Insulator String | No | 9676 | 12 | 116112
23 | II3I307001 | Number Plate | No | 480 | 1 | 480
24 | II3I307006 | Danger Plate | No | 480 | 1 | 480
25 | II3I307003 | Phase Plate | Set | 550 | 1 | 550
4 | AA2A201001 | Counter poise earthing | Set | 15500 | 1 | 15500
27 | II4I406005 | Anti climb device | Set | 13800 | 1 | 13800
28 | II3I302008 | Repair sleeve for earth wire | No | 580 | 2 | 1160
29 | AA0A002004 | ACSR Panther conductor | Km | 225000 | 1 | 225000
30 | II51502005 | Double Tension Fitting 120 KN Disc insulator | Set | 9950 | 1 | 9950
31 | II5I501005 | Single Tension Fitting 120 KN Disc insulator | Set | 6000 | 3 | 18000
32 | II5I501009 | Tension fitting for earth wire | Set | 1450 | 2 | 2900
33 | II3I301009 | Mid span joint for 7/10 SWG earth wire | No | 500 | 2 | 1000
34 | II0I001003 | 120 KN Disc Insulator | No | 1050 | 66 | 69300
35 | II31307001 | GS Earth wire 7/10 SWG | Km | 68000 | 0.35 | 23800
36 | II3I303004 | Vibration Damper for panther | No | 1560 | 6 | 9360
37 | II3I303009 | Vibration Damper for 7/10 SWG earth wire | No | 850 | 4 | 3400
38 | II3I301004 | Mid Span Joint | No | 1199 | 3 | 3597
39 | PP0P001004 | Bolted type PG Clamp with Nut Bolt | No | 2360 | 2 | 4720
40 | II0I004005 | PG Clamp Panther to panther | No | 2926.4 | 6 | 17558.4
41 | II1I105001 | C-Wej Clamp panther to panther | No | 2937.02 | 10 | 29370.2
Total (in Rs) | [5 empty] | 3532382.21 |  | 0 |  |  |  | 0 |  | 0
Name Of Circle Zone :- Garhwal Zone
Name Of Division :- E.E. (O&M) Division, Yamuna colony Dehra Dun.
Stock inventory for the Month of :- April - 2026
Name of Stock Holder - Jagjeewan LAL (J.E.)
Name Of Substation: |  |  | 132KV Sub station Bindal
Sl. No. | Item code | Name Of Item | Unit | Unit Rate in Rs. | Qty | Useable |  | Unserviceable |  | Non-Moving |  | Obsolete |  | Scrap
[6 empty] | Total Amount |  | Total Amount |  | Total Amount |  | Total Amount |  | Total Amount
1 | II2I202002 | Earth wire clamp for SP-55 | No. | 100 | 25 | [6 empty] | 2500
2 | ZZ2Z005004 | V Cross Arm 33KV | No. | 500 | 4 | [6 empty] | 2000
3 | SS6S608010 | Contactor MN-25watt aux 1c AC 15-4 415V, AC 10A | No. | 1350.65 | 1 | 1350.65
4 | ZZ2Z005004 | Pin Insulator for LT line | No. | 221.32 | 40 | 8852.8
5 | ZZ2Z005004 | 33KV PIN insulator | No. | 300 | 1 | 300
6 | II5I505006 | Double Suspension fitting (SPL Pantther) | No. | 3975 | 5 | [6 empty] | 19875
7 | II5I502006 | Double Tension fitting (SPL Pantther) | No. | 3975 | 5 | [6 empty] | 19875
8 | II3I301005 | Mid Spain Joint (SPL Panther) | No. | 1490 | 5 | [6 empty] | 7450
9 | PP0P001005 | Come Along Clamp Automatic (SPL Panther) | No. | 9975 | 2 | 19950
10 | II3I306005 | Jumpering Cone (SPL Panther) | No. | 1450 | 5 | [6 empty] | 7250
11 | II0I001007 | Disc Insulator O/U | No. | 130 | 82 |  |  | 10660
12 | AAIA101002 | Earth Wire O/U | Km. | 10000 | 0.245 |  |  | 2450
13 | II5I502005 | Double Tension Fitting for Panther Conductor | No. | 8873.6 | 1 | 8873.6
14 | II5I507002 | Bolted type busbar tension fitting having 6 bolt sutable for Moose conductor | No. | 1400 | 2 | 2800
15 | AA0A002004 | ACSR panther Conductor ( Old & used ) | MT. | 45000 | 1 | 45000
16 | II5I501005 | Tension Fitting for Panther Conductor | No. | 7080 | 02 | 14160
17 | II5I501010 | Tension fitting for 7/10 Earth wire | Sets | 1829 | 08 | 14632
18 | II5I507002 | Bolted Type Tension Fitting for ACSR Moose Conductor | Sets | 9440 | 02 | 18880
|  | Total Rs. |  |  |  | 134799.05 |  | 13110 |  | 0 |  | 58950 |  | 0
Name Of Circle Zone :- Garhwal Zone
Name Of Division :- E.E. (O&M) Division, Yamuna colony Dehra Dun.
Stock inventory for the Month of :- April - 2026
Name of Stock Holder - Sanjay Kumar (J.E.)
Name Of Substation: |  |  | 132KV Sub station Bindal
Sl. No. | item Code | Name Of Item | Unit | Unit Rate in Rs. | Qty | Useable |  | Unserviceable |  | Non-Moving |  | Obsolete |  | Scrap
[6 empty] | Total Amount |  | Total Amount |  | Total Amount |  | Total Amount |  | Total Amount
1 | II5I50I004 | Tension fitting for zebra without dead end | No. | 700 | 54 |  |  |  |  | 37800
2 | KK0K003001 | 145KV L.A | No. | 15000 | 3 |  |  |  |  | 45000
3 | VV3V303001 | 145KV C.T 800/400/1 | No. | 103650 | 5 | 518250
4 | CC1C103002 | Three & Haif core circular armoured XLPE cable size 3.5*400 Sqmm | Mtr. | 994.5 | 30 | 29835
5 | VV2V204000 | T/F oil O/U | KL. | 25000 | 9 | [6 empty] | 225000
6 | NN5N506045 | Line Matching unit | No. | 2000 | 2 | [6 empty] | 4000
7 | CC2C201005 | H.F. Cable | Mtr. | 100 | 454 | 45400
8 | AA0A002003 | ACSR deer conductor in bits O/u | Mtr. | 50 | 2 |  |  | 100
9 | ZZ2Z005004 | RZAO relay card o/u | No. | 15000 | 2 | [6 empty] | 30000
10 | AA0A002004 | ACSR panther conductor in bits | Mtr. | 50 | 7 | 350
11 | VV4V305013 | 33KV C.T 200/100/1A | No. | 17000 | 1 | 17000
12 | II4I404006 | Space cum droper for Deer | No. | 1646 | 20 | 32920
13 | DD0D001003 | CMRI Sl.No. 1509-A7216HSD | No. | 38500 | 1 | 38500
14 | PP2P212002 | Blower | No. | 100 | 1 | [6 empty] | 100
15 | PP1P129001 | Operating Handle | No. | 50 | 1 | 50
16 | PP3P301004 | Safety Belt O/U | No. | 100 | 2 | [6 empty] | 200
17 | YY1Y102002 | 110V, 300AH Battery Charger O/U | No. | 20000 | 1 |  |  | 20000
18 | JJ0J005010 | 33kV Breaker Damaged | No. | 15000 | 1 | [8 empty] | 15000
19 | VV3V303001 | 132KV C.T. 800/400/1 Old & used Replaced under PSDF | No. | 10000 | 6 | [8 empty] | 60000
20 | VV6V505002 | 33KV P.T. Old & used Replaced under PSDF | No. | 5000 | 3 | [8 empty] | 15000
21 | VV6V503002 | 132KV P.T. Old & used Replaced under PSDF | No. | 10000 | 2 | [8 empty] | 20000
22 | JJ0J003005 | 132 KV C.B. Damaged | No. | 15000 | 1 | [8 empty] | 15000
23 | JJ0J005010 | 33 KV C.B. Old & used Replaced under PSDF | No. | 25000 | 2 | [8 empty] | 50000
24 | JJ0J003005 | 132 KV C.B. Old & used Replaced under PSDF | No. | 35000 | 3 | [8 empty] | 105000
25 | KK0K003001 | 132KV L.A. Old & used Replaced under PSDF | No. | 5000 | 3 | [8 empty] | 15000
26 | II5I504009 | Suspension fitting for 7/9 Earth wire | No. | 1060.82 | 9 | 9547.38
27 | II5I504010 | Suspension fitting for 7/10 Earth wire | No. | 1060.82 | 9 | 9547.38
28 | II5I501009 | Tension fitting for 7/9 Earth wire | No. | 1062 | 6 | 6372
29 | II3I301008 | Mid Span joint for 7/9 E/W | No. | 1063.18 | 12 | 12758.16
30 | II3I301009 | Mid Span joint for 7/10 E/W | No. | 1063.18 | 12 | 12758.16
31 | FF0F015002 | Dismantald tower Parts | MT. | 40000 | 0.8 |  |  | 32000
32 | JJ0J005010 | 33 kV Areva make VCB Old & used Replaced under PSDF | No. | 75000 | 1 |  |  | 75000
33 | MM0M004007 | Electromag. O/C, E/F relay O/U | No. | 1000 | 7 | [6 empty] | 7000
34 | II5I507004 | Bolted Type Tension Fitting for ACSR 'Zebra | No. | 4120.56 | 12 | 49446.72
35 | VV2V204001 | EHV Grade Transformer oil drum. | No. | 15357.11 | 1 | 15357.11
36 | JJ0J005010 | 33 KV ABB VCB make old and used replaced under P.S.D.F scheme | No. | 10000 | 1 | [8 empty] | 10000
37 | VV6V505002 | 33 kV / 110 volt Potential transformer | No. | 12510.66 | 1 | 12510.66
38 | VV1V101034 | 145 kv bushing for 40mva T/F EMCO Make | No | 10000 | 1 | 10000
39 | VV2V204007 | Empty Drum of Transformer Oil each 209 ltr. Capacity | No | 200 | 50 | 10000
40 | VV2V204007 | Empty Drum of Transformer Oil each 209 ltr. Capacity (O&U) | No | 200 | 25 | [6 empty] | 5000
41 | VV6V602003 | 132KV C.V.T. Old & used | No. | 20000 | 1 | [6 empty] | 20000
42 | JJ0J005010 | 33 KV ABB VCB make old and used . | No | 25000 | 1 | [8 empty] | 25000
43 | JJ0J005010 | 33 KV Alstom VCB make old and used . | No. | 25000 | 1 | [8 empty] | 25000
44 | JJ7J707001 | SF-6 Gas | Kg. | 11800 | 03 | 35400
45 | JJ0J003005 | 132 KV C.B. Old & used | No. | 40000 | 1 | [8 empty] | 40000
46 | VV3V305006 | 33 kV 800/400/01A ( 3core) C.T. acc.class 0.2 (Old & Used ) | No. | 10000 | 7 | [8 empty] | 70000
47 | JJ7J701014 | Screw auxillary switch 110Volt DC, 12NO+12NC for 33kV CB. | No. | 12154 | 1 | 12154
48 | SS4S402004 | 33 kV Isolator Jaw with four contact | No. | 3534.1 | 4 | 14136.4
49 | SS4S402012 | 33 kV Isolator Blade | No. | 4112.3 | 2 | 8224.6
50 | SS4S402020 | 33 kv Bus Post insulator | No. | 1758.2 | 53 | 93184.6
51 | SS4S402020 | 33 kv Bus Post Solid core insulator | No. | 2938.2 | 2 | 5876.4
52 | VV5V406005 | Junction Box for 33 kV CT/PT | No. | 11797.64 | 1 | 11797.64
53 | VV5V406003 | Junction Box for 132 kV CT | No. | 17226.82 | 02 | 34453.64
54 | VV6V601003 | Junction Box for 132 kV PT/CVT. | No. | 17226.82 | 03 | 51680.46
55 | II5I507005 | Bolted Type Tension Fitting for ACSR Panther Conductor | Nos | 4985.5 | 4 | 19942
56 | NN5N502002 | Non-Contact high voltage detector | Nos | 29323 | 1 | 29323
57 | VV1V101034 | 145 kv 800A 300 BCT bushing for 40mva EMCO Make T/F | No. | 307437.2 | 2 | 614874.4
58 | VV1V101034 | 145 kv 800A 100 BCT bushing for 40mva ALSTOM Make T/F | No. | 283247.2 | 1 | 283247.2
59 | SS3S301001 | 132 kV Isolator Male Female contact for 1200amp. | No. | 10856 | 3 | 32568
60 | SS3S301016 | 132 kV Bus Post Insulator | No. | 17110 | 3 | 51330
61 | SS3S301016 | 132 kV Bus Post solid core Insulator | No. | 20650 | 13 | 268450
62 | SS3S301006 | 132 kV Isolator Male female contact with arm for 1200amp. | No. | 30090 | 4 | 120360
63 | JJ0J005010 | 33 KV VCB old and used | No. | 25000 | 2 | [8 empty] | 50000
64 | JJ7J701002 | ON / OFF TNC switch 2 No-2 NC for 33 kV VCB | No. | 5251 | 3 | 15753
65 | JJ7J701002 | ON / OFF TNC switch 4 No-4 NC for 132 kV C.B. | No. | 6608 | 2 | 13216
66 | JJ7J701014 | Screw auxillary switch 110Volt DC, 12NO+12NC for 33kV CB. | No. | 3774.82 | 1 | 3774.82
67 | II1I102004 | C- Wedge clamp for Moose to Panther | No. | 2063.82 | 12 | 24765.84
68 | II5I501010 | Tension fitting for 7/10 Earth wire | No. | 1770 | 6 | 10620
69 | II1I105001 | C- Wedge clamp for Panther to Panther | No. | 1886.82 | 30 | 56604.6
70 | FF0F015002 | Incomplete tower parts Old & Used Scrap | MT | 35000 | 2.23 | 78050
71 | VV3V303004 | 145KV C.T 400/200/1 O/u | No. | 20000 | 6 | [8 empty] | 120000
72 | VV3V305009 | 33 kV Single phase , outdoor type Live Tank C.T. having ratio 400/200/1A O/U | No. | 7000 | 7 | 49000
73 | VV3V305009 | 33 kV Single phase , outdoor type Live Tank C.T. having ratio 400/200/1A O/U | No. | 7000 | 8 | [8 empty] | 56000
74 | VV3V305009 | 33 kV CT (old and Used )400/200/1 | Nos | 4076 | 6 | 24456
75 | SS7S707002 | 160 Amp. 415 Volt 4 pole 10 KA MCCB | No. | 17110 | 2 | 34220
76 | JJ0J005010 | 33 kV C.B. ( Old & Used) | No. | 50000 | 2 | [8 empty] | 100000
77 | VV5V407016 | CT clamp for Moose conductor having 6 no. U-Bolt | No. | 1752.3 | 24 | 42055.2
78 | VV5V407023 | CT clamp for Panther conductor having 6 no. U-Bolt | No. | 1752.3 | 4 | 7009.2
79 | SS6S617004 | Indicator of C&R panel | No. | 234.82 | 6 | 1408.92
80 | MM2M202011 | Digital Voltmeter PTR- 33/110Volt | No. | 3009 | 2 | 6018
81 | JJ0J005010 | 33 KV VCB old and used | No. | 25000 | 2 | [8 empty] | 50000
82 | II5I501005 | Single Tension fitting (120 KN) for ACSR Panther conductor. | No. | 7552 | 16 | 120832
83 | II5I502005 | Double Tension fitting (120 KN) for Panther conductor (suitable for 1*2insulator string)_. | No. | 11800 | 4 | 47200
84 | FF4F403007 | copper bond for 7/3.15mm GS Earth wire or 7/10 SWG | No. | 1416 | 10 | 14160
85 | II1I105001 | C-Wedge clamp | No. | 1770 | 12 | 21240
86 | II0I001004 | 120 Kn Long Insulator | No. | 11682 | 3 | 35046
87 | II0I001007 | 70 Kn Long Insulator | No. | 8142 | 14 | 113988
88 | PP0P018009 | D-Shackle | No. | 1357 | 7 | 9499
89 | II0I001007 | 70 KN Standard Disc Insulator | No. | 1003 | 8 | 8024
90 | II5I501010 | Tension fitting for GS earthwire-7/10 SWG | sets | 1770 | 6 | 10620
91 | PP0P008010 | Buldog grip for 7/10 earth wire | No. | 472 | 16 | 7552
92 | PP0P018009 | D-Shackle | No. | 1298 | 40 | 51920
93 | II3I306004 | Jumper Cone for 132 kv panther conductor | No. | 942.82 | 7 | 6599.74
94 | SS5S501017 | 132kv Isolator clamp | No. | 2124 | 4 | 8496
95 | FF4F403007 | Flexible Copper Bonds | No. | 1357 | 12 | 16284
96 | FF1F106003 | Different size GI Nut & Bolts | kg | 182.9 | 60 | 10974
97 | FF0F015002 | Dismantled Tower Parts (OLD&USED | MT | 40000 | 22.5 | 900000
98 | AA0A002004 | Dismantled ACSRPanther Conductor (OLD&USED) | Mtr | 100 | 500 | 50000
99 | AA1A101002 | Dismantled Earth Wire (OLD&USED) | Mtr | 34.72 | 500 | 17360
100 | FF0F015002 | B&C Type Tower parts with Bolt,Nuts & stub(galvanized)(Dismantle,Damage,old & used) including parts of Temp,B&C type. | MT | 63130 | 25.5598 | 1613590.174
101 | AA0A002004 | ACSR Panther conductor(in pieces) | Kms | 136331.3 | 2.953 | 402586.3289
102 | AA1A101002 | GS Earthwire 7/10 SWG(in pieces) | Kms | 46588.76 | 0.255 | 11880.1338
103 | II3I303009 | Vibration damper for ACSR Panther conductor(Dismantled). | Nos | 1677.8302 | 30 | 50334.906
104 | II3I303009 | Vibration Damper for GS Earthwire 7/10 SWG(Dismantled). | Nos | 1253.16 | 7 | 8772.12
105 | II0I001003 | Disc Insulator 120kN(Dismantled) | Nos | 919.5504 | 39 | 35862.4656
106 | LL0L001005 | Flood Light 150 watt | Nos | 6484.1 | 10 | 64841
|  | Total Rs. |  |  |  | 6522218.3583 |  | 127100 |  | 82800 |  | 291300 |  | 841000
Name Of Circle Zone :- Garhwal Zone
Name Of Division :- E.E. (O&M) Division, Yamuna colony Dehra Dun.
Capital Stock inventory for the Month of :- April - 2026
Name of Stock Holder - Sanjay Kumar (J.E.)
Name Of Substation: |  |  | 132KV Sub station Bindal
Sl. No. | item Code | Name Of Item | Unit | Unit Rate in Rs. | Qty | Useable |  | Unserviceable |  | Non-Moving |  | Obsolete |  | Scrap
[6 empty] | Total Amount |  | Total Amount |  | Total Amount |  | Total Amount |  | Total Amount
1 | VV6V505002 | 33kV Single phase oil cooled outdoor typr PT ratio 33kkV/110olt,class-0.2/PS,burden-50VA | Nos | 80240 | 6 | 481440
2 | II0I001003 | 120 KN Disc Insulator for tension fitting. | No. | 849.6 | 120 | 101952
3 | II5I501005 | Single Tension fitting (120 KN) for ACSR Panther conductor. | No. | 7434 | 24 | 178416
4 | II3I303009 | Vibration damper for ACSR Panther conductor. | No. | 1593 | 24 | 38232
5 | II5I501010 | Tension fitting for 7/10 SWG G.S Earth wire. | No. | 1486.8 | 2 | 2973.6
6 | II3I303009 | Vibration damper for Earth wire | No. | 1593 | 2 | 3186
7 | II3I301004 | Mid Span compression joint for ACSR Panther conductor. | No. | 1911.6 | 2 | 3823.2
8 | II3I301009 | Mid Span compression joint for earthwire. | No. | 1593 | 2 | 3186
9 | II5I501010 | Tension clamp for 7/10 SWG earth wire | No. | 5841 | 4 | 23364
10 | II3I302004 | Repair Sleeve for ACSR Panther conductor. | No. | 2655 | 4 | 10620
11 | FF4F403007 | Flexible Copper Bonds | No. | 3186 | 2 | 6372
12 | II3I307006 | Danger plate | No. | 637.2 | 1 | 637.2
13 | II3I307001 | Number plate | No. | 531 | 1 | 531
14 | II3I307003 | Phase plate (set of three) | No. | 531 | 1 | 531
15 | FF4F405001 | Pipe type earthing set (set of 02 No. for each tower) | Set. | 5310 | 1 | 5310
16 | II4I406005 | Anti climbing device barbed wire | Set. | 5310 | 1 | 5310
17 | II3I308001 | Bird guards ( set of six ) | No. | 531 | 6 | 3186
18 | JJ0J003002 | 145 kV SF6 Circuit Breaker (3-phase) along with support structure | Nos | 1 | 1227200 | 1227200
|  | Total Rs. |  |  |  | 2096270 |  | 0 |  | 0 |  | 0 |  | 0
Name of Zone |  | Garhwal
Name of Circle |  | O&M Circle Dehradun
Name of Division |  | 220 KV IIP Harrawala dehradun
Name of Substation |  | 220kV O&M Division IIP Harrawala ,Dehradun
Month- |  | 2026-04-01
S.No | Item Code | Name OF ITEMS | Unit | Unit in Rates | Useable |  | Unserviceable |  | Non-Moving |  | Obsolete |  | Scrap
[5 empty] | Quantity | Total Amount in Rs. | Quantity | Total Amount in Rs. | Quantity | Total Amount in Rs. | Quantity | Total Amount in Rs. | Quantity | Total Amount in Rs.
220/33kV Substation IIP Harrawala Dehradun (S/s)
1 |  | Bridge Snubber Card | Nos | 6994 | 1 | 6994 | 0 | 0 | 0 | 0 | 0 | 0 | 0 | 0
2 |  | 220V feed back card | Nos | 12000 | 1 | 12000 | 0 | 0 | 0 | 0 | 0 | 0 | 0 | 0
3 |  | U/V, O/V Drop resistance | Nos | 2000 | 1 | 2000 | 0 | 0 | 0 | 0 | 0 | 0 | 0 | 0
4 |  | Glass fuse card | Nos | 1000 | 1 | 1000 | 0 | 0 | 0 | 0 | 0 | 0 | 0 | 0
5 |  | RFI capacitor | Nos | 1000 | 1 | 1000 | 0 | 0 | 0 | 0 | 0 | 0 | 0 | 0
6 |  | Synch. TXR I/P Ress. Card | Nos | 1000 | 1 | 1000 | 0 | 0 | 0 | 0 | 0 | 0 | 0 | 0
7 |  | Power supply card | Nos | 1000 | 1 | 1000 | 0 | 0 | 0 | 0 | 0 | 0 | 0 | 0
8 |  | Diode card | Nos | 1000 | 1 | 1000 | 0 | 0 | 0 | 0 | 0 | 0 | 0 | 0
9 |  | Mains on LED card | Nos | 1000 | 1 | 1000 | 0 | 0 | 0 | 0 | 0 | 0 | 0 | 0
10 |  | Floot Boost, DC on LED | Nos | 1000 | 1 | 1000 | 0 | 0 | 0 | 0 | 0 | 0 | 0 | 0
11 |  | Window interface card | Nos | 1000 | 1 | 1000 | 0 | 0 | 0 | 0 | . | 0 | 0 | 0
12 |  | Temp. Probe card | Nos | 1000 | 1 | 1000 | 0 | 0 | 0 | 0 | 0 | 0 | 0 | 0
13 |  | Float boost relay, charger fail relay, trip relay | Nos | 5000 | 1 | 5000 | 0 | 0 | 0 | 0 | 0 | 0 | 0 | 0
14 | YY2Y201003 | DC over load relay | Nos | 5000 | 1 | 5000 | 0 | 0 | 0 | 0 | 0 | 0 | 0 | 0
15 |  | Earth fault relay | Nos | 5000 | 1 | 5000 | 0 | 0 | 0 | 0 | 0 | 0 | 0 | 0
16 |  | Auxilliary contactor | Nos | 1000 | 1 | 1000 | 0 | 0 | 0 | 0 | 0 | 0 | 0 | 0
17 | YY1Y107030 | Filter capacitor | Nos | 1000 | 2 | 2000 | 0 | 0 | 0 | 0 | 0 | 0 | 0 | 0
18 |  | SCR SCR Module 106A/1600V | Nos | 1000 | 1 | 1000 | 0 | 0 | 0 | 0 | 0 | 0 | 0 | 0
19 | YY1Y109037 | Blocking Diode 150A/800V | Nos | 1000 | 1 | 1000 | 0 | 0 | 0 | 0 | 0 | 0 | 0 | 0
20 | JJ7J701011 | Control Switch | Nos | 500 | 1 | 500 | 0 | 0 | 0 | 0 | 0 | 0 | 0 | 0
21 |  | On/Of Control Switch (Source) | Nos | 500 | 1 | 500 | 0 | 0 | 0 | 0 | 0 | 0 | 0 | 0
22 | MM3M302010 | DC ammeter ABD DC voltmeter selector | Nos | 500 | 1 | 500 | 0 | 0 | 0 | 0 | 0 | 0 | 0 | 0
23 |  | Mode and voltmeter selector | Nos | 500 | 1 | 500 | 0 | 0 | 0 | 0 | 0 | 0 | 0 | 0
24 | YY1Y105007 | Auto/Manual switch | Nos | 500 | 1 | 500 | 0 | 0 | 0 | 0 | 0 | 0 | 0 | 0
25 |  | Bleeder | Nos | 500 | 1 | 500 | 0 | 0 | 0 | 0 | 0 | 0 | 0 | 0
26 | YY1Y107033 | Potentiometer | Nos | 500 | 1 | 500 | 0 | 0 | 0 | 0 | 0 | 0 | 0 | 0
27 | SS6S617003 | Rectifier fuse | Nos | 600 | 6 | 3600 | 0 | 0 | 0 | 0 | 0 | 0 | 0 | 0
28 |  | Bridge Snubber Card | Nos | 6994 | 1 | 6994 | 0 | 0 | 0 | 0 | 0 | 0 | 0 | 0
29 |  | Glass fuse card | Nos | 2000 | 1 | 2000 | 0 | 0 | 0 | 0 | 0 | 0 | 0 | 0
30 |  | RFI capacitor | Nos | 2000 | 1 | 2000 | 0 | 0 | 0 | 0 | 0 | 0 | 0 | 0
31 |  | Synch. TXR I/P Ress. Card | Nos | 1000 | 1 | 1000 | 0 | 0 | 0 | 0 | 0 | 0 | 0 | 0
32 |  | Power supply card | Nos | 1000 | 1 | 1000 | 0 | 0 | 0 | 0 | 0 | 0 | 0 | 0
33 |  | Diode card | Nos | 1000 | 1 | 1000 | 0 | 0 | 0 | 0 | 0 | 0 | 0 | 0
34 |  | Mains on LED card | Nos | 1000 | 1 | 1000 | 0 | 0 | 0 | 0 | 0 | 0 | 0 | 0
35 |  | Floot Boost, DC on LED | Nos | 1000 | 1 | 1000 | 0 | 0 | 0 | 0 | 0 | 0 | 0 | 0
36 |  | Window interfcae card | Nos | 1000 | 1 | 1000 | 0 | 0 | 0 | 0 | 0 | 0 | 0 | 0
37 |  | Temp. Probe card | Nos | 1000 | 1 | 1000 | 0 | 0 | 0 | 0 | 0 | 0 | 0 | 0
38 |  | Float boost relay, charger fail relay, trip relay | Nos | 5000 | 1 | 5000 | 0 | 0 | 0 | 0 | 0 | 0 | 0 | 0
39 |  | DC over load relay | Nos | 5000 | 1 | 5000 | 0 | 0 | 0 | 0 | 0 | 0 | 0 | 0
40 |  | DC Earth fault relay | Nos | 5000 | 1 | 5000 | 0 | 0 | 0 | 0 | 0 | 0 | 0 | 0
41 | YY1Y105002 | Filter capacitor | Nos | 1000 | 2 | 2000 | 0 | 0 | 0 | 0 | 0 | 0 | 0 | 0
42 |  | DC Earth fault Ersis. | Nos | 1000 | 1 | 1000 | 0 | 0 | 0 | 0 | 0 | 0 | 0 | 0
43 |  | SCR SCR Module 106A/1600V | Nos | 1000 | 1 | 1000 | 0 | 0 | 0 | 0 | 0 | 0 | 0 | 0
44 | YY1Y109037 | Blocking Diode 150A/800V | Nos | 1000 | 1 | 1000 | 0 | 0 | 0 | 0 | 0 | 0 | 0 | 0
45 |  | Control Switch | Nos | 500 | 1 | 500 | 0 | 0 | 0 | 0 | 0 | 0 | 0 | 0
46 |  | On/Of Control Switch (Source) | Nos | 500 | 1 | 500 | 0 | 0 | 0 | 0 | 0 | 0 | 0 | 0
47 |  | DC ammeter ABD DC voltmeter selector | Nos | 500 | 1 | 500 | 0 | 0 | 0 | 0 | 0 | 0 | 0 | 0
48 | YY1Y105007 | Mode and voltmeter selector | Nos | 500 | 1 | 500 | 0 | 0 | 0 | 0 | 0 | 0 | 0 | 0
49 | YY1Y105007 | Auto/Manual switch | Nos | 500 | 1 | 500 | 0 | 0 | 0 | 0 | 0 | 0 | 0 | 0
50 |  | Bleeder | Nos | 1000 | 1 | 1000 | 0 | 0 | 0 | 0 | 0 | 0 | 0 | 0
51 | YY1Y107033 | Potentiometer | Nos | 1000 | 1 | 1000 | 0 | 0 | 0 | 0 | 0 | 0 | 0 | 0
52 | SS6S617003 | Rectifier fuse | Nos | 600 | 6 | 3600 | 0 | 0 | 0 | 0 | 0 | 0 | 0 | 0
53 | LL4L404001 | Holder for 100W GLS bulb | Nos | 10.58 | 1 | 10.58 | 0 | 0 | 0 | 0 | 0 | 0 | 0 | 0
54 |  | Hard disc of each type used in master station, HMI printer server | Nos | 32750 | 1 | 32750 | 0 | 0 | 0 | 0 | 0 | 0 | 0 | 0
55 |  | Cable & Connectors used in bay control unit, Master station, HMI, printer server | Nos | 5000 | 1 | 5000 | 0 | 0 | 0 | 0 | 0 | 0 | 0 | 0
56 |  | Applicable RAM (DIMM/SIMM card) used in master station, HMI printer server | Nos | 20000 | 1 | 20000 | 0 | 0 | 0 | 0 | 0 | 0 | 0 | 0
57 |  | SMPS used for master station, HMI printer server | Nos | 2500 | 1 | 2500 | 0 | 0 | 0 | 0 | 0 | 0 | 0 | 0
58 |  | Fan assembly used for master station, HMI printer server | Nos | 500 | 1 | 500 | 0 | 0 | 0 | 0 | 0 | 0 | 0 | 0
59 |  | Mass storage device i.e. optical drive/ CD writer etc with driver | Nos | 500 | 1 | 500 | 0 | 0 | 0 | 0 | 0 | 0 | 0 | 0
60 |  | Network card with driver | Nos | 10000 | 1 | 10000 | 0 | 0 | 0 | 0 | 0 | 0 | 0 | 0
61 |  | VDU with driver | Nos | 20000 | 1 | 20000 | 0 | 0 | 0 | 0 | 0 | 0 | 0 | 0
62 |  | Bay Control unit congiguration software | Nos | 100000 | 2 | 200000 | 0 | 0 | 0 | 0 | 0 | 0 | 0 | 0
63 |  | Operating system of master station, HMI, printer server with specified software version in CD ROM (i.e.WIN NT, Unix etc) with manual and device drivers | Set | 65500 | 1 | 65500 | 0 | 0 | 0 | 0 | 0 | 0 | 0 | 0
64 |  | Source code and compiler of application software with detailed manual for master station, HMI, printer server | Nos | 55000 | 1 | 55000 | 0 | 0 | 0 | 0 | 0 | 0 | 0 | 0
65 |  | Auxiliary relay used in bay control application | Nos | 1000 | 1 | 1000 | 0 | 0 | 0 | 0 | 0 | 0 | 0 | 0
66 |  | Special tool for making joint trrmination in optical fiver with relevant couplers. (Splicer Machine) make Fujikura | Nos | 100000 | 1 | 100000 | 0 | 0 | 0 | 0 | 0 | 0 | 0 | 0
67 |  | Optical los messuring kit with relevant accessories and visual fiver optic cable inspection aid.(Smart OTDR) | Nos | 100000 | 1 | 100000 | 0 | 0 | 0 | 0 | 0 | 0 | 0 | 0
68 |  | Set of Filter (Lube oil) | Nos | 8000 | 1 | 8000 | 0 | 0 | 0 | 0 | 0 | 0 | 0 | 0
69 |  | Set of Filter (Fuel oil) | Nos | 8000 | 1 | 8000 | 0 | 0 | 0 | 0 | 0 | 0 | 0 | 0
70 |  | Set of Filter (Air ckt) | Nos | 8000 | 1 | 8000 | 0 | 0 | 0 | 0 | 0 | 0 | 0 | 0
71 |  | Self starter assembly | Sets | 50000 | 1 | 50000 | 0 | 0 | 0 | 0 | 0 | 0 | 0 | 0
72 |  | Lub-oil pressure safety control | Sets | 26550 | 1 | 26550 | 0 | 0 | 0 | 0 | 0 | 0 | 0 | 0
73 |  | High water temperture safety control | Set | 24000 | 1 | 24000 | 0 | 0 | 0 | 0 | 0 | 0 | 0 | 0
74 |  | Diode | Nos | 1000 | 2 | 2000 | 0 | 0 | 0 | 0 | 0 | 0 | 0 | 0
75 | VV1V101020 | Multy Ratio bushing CT PS class 400 - 200/1Amp- overall dimension - ID 265, OD-420, Ht -60mm | Nos | 5400 | 1 | 5400 | 0 | 0 | 0 | 0 | 0 | 0 | 0 | 0
76 | VV1V101020 | Bushing CT -1000/1Amp PS class | Nos | 5400 | 1 | 5400 | 0 | 0 | 0 | 0 | 0 | 0 | 0 | 0
77 | VV1V101020 | Multy Ratio bushing CT PS class 400 - 200/1Amp- overall dimension - ID 140, OD-276, Ht -80mm | Nos | 5400 | 1 | 5400 | 0 | 0 | 0 | 0 | 0 | 0 | 0 | 0
78 | MM0M002010 | Ring type CT for WTI- 132/1.5Amp. | Nos | 5400 | 1 | 5400 | 0 | 0 | 0 | 0 | 0 | 0 | 0 | 0
79 | MM0M002010 | Ring type CT for WTI- 921/1.5Amp. | Nos | 5400 | 1 | 5400 | 0 | 0 | 0 | 0 | 0 | 0 | 0 | 0
80 | MM0M007001 | Buchholz relay 80mm magnetic switch -precimeasure | Nos | 10000 | 1 | 10000 | 0 | 0 | 0 | 0 | 0 | 0 | 0 | 0
81 | VV2V207001 | Winding tempreture with contacts modle1005, capillary 10mtrs, 4micro switch | Nos | 20000 | 1 | 20000 | 0 | 0 | 0 | 0 | 0 | 0 | 0 | 0
82 | VV2V206002 | OTI/WTI remote tem Indicator precimeasure make modle 2245T1 | Nos | 10000 | 1 | 10000 | 0 | 0 | 0 | 0 | 0 | 0 | 0 | 0
83 | VV2V206001 | Oil temperture Indicator with contacts modle1005, capillary 10mtrs, 2micro switch | Nos | 10000 | 1 | 10000 | 0 | 0 | 0 | 0 | 0 | 0 | 0 | 0
84 | VV2V209001 | Pressure relief device mpde -T6 with shroud | Nos | 10000 | 1 | 10000 | 0 | 0 | 0 | 0 | 0 | 0 | 0 | 0
85 | VV2V208002 | Megnetic oil level gauge - 250mm | Nos | 10000 | 1 | 10000 | 0 | 0 | 0 | 0 | 0 | 0 | 0 | 0
86 |  | Set of valves, GM gate valve 80mm, 50mm, 25mm, 15mm (1no each type),Butterfly valve 80mm | Nos | 50000 | 1 | 50000 | 0 | 0 | 0 | 0 | 0 | 0 | 0 | 0
87 |  | MCB merlin gerin make, 3pole, 2Amp, AC 415VAC cat no c60H3PO2AC | Nos | 1000 | 1 | 1000 | 0 | 0 | 0 | 0 | 0 | 0 | 0 | 0
88 |  | (BOM) MCB assy, merlin Gerin make 3pole, 16Amp AC 2change over contact | Nos | 1000 | 1 | 1000 | 0 | 0 | 0 | 0 | 0 | 0 | 0 | 0
89 |  | MCB, Merlin Gerin make 3pole, 25Amp AC cat no C60H3P25AC | Nos | 1000 | 1 | 1000 | 0 | 0 | 0 | 0 | 0 | 0 | 0 | 0
90 |  | MCB, Merlin Gerin make 2pole, 2Amp AC cat no C60H2P02AC | Nos | 1000 | 1 | 1000 | 0 | 0 | 0 | 0 | 0 | 0 | 0 | 0
91 |  | MCB, Merlin Gerin make 1pole, 6Amp AC cat no C60H1P6AC | Nos | 1000 | 1 | 1000 | 0 | 0 | 0 | 0 | 0 | 0 | 0 | 0
92 |  | MCB, Merlin Gerin make 2pole, 6Amp AC cat no GDDPC006 | Nos | 1000 | 1 | 1000 | 0 | 0 | 0 | 0 | 0 | 0 | 0 | 0
93 |  | Phase failure relay mnilec make modle D1 vmrl with 2 change over contact- system voltage- 100-120-240/380 - 440 VAC | Nos | 1000 | 1 | 1000
94 |  | Phase failure relay mnilec make modle D1 vmrl with 2 change over contact- system voltage- 100-120-240/380 - 440 VAC | Nos | 1000 | 1 | 1000 | 0 | 0 | 0 | 0 | 0 | 0 | 0 | 0
95 |  | (BOM) Contractor assy. Coil 240VAC.4A. Type MXO.2NO +6NC | Nos | 1000 | 1 | 1000 | 0 | 0 | 0 | 0 | 0 | 0 | 0 | 0
96 |  | (BOM) Contractor assy. Coil 220VDC.4A. Type MXO.3NO +3NC | Nos | 1000 | 1 | 1000 | 0 | 0 | 0 | 0 | 0 | 0 | 0 | 0
97 |  | (BOM) Contractor assy. Coil 240VAC.25A. Type MNXO25.3pole. AUX contact 2NO +4NC | Nos | 1000 | 1 | 1000 | 0 | 0 | 0 | 0 | 0 | 0 | 0 | 0
98 | NN4N411004 | Rotary switch kaycee make. Cat No SRPM237, 3pole 2way with on- off, 25Amp, 440VAC | Nos | 1000 | 1 | 1000 | 0 | 0 | 0 | 0 | 0 | 0 | 0 | 0
99 |  | Rotary Cam switch kaycee make. Cat No 2S26BO, 2pole 2way with off, 6Amp, 250VAC | Nos | 1000 | 1 | 1000 | 0 | 0 | 0 | 0 | 0 | 0 | 0 | 0
100 |  | Rotary Cam switch kaycee make. Cat No 1S26O, 2pole on- off, 6Amp, 250VAC | Nos | 1000 | 1 | 1000 | 0 | 0 | 0 | 0 | 0 | 0 | 0 | 0
101 |  | (BOM) Contractor assy. Coil 110VAC.4A. Type MXO. 5NO + 3NC | Nos | 1000 | 1 | 1000 | 0 | 0 | 0 | 0 | 0 | 0 | 0 | 0
102 | NN4N411004 | Rotary switch kaycee make. Cat No SRMP 11636V33LMX, 17 pole 4way with on- off, 16Amp, 440VAC | Nos | 1000 | 1 | 1000 | 0 | 0 | 0 | 0 | 0 | 0 | 0 | 0
103 | NN4N411004 | Rotary switch kaycee make. Cat No 4S46B, 4 pole 2way with on- off, 6Amp, 250VAC | Nos | 1000 | 1 | 1000 | 0 | 0 | 0 | 0 | 0 | 0 | 0 | 0
104 | VV2V213003 | Tap position indicator (Pradeep make. Modle TPC 2001) | Nos | 1000 | 1 | 1000 | 0 | 0 | 0 | 0 | 0 | 0 | 0 | 0
105 | VV2V204006 | Oil sampling bottles one litre capacity (Stainless steel sampling bottle) | Nos | 4166.67 | 12 | 50000.04 | 0 | 0 | 0 | 0 | 0 | 0 | 0 | 0
106 | MM0M007004 | Oil surge relay for OLTC | Nos | 10000 | 1 | 10000 | 0 | 0 | 0 | 0 | 0 | 0 | 0 | 0
107 | VV0V007001 | Aux. transformer for the control of OLTC | Nos | 45000 | 1 | 45000 | 0 | 0 | 0 | 0 | 0 | 0 | 0 | 0
108 |  | Complete set of Gasket -- Tanking | Set | 5750 | 2 | 11500 | 0 | 0 | 0 | 0 | 0 | 0 | 0 | 0
109 | VV2V202006 | Clear view type silicagel breather -500 GM with 1/2 Bsp mounting. | Nos | 1000 | 1 | 1000 | 0 | 0 | 0 | 0 | 0 | 0 | 0 | 0
110 |  | Rediator with lifting lug, air release plug, drain plug, MS blanking plate with nut, bolt, washer - (Mandatory Spare) | Nos | 20000 | 1 | 20000 | 0 | 0 | 0 | 0 | 0 | 0 | 0 | 0
111 | VV1V101013 | Condenser bushing 245KV - 1600Amp. 300BCT | Nos | 100000 | 1 | 100000 | 0 | 0 | 0 | 0 | 0 | 0 | 0 | 0
112 | VV2V215009 | LV bushing complete with metal part 36KV - 2000Amp. With connecting lug & gasket | Nos | 60000 | 1 | 60000 | 0 | 0 | 0 | 0 | 0 | 0 | 0 | 0
113 | VV4V307007 | Neutral bushing complete with metal part 36KV - 2000Amp. With connecting lug & gasket | Nos | 40000 | 1 | 40000 | 0 | 0 | 0 | 0 | 0 | 0 | 0 | 0
114 |  | Complete set of winding coils per phase immersed in oil and sealed | Nos | 739000 | 1 | 739000 | 0 | 0 | 0 | 0 | 0 | 0 | 0 | 0
115 | PP1P125002 | Rubber hose pipe for oil storage tank | Nos | 500 | 4 | 2000 | 0 | 0 | 0 | 0 | 0 | 0 | 0 | 0
116 | VV2V202003 | Silicagel breather for oil storage tank - 10000 grams | Nos | 3000 | 1 | 3000 | 0 | 0 | 0 | 0 | 0 | 0 | 0 | 0
117 | PP1P122003 | SF6 gas pressure relief devices | Nos | 100000 | 1 | 100000 | 0 | 0 | 0 | 0 | 0 | 0 | 0 | 0
118 | PP1P122001 | Pressure gauges (of each type) along with coupling device | Sets | 100000 | 1 | 100000 | 0 | 0 | 0 | 0 | 0 | 0 | 0 | 0
119 | JJ7J703002 | Rubber gaskets, "o" rings and seal for SF6 gas | Sets | 5000 | 1 | 5000 | 0 | 0 | 0 | 0 | 0 | 0 | 0 | 0
120 | JJ7J710031 | Molecular filter for SF6 gas | Sets | 5000 | 1 | 5000 | 0 | 0 | 0 | 0 | 0 | 0 | 0 | 0
121 | JJ7J707002 | Density Monitors for SF6 gas | Nos | 100000 | 1 | 100000 | 0 | 0 | 0 | 0 | 0 | 0 | 0 | 0
122 | VV2V209001 | SF6 gas pressure relief devices | Nos | 135000 | 1 | 135000 | 0 | 0 | 0 | 0 | 0 | 0 | 0 | 0
123 | PP1P122001 | Pressure gauges (of each type) along with coupling device | Sets | 135000 | 1 | 135000 | 0 | 0 | 0 | 0 | 0 | 0 | 0 | 0
124 | JJ7J703002 | Rubber gaskets, "o" rings and seal for SF6 gas | Sets | 5000 | 1 | 5000 | 0 | 0 | 0 | 0 | 0 | 0 | 0 | 0
125 | JJ7J710031 | Molecular filter for SF6 gas | Sets | 5000 | 1 | 5000 | 0 | 0 | 0 | 0 | 0 | 0 | 0 | 0
126 | JJ7J707002 | Density Monitors for SF6 gas | Nos | 10000 | 1 | 10000 | 0 | 0 | 0 | 0 | 0 | 0 | 0 | 0
127 | JJ7J710012 | All type of control valves for SF6 gas | Sets | 10000 | 1 | 10000 | 0 | 0 | 0 | 0 | 0 | 0 | 0 | 0
128 | JJ7J707001 | SF6 gas (each of 50 kgs), 150 kg gas - 25 kg gas = 125 kg gas | Nos | 250000 | 3 | 625000 | 0 | 0 | 0 | 0 | 0 | 0 | 0 | 0
129 |  | Enclosures, insulators & main circuit to replace on each phase, any compartment of busbar or bay | Sets | 1000000 | 1 | 1000000 | 0 | 0 | 0 | 0 | 0 | 0 | 0 | 0
130 | PP1P122004 | SF6 Gas detector | Nos | 158188 | 1 | 158188 | 0 | 0 | 0 | 0 | 0 | 0 | 0 | 0
131 | PP1P126017 | SF6 dew point meter | Nos | 379650 | 1 | 379650 | 0 | 0 | 0 | 0 | 0 | 0 | 0 | 0
132 |  | Cable termination enclosure | Sets | 305527 | 1 | 305527 | 0 | 0 | 0 | 0 | 0 | 0 | 0 | 0
133 | JJ7J703002 | Rubber gaskets, "o" rings and seal | Sets | 5000 | 1 | 5000 | 0 | 0 | 0 | 0 | 0 | 0 | 0 | 0
134 | JJ6J601001 | Tripping coils with resistor | Nos | 5000 | 3 | 15000 | 0 | 0 | 0 | 0 | 0 | 0 | 0 | 0
135 | JJ6J601002 | Closing coils with resistor | Nos | 5000 | 3 | 15000 | 0 | 0 | 0 | 0 | 0 | 0 | 0 | 0
136 | JJ7J710031 | Molecular filter | Sets | 1301 | 3 | 3903 | 0 | 0 | 0 | 0 | 0 | 0 | 0 | 0
137 | JJ7J701010 | Density/pressure Monitoring systems | Nos | 10000 | 1 | 10000 | 0 | 0 | 0 | 0 | 0 | 0 | 0 | 0
138 | MM0M010002 | Relay, power contactors, push buttons, timers & MCB etc. | Sets | 30000 | 1 | 30000 | 0 | 0 | 0 | 0 | 0 | 0 | 0 | 0
139 |  | Closing assembly/ valve | Nos | 30000 | 1 | 30000 | 0 | 0 | 0 | 0 | 0 | 0 | 0 | 0
140 |  | Trip assembly/ valve | Nos | 30000 | 1 | 30000 | 0 | 0 | 0 | 0 | 0 | 0 | 0 | 0
141 | JJ7J701009 | Pressure switches | Sets | 5000 | 1 | 5000 | 0 | 0 | 0 | 0 | 0 | 0 | 0 | 0
142 | JJ7J701013 | Auxiliary switch assembly | Sets | 10000 | 1 | 10000 | 0 | 0 | 0 | 0 | 0 | 0 | 0 | 0
143 | JJ7J710028 | Operation Counter | Nos | 5000 | 1 | 5000 | 0 | 0 | 0 | 0 | 0 | 0 | 0 | 0
144 |  | Rupture disc/ diapharm | Sets | 20000 | 1 | 20000 | 0 | 0 | 0 | 0 | 0 | 0 | 0 | 0
145 |  | Windoscope / Observing window | Sets | 20000 | 1 | 20000 | 0 | 0 | 0 | 0 | 0 | 0 | 0 | 0
146 | NN5N506018 | All type of coupling for SF6 gas (1 no each type) | Sets | 5000 | 1 | 5000 | 0 | 0 | 0 | 0 | 0 | 0 | 0 | 0
147 |  | Multy ratio, single phase current transformers of each rating. | Sets | 100691.67 | 3 | 302075.01 | 0 | 0 | 0 | 0 | 0 | 0 | 0 | 0
148 |  | Single phase VT complete with all gaskets and mounting hardware. | Nos | 1055823.66 | 3 | 3167470.98 | 0 | 0 | 0 | 0 | 0 | 0 | 0 | 0
149 | VV6V602002 | 220 KV CVT Outdoor Type (3 Nos) | Set(3 in No.R,Y,B) | 264088.3 | 1 | 264088.3 | 0 | 0 | 0 | 0 | 0 | 0 | 0 | 0
150 | VV2V211001 | Marshalling Box | Nos | 5000.1 | 1 | 5000.1 | 0 | 0 | 0 | 0 | 0 | 0 | 0 | 0
151 | KK0K002001 | 220 KV LA Outdoor Type (3 No's) | Set | 50000 | 3 | 150000 | 0 | 0 | 0 | 0 | 0 | 0 | 0 | 0
152 | II01001003 | Mounting Insulators | Nos | 50.33 | 9 | 452.97 | 0 | 0 | 0 | 0 | 0 | 0 | 0 | 0
153 | TT1T101028 | Surge Counter | Nos | 1500 | 3 | 4500 | 0 | 0 | 0 | 0 | 0 | 0 | 0 | 0
154 | KK2K102001 | Corona Ring | Nos | 1500 | 3 | 4500 | 0 | 0 | 0 | 0 | 0 | 0 | 0 | 0
155 | MM0M007008 | TP INST, O/C relay, 200-3000% setting in step of 200% and adjustable definite min time, CTR 1000/1A, Aux supply 200V DC (Function No.51) | Nos | 42347.84 | 1 | 42347.84 | 0 | 0 | 0 | 0 | 0 | 0 | 0 | 0
156 | MM0M005005 | INST, E/F relay, setting 5-80% in step of 5% definite time delay, Range 00-255sec in step of 0.1sec CTR 1000/1A, Aux supply 200V DC (Function No.51N) | Nos | 42347.84 | 1 | 42347.84 | 0 | 0 | 0 | 0 | 0 | 0 | 0 | 0
157 | FF0F050028 | Three pole voltage controlled. Invers time O/C relay setting 50-200%, CTR 600/1A, Aux supply 200V DC (Function No.51V) | Nos | 42347.84 | 1 | 42347.84 | 0 | 0 | 0 | 0 | 0 | 0 | 0 | 0
158 |  | High speed tripping relay, 220V DC with 4NO+1NC Aux contact (Function No 86) | Nos | 21173.92 | 1 | 21173.92 | 0 | 0 | 0 | 0 | 0 | 0 | 0 | 0
159 |  | Deffrrential protection relay for DG setting range 5-80% in step of 2.5%, Aux supply 220V DC (Function No 87) | Nos | 63521.76 | 1 | 63521.76 | 0 | 0 | 0 | 0 | 0 | 0 | 0 | 0
160 |  | Single pole non directional, definite time O/C relay, with built in timer, setting range 50-200% in step of 10%, time delay range 0-25sec in step of 0.1sec Aux supply 220V DC (Function No 95) | Nos | 31760.88 | 1 | 31760.88 | 0 | 0 | 0 | 0 | 0 | 0 | 0 | 0
161 | YY2Y201002 | Under voltage relay, setting 30-95% in step of 5%, 2C/O Aux contact operating voltage 220V DC, Aux supply 240V AC (function No. 27) | Nos | 5293.48 | 1 | 5293.48 | 0 | 0 | 0 | 0 | 0 | 0 | 0 | 0
162 | MM0M008003 | Over voltage relay, setting 105-170% in step of 5%, 2C/O Aux contact operating voltage 220V DC, Aux supply 240V AC (function No. 59) | Nos | 5293.48 | 1 | 5293.48 | 0 | 0 | 0 | 0 | 0 | 0 | 0 | 0
163 |  | Battery E/F relay, setting voltage 220V DC, Aux supply 240V AC (function No. 96) | Nos | 5293.48 | 1 | 5293.48 | 0 | 0 | 0 | 0 | 0 | 0 | 0 | 0
164 | MM0M008003 | Over voltage relay, setting 30-95% in step of 5%, 2C/O Aux contact operating voltage 50V DC, Aux supply 240V AC (function No. 59) | Nos | 5293.48 | 1 | 5293.48 | 0 | 0 | 0 | 0 | 0 | 0 | 0 | 0
165 | MM0M008003 | Under voltage relay, setting 30-95% in step of 5%, 2C/O Aux contact operating voltage 50V DC, Aux supply 240V AC (function No. 59) | Nos | 5293.48 | 1 | 5293.48 | 0 | 0 | 0 | 0 | 0 | 0 | 0 | 0
166 |  | Metering CT's Resin cast, CL1.0 CTR-1000/1A, 15 VA | Nos | 12704.35 | 1 | 12704.35 | 0 | 0 | 0 | 0 | 0 | 0 | 0 | 0
167 |  | Metering CT's Resin cast, CL1.0 CTR-600/1A, 15 VA | Nos | 12704.35 | 1 | 12704.35 | 0 | 0 | 0 | 0 | 0 | 0 | 0 | 0
168 |  | Protection CT's Resin cast, CL5P15, CTR-600/1A, 15 VA | Nos | 12704.35 | 1 | 12704.35 | 0 | 0 | 0 | 0 | 0 | 0 | 0 | 0
169 |  | Protection CT's Resin cast, CL5P15, CTR-1000/1A, 15 VA | Nos | 12704.35 | 1 | 12704.35 | 0 | 0 | 0 | 0 | 0 | 0 | 0 | 0
170 |  | CLPS CTs, Resin cast, CTR 600/1A (15VA), KPV 300V | Nos | 12704.35 | 1 | 12704.35 | 0 | 0 | 0 | 0 | 0 | 0 | 0 | 0
171 |  | 3 Phase 4wire KWH meter, CTR-600/1A, 415V AC Aux supply 220V DC | Nos | 21173.92 | 1 | 21173.92 | 0 | 0 | 0 | 0 | 0 | 0 | 0 | 0
172 | MM2M201003 | Frequency meter, 45-55 Hz, 415V AC | Nos | 5293.48 | 1 | 5293.48 | 0 | 0 | 0 | 0 | 0 | 0 | 0 | 0
173 | MM2M203006 | Ammeter, 96x96 SQMM analouge type, CTR-1000/1A (0-1000A) | Nos | 5293.48 | 1 | 5293.48 | 0 | 0 | 0 | 0 | 0 | 0 | 0 | 0
174 |  | Ammeter with shunt (0-75mV) analog type, 96 x 96 SQMM (90-0-400A) | Nos | 5293.48 | 1 | 5293.48 | 0 | 0 | 0 | 0 | 0 | 0 | 0 | 0
175 | PP1P126009 | Voltmeter, 96x96 SQMM analouge type, 415V AC (0-500V) | Nos | 5293.48 | 1 | 5293.48 | 0 | 0 | 0 | 0 | 0 | 0 | 0 | 0
176 |  | 3 Phase 4wire KW meter, CTR-600/1A, 415V AC Aux supply 220V DC | Nos | 21173.92 | 1 | 21173.92 | 0 | 0 | 0 | 0 | 0 | 0 | 0 | 0
177 | MM2M203008 | Ammeter, 96x96 SQMM analouge type, CTR-600/1A (0-600A) | Nos | 5293.48 | 1 | 5293.48 | 0 | 0 | 0 | 0 | 0 | 0 | 0 | 0
178 | MM2M202016 | Voltmeter, 96x96 analouge type, 220V DC (300-0-300V) | Nos | 5293.48 | 1 | 5293.48 | 0 | 0 | 0 | 0 | 0 | 0 | 0 | 0
179 | MM2M202018 | Voltmeter, 96x96 analog type, 50V DC (75-0-75 V) | Nos | 5293.48 | 1 | 5293.48 | 0 | 0 | 0 | 0 | 0 | 0 | 0 | 0
180 |  | Ammeter with shunt (0-75mV) 96x96 analog type (90-0-200A) | Nos | 4234.8 | 1 | 4234.8 | 0 | 0 | 0 | 0 | 0 | 0 | 0 | 0
181 | NN4N409006 | Ammeter selector switch 6 A | Nos | 529.35 | 1 | 529.35 | 0 | 0 | 0 | 0 | 0 | 0 | 0 | 0
182 | NN4N408011 | Breaker control switch 25A | Nos | 529.35 | 1 | 529.35 | 0 | 0 | 0 | 0 | 0 | 0 | 0 | 0
183 |  | A/M/S selector switch 4P- 3way with off 16A | Nos | 952.83 | 1 | 952.83 | 0 | 0 | 0 | 0 | 0 | 0 | 0 | 0
184 |  | A/M/S selector switch 8P- 3way with off 16A | Nos | 952.83 | 1 | 952.83 | 0 | 0 | 0 | 0 | 0 | 0 | 0 | 0
185 | NN4N409001 | Voltmeter selector switch, 4 position 6 A | Nos | 952.83 | 1 | 952.83 | 0 | 0 | 0 | 0 | 0 | 0 | 0 | 0
186 | NN4N411004 | SP on/off rotary switch 6A | Nos | 952.83 | 1 | 952.83 | 0 | 0 | 0 | 0 | 0 | 0 | 0 | 0
187 |  | Reset push button (black with 1 NC contact) | Nos | 1058.7 | 1 | 1058.7 | 0 | 0 | 0 | 0 | 0 | 0 | 0 | 0
188 | NN4N408010 | DP swiitch, air break type, 220 V DC, 250 A | Nos | 21173.92 | 1 | 21173.92 | 0 | 0 | 0 | 0 | 0 | 0 | 0 | 0
189 | SS7S705003 | TPN MCB, 'C' curve, 10KA, 32 A | Nos | 5293.48 | 1 | 5293.48 | 0 | 0 | 0 | 0 | 0 | 0 | 0 | 0
190 | SS7S705001 | TPN MCB, 'C' curve, 10KA, 40 A | Nos | 5293.48 | 1 | 5293.48 | 0 | 0 | 0 | 0 | 0 | 0 | 0 | 0
191 |  | DP MCB, 4KA, 220V DC, 20 A | Nos | 5293.48 | 1 | 5293.48 | 0 | 0 | 0 | 0 | 0 | 0 | 0 | 0
192 | SS7S703001 | DP MCB, 4KA, 50V DC, 32 A | Nos | 5293.48 | 1 | 5293.48 | 0 | 0 | 0 | 0 | 0 | 0 | 0 | 0
193 | SS7S704002 | DP MCB, 'B' curve, 10KA, 220V DC, 16 A | Nos | 5293.48 | 1 | 5293.48 | 0 | 0 | 0 | 0 | 0 | 0 | 0 | 0
194 |  | DP MCB, 'B' curve, 10KA, 220V DC, 25 A | Nos | 5293.48 | 1 | 5293.48 | 0 | 0 | 0 | 0 | 0 | 0 | 0 | 0
195 | SS75704006 | DP MCB, 'B' curve, 10KA, 240V AC, 6 A | Nos | 5293.48 | 1 | 5293.48 | 0 | 0 | 0 | 0 | 0 | 0 | 0 | 0
196 |  | SR MCB 'C' curve, 10KA, 20 A | Nos | 5293.48 | 1 | 5293.48 | 0 | 0 | 0 | 0 | 0 | 0 | 0 | 0
197 |  | SP MCB 'C' curve, 10KA, 40 A | Nos | 5293.48 | 1 | 5293.48 | 0 | 0 | 0 | 0 | 0 | 0 | 0 | 0
198 |  | Control fuse with base 4 A | Nos | 79.4022 | 1 | 79.4022 | 0 | 0 | 0 | 0 | 0 | 0 | 0 | 0
199 |  | Control fuse with base 6 A | Nos | 79.4022 | 1 | 79.4022 | 0 | 0 | 0 | 0 | 0 | 0 | 0 | 0
200 |  | Control fuse with base 10 A | Nos | 79.4022 | 1 | 79.4022 | 0 | 0 | 0 | 0 | 0 | 0 | 0 | 0
201 |  | Spring charging motor, 220V DC | Nos | 42347.84 | 1 | 42347.84 | 0 | 0 | 0 | 0 | 0 | 0 | 0 | 0
202 |  | Aux contact sets | set | 7410.9 | 2 | 14821.8 | 0 | 0 | 0 | 0 | 0 | 0 | 0 | 0
203 |  | Arc-chutes | set | 7410.9 | 2 | 14821.8 | 0 | 0 | 0 | 0 | 0 | 0 | 0 | 0
204 |  | Moving contacts | set | 5293.5 | 1 | 5293.5 | 0 | 0 | 0 | 0 | 0 | 0 | 0 | 0
205 |  | Arching contacts (fixed/moving) | set | 5293.5 | 1 | 5293.5 | 0 | 0 | 0 | 0 | 0 | 0 | 0 | 0
206 |  | Spring (closing/opening) | Nos | 5293.5 | 1 | 5293.5 | 0 | 0 | 0 | 0 | 0 | 0 | 0 | 0
207 | JJ2J201003 | Closing coil 220 V DC | Nos | 5293.5 | 1 | 5293.5 | 0 | 0 | 0 | 0 | 0 | 0 | 0 | 0
208 | JJ2J201001 | Tripping coil 220 V DC | Nos | 5293.5 | 1 | 5293.5 | 0 | 0 | 0 | 0 | 0 | 0 | 0 | 0
209 | JJ7J701003 | Limit switches | set | 5293.5 | 1 | 5293.5 | 0 | 0 | 0 | 0 | 0 | 0 | 0 | 0
210 | SS25201001 | Jaw contact | set | 5293.5 | 1 | 5293.5 | 0 | 0 | 0 | 0 | 0 | 0 | 0 | 0
211 |  | Busbar insulator | Nos | 5293.5 | 5 | 26467.5 | 0 | 0 | 0 | 0 | 0 | 0 | 0 | 0
212 |  | Busbar strip 10mm (aluminium), (1mtr x 5) | Nos | 5293.5 | 5 | 26467.5 | 0 | 0 | 0 | 0 | 0 | 0 | 0 | 0
213 | SS65610027 | HRC Fuse Capacity-2Amp | Nos | 49.56 | 5 | 247.8 | 0 | 0 | 0 | 0 | 0 | 0 | 0 | 0
214 | SS65610022 | HRC Fuse Capacity-6Amp | Nos | 75.52 | 4 | 302.08 | 0 | 0 | 0 | 0 | 0 | 0 | 0 | 0
215 |  | 36 kV, three phase, circuit breaker interrupting chamber complate with all necessary apparatus.(one set of each type) | Set | 267955.95 | 1 | 267955.95 | 0 | 0 | 0 | 0 | 0 | 0 | 0 | 0
216 | JJ7J704001 | Rubber gaskets, "o" rings and seal | Set | 1058.69 | 1 | 1058.69 | 0 | 0 | 0 | 0 | 0 | 0 | 0 | 0
217 | JJ2J201005 | Tripping coils with resistor | Nos | 5293.48 | 3 | 15880.44 | 0 | 0 | 0 | 0 | 0 | 0 | 0 | 0
218 | JJ2J201007 | Closing coils with resistor | Nos | 5293.48 | 3 | 15880.44 | 0 | 0 | 0 | 0 | 0 | 0 | 0 | 0
219 |  | Molecular filter | Set | 1058.69 | 3 | 3176.07 | 0 | 0 | 0 | 0 | 0 | 0 | 0 | 0
220 |  | Density/pressure Monitoring systems | Nos | 5293.48 | 1 | 5293.48 | 0 | 0 | 0 | 0 | 0 | 0 | 0 | 0
221 |  | Relay, power contactors, push buttons, timers & MCB etc. | Set | 59869.25 | 1 | 59869.25 | 0 | 0 | 0 | 0 | 0 | 0 | 0 | 0
222 |  | Closing assembly/ valve | Nos | 5293.48 | 1 | 5293.48 | 0 | 0 | 0 | 0 | 0 | 0 | 0 | 0
223 |  | Trip assembly/ valve | Nos | 5293.48 | 1 | 5293.48 | 0 | 0 | 0 | 0 | 0 | 0 | 0 | 0
224 |  | Pressure switches | Set | 5293.48 | 1 | 5293.48 | 0 | 0 | 0 | 0 | 0 | 0 | 0 | 0
225 | JJ2J201008 | Auxiliary switch assembly | Set | 5293.48 | 1 | 5293.48 | 0 | 0 | 0 | 0 | 0 | 0 | 0 | 0
226 | JJ7J710028 | Operation Counter | Nos | 1058.69 | 1 | 1058.69 | 0 | 0 | 0 | 0 | 0 | 0 | 0 | 0
227 |  | Rupture disc/ diapharm | Set | 5293.48 | 1 | 5293.48 | 0 | 0 | 0 | 0 | 0 | 0 | 0 | 0
228 |  | 36 kv, three phase, circuit breaker interrupting chamber complate with all necessary apparatus.(one set of each type) | Set | 267955.95 | 1 | 267955.95 | 0 | 0 | 0 | 0 | 0 | 0 | 0 | 0
229 |  | All type of coupling for SF6 gas (1 no each type) | Set | 5293.48 | 1 | 5293.48 | 0 | 0 | 0 | 0 | 0 | 0 | 0 | 0
230 |  | 36 kv, three ph. 1250A disconnecting switch operating mechanism, complete with all necessary connecting apparatus. | Set | 22329.65 | 1 | 22329.65 | 0 | 0 | 0 | 0 | 0 | 0 | 0 | 0
231 |  | 36 kv, three ph. 1250A grounding switch operating mechanism, complete with all necessary connecting apparatus. | Set | 22329.65 | 1 | 22329.65 | 0 | 0 | 0 | 0 | 0 | 0 | 0 | 0
232 |  | 36 kv, 2500A three ph. grounding switch, operating mechanism complete with all necessary gaskets, mounting connecting apparatus. | Set | 22329.65 | 1 | 22329.65 | 0 | 0 | 0 | 0 | 0 | 0 | 0 | 0
233 |  | Multy ratio, single phase current transformers of eact rating. (1) 1000/1-1-1 A- 03nos, (2) 400-200/1-1-1 A- 03nos, (3) 400-100/1-1-1 A- 03nos | Set | 223296.63 | 3 | 669889.89 | 0 | 0 | 0 | 0 | 0 | 0 | 0 | 0
234 | MM0M014007 | Numerical Breaker failure relay (type F650) Sl.No. 82845803 | Nos | 335500 | 1 | 335500 | 0 | 0 | 0 | 0 | 0 | 0 | 0 | 0
235 | MM0M009004 | Trip ckt supervision | Nos | 10000 | 2 | 20000 | 0 | 0 | 0 | 0 | 0 | 0 | 0 | 0
236 | MM0M012002 | Self reset trip relay (type JRV 192) Sl.No. 16-6001/77 | Nos | 10000 | 1 | 10000 | 0 | 0 | 0 | 0 | 0 | 0 | 0 | 0
237 |  | Hand reset trip relay(type JRV 181)sI.No.19-5001/475 | Nos | 10000 | 1 | 10000 | 0 | 0 | 0 | 0 | 0 | 0 | 0 | 0
238 | MM0M015001 | Timer relay (type VTT11) Sl.No.33913216/12/16 | Nos | 10000 | 1 | 10000 | 0 | 0 | 0 | 0 | 0 | 0 | 0 | 0
239 | MM0M018002 | Flag relay | Nos | 10000 | 1 | 10000 | 0 | 0 | 0 | 0 | 0 | 0 | 0 | 0
240 |  | Auxiliary relays (type 151x3) Sl.No.16-2001/194 | Nos | 10000 | 1 | 10000 | 0 | 0 | 0 | 0 | 0 | 0 | 0 | 0
241 |  | Main 1 Numerical distance relay (Excluding external trip relays) with software (type P442) Sl.No.33810092 | Nos | 350000 | 1 | 350000 | 0 | 0 | 0 | 0 | 0 | 0 | 0 | 0
242 | NN5N505002 | Power supply module for bus bar protection | Nos | 100000 | 1 | 100000 | 0 | 0 | 0 | 0 | 0 | 0 | 0 | 0
243 | NN5N506008 | Metrosil (Non linear resistor) each type | Nos | 25000 | 1 | 25000 | 0 | 0 | 0 | 0 | 0 | 0 | 0 | 0
244 |  | Interposing CT | Nos | 12500 | 1 | 12500 | 0 | 0 | 0 | 0 | 0 | 0 | 0 | 0
245 |  | Interposing PT | Nos | 12500 | 1 | 12500 | 0 | 0 | 0 | 0 | 0 | 0 | 0 | 0
246 | PP1P125002 | Power cables (XLPE) 3.5 CX300sqmm | km | 885850 | 0.082 | 72639.7 | 0 | 0 | 0 | 0 | 0 | 0 | 0 | 0
247 |  | PG clamp for Zebra conductor | nos | 1174 | 2 | 2348
248 |  | Supply of twin Zebra transformer clamp | No | 2348.2 | 3 | 7044.6 | 0 | 0 | 0 | 0 | 0 | 0 | 0 | 0
249 |  | Supply of twin Zebra spacer | No | 938.1 | 4 | 3752.4 | 0 | 0 | 0 | 0 | 0 | 0 | 0 | 0
250 |  | 50MVA transformer LV side Bushing Clamp | No | 1178.82 | 6 | 7072.92 | 0 | 0 | 0 | 0 | 0 | 0 | 0 | 0
251 |  | Electronic ON Timer, O/P 5A@240 VAC/28VDC, Supply 24-240 VAC/DC, 50/60 Hz, Timing 0.1 s-10h | No | 3350 | 1 | 3350 | 0 | 0 | 0 | 0 | 0 | 0 | 0 | 0
252 |  | Electronic OFF Timer, O/P 5A@240 VAC/28VDC, Supply 24-240 VAC/DC, 50/60 Hz, Timing 0.1 s-10h | No | 2250 | 1 | 2250 | 0 | 0 | 0 | 0 | 0 | 0 | 0 | 0
253 |  | Copper Blast of HPSV lamp light of 150 Watt | Nos | 2537 | 2 | 5074 | 0 | 0 | 0 | 0 | 0 | 0 | 0 | 0
254 |  | igniters of HPSV lamp lights 150 Watt | Nos | 230.1 | 3 | 690.3 | 0 | 0 | 0 | 0 | 0 | 0 | 0 | 0
|  |  | Total |  |  | 12340483.7966 | 0 | 0 | 0 | 0 | 0 | 0 | 0 | 0
220/33kV Substation IIP Harrawala Dehradun (Line)
1 | FF0F015002 | Lattice Structure(Incomplete Old & Used) | MT | 75930 | 2.829 | 214805.97 | 0 | 0 | 0 | 0 | 0 | 0 | 0 | 0
2 | AA0A002003 | A.C.S.R Zebra Conductor | Km. | 231471.78 | 0.022 | 5092.3792 | 0 | 0 | 0 | 0 | 0 | 0 | 0 | 0
3 | AA1A101001 | GS Earth wire 7/9 SWG | Km. | 83619.63 | 0.55 | 45990.7965 | 0 | 0 | 0 | 0 | 0 | 0 | 0 | 0
4 | FF0F015002 | 220kV Dismantled(old and used)tower parts | Kg | 20 | 14765.68 | 295313.6 | 0 | 0 | 0 | 0 | 0 | 0 | 0 | 0
5 | AA0A002003 | ACSR Deer Conductor(old and used)dismantled | Kg | 60 | 1700 | 102000 | 0 | 0 | 0 | 0 | 0 | 0 | 0 | 0
6 | AA0A002003 | Dismentled Zebra and deer conductor(old & used) | Kg | 60 | 2060 | 123600 | 0 | 0 | 0 | 0 | 0 | 0 | 0 | 0
7 | II0I004003 | PG Clamp (Deer to deer) | No | 1850 | 12 | 22200 | 0 | 0 | 0 | 0 | 0 | 0 | 0 | 0
8 | II31301002 | Mid Span(Dear) | No | 1800 | 4 | 7200 | 0 | 0 | 0 | 0 | 0 | 0 | 0 | 0
9 | II3I301008 | Mid Span Earth Wire 7/9 SWG | No | 220 | 8 | 1760 | 0 | 0 | 0 | 0 | 0 | 0 | 0 | 0
10 | II3I302002 | Repair Sleeve (Deer) | No | 1100 | 12 | 13200 | 0 | 0 | 0 | 0 | 0 | 0 | 0 | 0
11 | II3I302003 | Repair Sleeve (Zebra) | No | 850 | 8 | 6800 | 0 | 0 | 0 | 0 | 0 | 0 | 0 | 0
12 | II5I501003 | Single Tension Fitting ( Deer) | Sets | 9000 | 1 | 9000 | 0 | 0 | 0 | 0 | 0 | 0 | 0 | 0
13 | II5I502003 | Double Tension Fitting ( Deer) | Sets | 15999 | 1 | 15999 | 0 | 0 | 0 | 0 | 0 | 0 | 0 | 0
14 | II5I504003 | Suspention Fitting (Single) | Sets | 7990 | 1 | 7990 | 0 | 0 | 0 | 0 | 0 | 0 | 0 | 0
15 | AA0A002003 | ACSR Deer Conductor(old and used)dismantled | Kg | 60 | 1680 | 100800 | 0 | 0 | 0 | 0 | 0 | 0 | 0 | 0
16 | II0I005001 | PG Clamp Zebra to Zebra | No | 875.79 | 5 | 4378.95 | 0 | 0 | 0 | 0 | 0 | 0 | 0 | 0
17 | II0I005001 | PG Clamp Zebra to Zebra | No | 882 | 5 | 4410 | 0 | 0 | 0 | 0 | 0 | 0 | 0 | 0
18 | II5I502004 | Supply of double tension fitting 160 KN for single Zebra alongwith all accessories | Sets | 22420 | 5 | 112100 | 0 | 0 | 0 | 0 | 0 | 0 | 0 | 0
19 | II5I501004 | Supply of single tension fitting 160 KN for single Zebra alongwith all accessories | Sets | 11798.82 | 4 | 47195.28 | 0 | 0 | 0 | 0 | 0 | 0 | 0 | 0
20 | II5I502003 | Supply of double tension fitting 160 KN for single Deer alongwith all accessories | Sets | 21830 | 6 | 130980 | 0 | 0 | 0 | 0 | 0 | 0 | 0 | 0
21 | II5I501003 | Supply of single tension fitting 160 KN for single Deer alongwith all accessories | Sets | 11798.82 | 3 | 35396.46 | 0 | 0 | 0 | 0 | 0 | 0 | 0 | 0
22 | II5I504004 | Supply of single suspension fitting 120 KN for single Zebra alongwith all accessories | Sets | 11210 | 5 | 56050 | 0 | 0 | 0 | 0 | 0 | 0 | 0 | 0
23 | II31301002 | Supply of mid span compression joint for ACSR deer alongwith all accessories | Nos | 1770 | 10 | 17700 | 0 | 0 | 0 | 0 | 0 | 0 | 0 | 0
24 | II3I301003 | Supply of mid span compression joint for ACSR Zebra alongwith all accessories | Nos | 1770 | 10 | 17700 | 0 | 0 | 0 | 0 | 0 | 0 | 0 | 0
25 | II3I302002 | Repair sleeve for ACSR Deer | Nos | 1475 | 10 | 14750 | 0 | 0 | 0 | 0 | 0 | 0 | 0 | 0
26 | II3I302003 | Supply of repair sleeve for ACSR Zebra alongwith all accessories | Nos | 1475 | 10 | 14750 | 0 | 0 | 0 | 0 | 0 | 0 | 0 | 0
27 | II5I504003 | Supply of single suspension fitting 120 KN for single Deer alongwith all accessories | Nos | 10620 | 10 | 106200 | 0 | 0 | 0 | 0 | 0 | 0 | 0 | 0
28 | II0I005001 | Supply of PG clamp (Zebra to Zebra) alongwith all accessories | Nos | 2230.2 | 12 | 26762.4 | 0 | 0 | 0 | 0 | 0 | 0 | 0 | 0
29 | II0I004003 | Supply of PG clamp (Deer to Deer) alongwith all accessories | Nos | 2230.2 | 20 | 44604 | 0 | 0 | 0 | 0 | 0 | 0 | 0 | 0
30 | II0I004004 | Supply of PG clamp (Deer to Zebra) alongwith all accessories | Nos | 2230.2 | 15 | 33453 | 0 | 0 | 0 | 0 | 0 | 0 | 0 | 0
31 | II1I103001 | Supply of Cwage clamp Deer to Deer alongwith all accessories | Nos | 4307 | 20 | 86140 | 0 | 0 | 0 | 0 | 0 | 0 | 0 | 0
32 | II1I104001 | Supply of Cwage clamp Zebra to Zebra alongwith all accessories | Nos | 3538.82 | 6 | 21232.92 | 0 | 0 | 0 | 0 | 0 | 0 | 0 | 0
33 | II3I303003 | Supply of vibration damper for zebra conductor alongwith all accessories | Nos | 1711 | 15 | 25665 | 0 | 0 | 0 | 0 | 0 | 0 | 0 | 0
34 | II3I303002 | Supply of vibration damper for deer conductor alongwith all accessories | Nos | 1711 | 9 | 15399 | 0 | 0 | 0 | 0 | 0 | 0 | 0 | 0
35 | II4I401001 | D-shackle | Nos | 1829 | 10 | 18290 | 0 | 0 | 0 | 0 | 0 | 0 | 0 | 0
36 | II0I001001 | 160KN Disc Insulator | Nos | 798.79 | 6 | 4792.74 | 0 | 0 | 0 | 0 | 0 | 0 | 0 | 0
|  |  | Total |  |  | 1809701.4957 | 0 | 0 | 0 | 0 | 0 | 0 | 0 | 0
132/33kV Substation Laltappad, Dehradun
1 |  | 132 KV CB Closing coil(Spare) | Nos | 3013 | 1 | 3013 | _ | 0 | _ | 0 | _ | 0 | _ | 0
2 |  | 132 KV CB Tripping coil(Spares) | Nos | 3013 | 2 | 6026 | _ | 0 | _ | 0 | _ | 0 | _ | 0
3 |  | 132 KV CB Gas filling equipment(spares) | Nos | 35550 | 1 | 35550 | _ | 0 | _ | 0 | _ | 0 | _ | 0
4 |  | 132 KV CB Gas Leakage detector(spares) | Nos | 42117 | 1 | 42117 | _ | 0 | _ | 0 | _ | 0 | _ | 0
5 |  | 132 kv CB SF6 Gas cylinder 50 KG(spares) | Nos | 162683 | 1 | 162683 | _ | 0 | _ | 0 | _ | 0 | _ | 0
6 |  | 132 Kv CB gas filling and Evacuation Equipment. | Nos | 198835 | 1 | 198835 | _ | 0 | _ | 0 | _ | 0 | _ | 0
7 |  | 33 KV CB Closing coil(Spare) | Nos | 1808 | 4 | 7232 | _ | 0 | _ | 0 | _ | 0 | _ | 0
8 |  | 33 KV CB Tripping coil(Spare) | Nos | 1808 | 4 | 7232 | _ | 0 | _ | 0 | _ | 0 | _ | 0
9 |  | Set of Illumination lamp one set each type | Nos | 10846 | 1 | 10846 | _ | 0 | _ | 0 | _ | 0 | _ | 0
10 |  | Set of Aux. Relay one no each type( total 3 relay are present) | Nos | 42177 | 1 | 42177 | _ | 0 | _ | 0 | _ | 0 | _ | 0
11 |  | Set of Trip Relay one no each type( total 3 relay are present) | Nos | 964068 | 1 | 964068 | _ | 0 | _ | 0 | _ | 0 | _ | 0
12 |  | Trip coil supervision type TSR Aux. 110V , Dc model no-1N352-001-AS | Nos | 4500 | 1 | 4500 | _ | 0 | _ | 0 | _ | 0 | _ | 0
13 |  | Master trip relay model no- RK251206AN | Nos | 664048 | 1 | 664048 | _ | 0 | _ | 0 | _ | 0 | _ | 0
14 |  | DC Supervision relay 110V DC ,MNO-INRK27019AN | Nos | 6670 | 1 | 6670 | _ | 0 | _ | 0 | _ | 0 | _ | 0
15 |  | DC Changeover relay110V DC INRK21105-2AN | Nos | 8576 | 1 | 8576 | _ | 0 | _ | 0 | _ | 0 | _ | 0
16 |  | DC fail accepatance relay 240V AC M.NO-INRK211052BS | Nos | 14383 | 1 | 14383 | _ | 0 | _ | 0 | _ | 0 | _ | 0
17 |  | AC Supervision Relay 240V AC M.NO-INRK211052BS | Nos | 6798 | 1 | 6798 | _ | 0 | _ | 0 | _ | 0 | _ | 0
18 |  | Transfrmer trouble relay 110V DC INRK271018AN | Nos | 300000 | 1 | 300000 | _ | 0 | _ | 0 | _ | 0 | _ | 0
19 |  | Isolator control switch 3 position 4 way 25 amp | Nos | 4615 | 1 | 4615 | _ | 0 | _ | 0 | _ | 0 | _ | 0
20 |  | Trip transfer switch 3 position 20 way 25 amp | Nos | 2600 | 1 | 2600 | _ | 0 | _ | 0 | _ | 0 | _ | 0
21 |  | Neutral bushing complete with gasket(spares) | Nos | 64579 | 2 | 129158 | _ | 0 | _ | 0 | _ | 0 | _ | 0
22 |  | 36 KV bushing complete with(spares) | Nos | 42890 | 2 | 85780 | _ | 0 | _ | 0 | _ | 0 | _ | 0
23 |  | Set of Gasket for tank cover & fitting (spares) | Nos | 12450 | 2 | 24900 | _ | 0 | _ | 0 | _ | 0 | _ | 0
24 |  | Flow indicator | Nos | 32900 | 2 | 65800 | _ | 0 | _ | 0 | _ | 0 | _ | 0
25 |  | Bochholz Relay each type (spares) | Nos | 23500 | 2 | 47000 | _ | 0 | _ | 0 | _ | 0 | _ | 0
26 |  | Oil level indicator of each type (150 mm dia 2 nos & 100 mm dia 2 nos) (spares) | Nos | 45500 | 2 | 91000 | _ | 0 | _ | 0 | _ | 0 | _ | 0
27 |  | Pressure releif device of each type(spares) | Nos | 46281 | 2 | 92562 | _ | 0 | _ | 0 | _ | 0 | _ | 0
28 |  | Bushing CTs of each type (spares) (total 4 in which 2 hv & 2 lv) | Nos | 18500 | 2 | 37000 | _ | 0 | _ | 0 | _ | 0 | _ | 0
29 |  | Jack for jacking the transformer | Nos | 1500 | 8 | 12000 | _ | 0 | _ | 0 | _ | 0 | _ | 0
30 |  | Sling fitting device for transformer | Nos | 2500 | 2 | 5000 | _ | 0 | _ | 0 | _ | 0 | _ | 0
31 |  | Empty transformer oil drums | Nos | 50 | 155 | 7750 | _ | 0 | _ | 0 | _ | 0 | _ | 0
32 |  | Empty Acid cans | Nos | 80 | 33 | 2640 | _ | 0 | _ | 0 | _ | 0 | _ | 0
33 |  | HF cable | KM | 179455 | 1.792 | 321583.36 | _ | 0 | _ | 0 | _ | 0 | _ | 0
34 |  | M.S Flat 50× 6 mm | MT | 25000 | 0.2 | 5000 | _ | 0 | _ | 0 | _ | 0 | _ | 0
35 |  | Earthing Material M.S round 36 mm dia | MT | 19600 | 0.091 | 1783.6 | _ | 0 | _ | 0 | _ | 0 | _ | 0
36 |  | Main and auixialry structure, Bolts & nuts( Lattice structure & Hardware) | MT | 71099 | 0.1 | 7109.9 | _ | 0 | _ | 0 | _ | 0 | _ | 0
37 |  | ACSR Zebra conductor | KM | 231471.8 | 0.165 | 38192.847 | _ | 0 | _ | 0 | _ | 0 | _ | 0
38 |  | ACSR Panther conductor | KM | 100000 | 0.251 | 25100 | _ | 0 | _ | 0 | _ | 0 | _ | 0
39 |  | AAC Tarantula conductor | KM | 257000 | 0.115 | 29555 | _ | 0 | _ | 0 | _ | 0 | _ | 0
40 |  | Suspension fitting for ACSR panther conductor | Nos | 1808 | 10 | 18080 | _ | 0 | _ | 0 | _ | 0 | _ | 0
41 |  | Disc Insulator | Nos | 281 | 73 | 20513 | _ | 0 | _ | 0 | _ | 0 | _ | 0
42 |  | Submersible Pumping set 7.5 Hp | Nos | 35000 | 1Set | 35000 | _ | 0 | _ | 0 | _ | 0 | _ | 0
43 |  | Chain pulley block 02 m.t capacity | Nos | 12200 | 1Set | 12200 | _ | 0 | _ | 0 | _ | 0 | _ | 0
44 |  | Wrench | Nos | 1600 | 1Set | 1600 | _ | 0 | _ | 0 | _ | 0 | _ | 0
45 |  | Pipe clamp | Nos | 400 | 1Set | 400 | _ | 0 | _ | 0 | _ | 0 | _ | 0
46 |  | Monoblock pump 5 Hp 3 phesh | Nos | 27000 | 1Set | 27000 | _ | 0 | _ | 0 | _ | 0 | _ | 0
47 |  | 415 volt, 6Amp, 50 Hz HRC Fuses | Nos | 185.46 | 11 | 2040.06 | _ | 0 | _ | 0 | _ | 0 | _ | 0
48 |  | 132 KV Al made C.T clamp | Nos | 1133.6 | 2 | 2267.2 | _ | 0 | _ | 0 | _ | 0 | _ | 0
49 |  | Heater Blower | Nos | 5702 | 1 | 5702 | _ | 0 | _ | 0 | _ | 0 | _ | 0
50 |  | Air Blower(Dust Cleaner), 230 volt,50 hz | Nos | 5610 | 1 | 5610 | _ | 0 | _ | 0 | _ | 0 | _ | 0
51 |  | 33 kv Isolator clamp | Nos | 1133.6 | 3 | 3400.8 | _ | 0 | _ | 0 | _ | 0 | _ | 0
52 |  | 132 kv C.V.T clamps for panther conductor made of aluminium alloy including all nut & bolt etc. | Nos | 820 | 1 | 820 | _ | 0 | _ | 0 | _ | 0 | _ | 0
53 |  | 33 kv P.T clamps for Tarantula conductor made of aluminium alloy including all nut & bolt etc. | Nos | 980 | 5 | 4900 | _ | 0 | _ | 0 | _ | 0 | _ | 0
54 |  | 33 kv P.T clamps for panther conductor made of aluminium alloy including all nut & bolt etc. | Nos | 920 | 6 | 5520 | _ | 0 | _ | 0 | _ | 0 | _ | 0
55 |  | 33 kv L.A clamps for Panther conductor made of aluminium alloy including all nut & bolt etc. | Nos | 920 | 4 | 3680 | _ | 0 | _ | 0 | _ | 0 | _ | 0
56 |  | Run through clamps for 132 kv post insulators made of aluminium alloy including all nut & bolt. | Nos | 920 | 1 | 920 | _ | 0 | _ | 0 | _ | 0 | _ | 0
57 |  | Run through clamps for 33kv post insulators made of aluminium alloy including all nut & bolt. | Nos | 920 | 1 | 920 | _ | 0 | _ | 0 | _ | 0 | _ | 0
58 |  | HRC Fuses rating of 32 Amp, TIA type for 48 volt, 300 AH battery charger. | Nos | 257.24 | 3 | 771.72 | _ | 0 | _ | 0 | _ | 0 | _ | 0
59 |  | Old and used Transformer oil. | Ltrs | 30 | 72 | 2160 | _ | 0 | _ | 0 | _ | 0 | _ | 0
60 |  | Red colour, 230 Volt, 6 amp, spring return push- button switch. | Nos | 405 | 3 | 1215 | _ | 0 | _ | 0 | _ | 0 | _ | 0
61 |  | Green colour, 230 Volt, 6 amp, spring return push- button switch. | Nos | 412 | 3 | 1236 | _ | 0 | _ | 0 | _ | 0 | _ | 0
62 |  | 3-way on-off 60 degree, 6 Amp, single pole selector switch of front side 5 c.m × 5 c.m. | Nos | 330 | 8 | 2640 | _ | 0 | _ | 0 | _ | 0 | _ | 0
63 |  | Fuse base with fuse holder suitable for HRC fuses of rating 20 Amp, 415 volt, 2.7 watt, single pole fot. | Nos | 572.3 | 3 | 1716.9 | _ | 0 | _ | 0 | _ | 0 | _ | 0
64 |  | 3- phase secure energy meters | Nos | 5000 | 6 | 30000 | _ | 0 | _ | 0 | _ | 0 | _ | 0
65 |  | Transparent clear plastic sheet, minimum thickness 2-3 mm. | Sq. feet | 110.92 | 21 | 2329.32 | _ | 0 | _ | 0 | _ | 0 | _ | 0
66 |  | Aluminium Alloy Mechanical Bolt less C- Wedge Connector suitable for ACSR Zebra to Zebra Conductor containing one 'C' Body, one wedge with oxide inhibitor as per IS 5561 : 1970 | Nos | 3687.5 | 2 | 7375 | _ | 0 | _ | 0 | _ | 0 | _ | 0
67 |  | Aluminium Alloy Mechanical Bolt less C- Wedge Connector suitable for ACSR Zebra to Panther Conductor containing one 'C' Body, one wedge with oxide inhibitor as per IS 5561 : 1970 | Nos | 3687.5 | 3 | 11062.5 | _ | 0 | _ | 0 | _ | 0 | _ | 0
68 |  | Panther to Panther conductor P.G. clamp with all nut and bolt. | nos | 961.7 | 2 | 1923.4 | _ | 0 | _ | 0 | _ | 0 | _ | 0
69 |  | 32 Amp. , 500 volt fuse fitting (Base and carrier. | Nos | 725.7 | 5 | 3628.5 | _ | 0 | _ | 0 | _ | 0 | _ | 0
70 |  | Aluminium scrap. | kg | 12 | 37.5 | 0 | _ | 0 | _ | 0 | _ | 0 | _ | 450
71 |  | 132 KV Transformer bushing complete. | Nos | 75493 | 2 | 150986 | _ | 0 | _ | 0 | _ | 0 | _ | 0
72 |  | Galvanized steel earth wire tension clamp for 7/10 SWG Earth wire. | Nos | 1170.56 | 1 | 1170.56 | _ | 0 | _ | 0 | _ | 0 | _ | 0
73 |  | Galvanized steel earth wire Suspension clamp for 7/10 SWG Earth wire. | Nos | 1170.56 | 5 | 5852.8 | _ | 0 | _ | 0 | _ | 0 | _ | 0
74 |  | Galvanized Steel Mid span compression joint for Earth wire of 7/10 SWG Earth wire. | Nos | 731.6 | 8 | 5852.8 | _ | 0 | _ | 0 | _ | 0 | _ | 0
75 |  | Mid span compression joint for ACSR Panther conductor with steel and Aluminium portion. | Nos | 1469.1 | 2 | 2938.2 | _ | 0 | _ | 0 | _ | 0 | _ | 0
76 |  | Metal cutter machine, Input 220-230 Volt, 670 watt. | Nos | 5805.6 | 1 | 5805.6 | _ | 0 | _ | 0 | _ | 0 | _ | 0
77 |  | Stud type terminal, suitable for 16 mm2 cable, 1000 volt, 76 Amp. | Nos | 167.56 | 1 | 167.56 | _ | 0 | _ | 0 | _ | 0 | _ | 0
78 |  | 3 phase 3 way connector made of poly carbonate, rating 440 volt A.C. | Nos | 241.3 | 1 | 241.3 | _ | 0 | _ | 0 | _ | 0 | _ | 0
79 |  | Sliding link Type Disconnecting Terminal, Rated Volt- 800 V, Rated Current- 41 Amp, wire size- 6 mm2. | Nos | 236 | 3 | 708 | _ | 0 | _ | 0 | _ | 0 | _ | 0
80 |  | Neutral Link mounted with insulating Pad. | Nos | 300.9 | 6 | 1805.4 | _ | 0 | _ | 0 | _ | 0 | _ | 0
81 |  | 3-Phase Ammeter selector switch of rating 6 Amp, having 4 position, OFF-R-Y-B, deach position 90 degree. | Nos | 702.1 | 2 | 1404.2 | _ | 0 | _ | 0 | _ | 0 | _ | 0
82 |  | Exhaust type cooling fans with technical specification as- Voltage- 415 volt, Impeller Dia- 600 mm, 3 phase, 6 pole, I/P Power -550 watt, speed 950 r.p.m. | Nos | 18868 | 2 | 37736 | _ | 0 | _ | 0 | _ | 0 | _ | 0
83 |  | O.T.I meter of temperature range 0-150 Degree celcius, accuracy class +/1 1%FSD, Dia size 150mm, Dial angular sweep- 270 degree. | Nos | 29500 | 1 | 29500 | _ | 0 | _ | 0 | _ | 0 | _ | 0
84 |  | Slotted type DIN RAIL of dimension 35*15*1.5 mm (width*height*thickness). | Nos | 351.64 | 4 | 1406.56 | _ | 0 | _ | 0 | _ | 0 | _ | 0
85 |  | slotted type DIN RAIL of dimension 35*7.5*1.5 mm (width*height*thickness). | Nos | 233.64 | 3 | 700.92 | _ | 0 | _ | 0 | _ | 0 | _ | 0
86 |  | Bolted type HRC fuse of 660/690 volt , Rating Amp- 50 Amp, Breaking capacity 80 KA. | Nos | 413 | 12 | 4956 | _ | 0 | _ | 0 | _ | 0 | _ | 0
87 |  | Toggle switch having 2 pole ON-OFF rating 06 Amp. | Nos | 291.46 | 18 | 5246.28 | _ | 0 | _ | 0 | _ | 0 | _ | 0
88 |  | Cu ring lug of 10 mm2 size. | Nos | 35.4 | 8 | 283.2 | _ | 0 | _ | 0 | _ | 0 | _ | 0
89 |  | Cu ring lug of 16 mm2 size. | Nos | 47.2 | 12 | 566.4 | _ | 0 | _ | 0 | _ | 0 | _ | 0
90 |  | End U cut type Cu lug of size 10 mm2. | Nos | 35.4 | 20 | 708 | _ | 0 | _ | 0 | _ | 0 | _ | 0
91 |  | End U cut type Cu lug of size 16 mm2. | Nos | 47.2 | 16 | 755.2 | _ | 0 | _ | 0 | _ | 0 | _ | 0
92 |  | Pin type terminal end insulated Cu lug of size 10 mm2. | Nos | 35.4 | 7 | 247.8 | _ | 0 | _ | 0 | _ | 0 | _ | 0
93 |  | Pin type terminal end insulated Cu lug of size 16 mm2. | Nos | 59 | 16 | 944 | _ | 0 | _ | 0 | _ | 0 | _ | 0
94 |  | 440 V A.C HRC fuse 10 Amp. | Nos | 236 | 10 | 2360 | _ | 0 | _ | 0 | _ | 0 | _ | 0
95 |  | 440 V A.C HRC fuse 16 Amp. | Nos | 250.16 | 11 | 2751.76 | _ | 0 | _ | 0 | _ | 0 | _ | 0
96 |  | Silica gel. | kg | 389.4 | 28 | 10903.2 | _ | 0 | _ | 0 | _ | 0 | _ | 0
97 |  | Copper scrap. | kg | 400 | 1 | 0 | _ | 0 | _ | 0 | _ | 0 | _ | 400
98 |  | Yellow color, 230 Volt, 6 amp, spring return push- button switch. | Nos | 342.2 | 8 | 2737.6 | _ | 0 | _ | 0 | _ | 0 | _ | 0
99 |  | Black color, 230 Volt, 6 amp, spring return push- button switch. | Nos | 342.2 | 7 | 2395.4 | _ | 0 | _ | 0 | _ | 0 | _ | 0
100 |  | Metal Rotary Hand operated Barrel and oil Drum pump suitable for dispensing Transformer oil and minimum oil drain capacity 125 gal (5 ltr)/ 20 turns. | Nos | 5841 | 1 | 5841 | _ | 0 | _ | 0 | _ | 0 | _ | 0
101 |  | Lubricant steel oil can with flexible nozzle pipe having lubricant capacity of minimum 250 gram. | Nos | 696.2 | 5 | 3481 | _ | 0 | _ | 0 | _ | 0 | _ | 0
102 |  | Supplying of best quality polycarbonate make C- curve type 1- pole, 6 Amp, 240 volt AC, breaking Amp.- 10 KA, MCB of reputed company as HAVELLS, ANCHOR, C&S, Schnider etc. | Nos | 323.32 | 9 | 2909.88 | _ | 0 | _ | 0 | _ | 0 | _ | 0
103 |  | Old and burnt Transformer fan. | Nos | 1000 | 1 | 1000 | _ | 0 | _ | 0 | _ | 0 | _ | 0
104 |  | Old and deffective O/C & E/F fault relay Alstom make. | Nos | 50 | 1 | 50 | _ | 0 | _ | 0 | _ | 0 | _ | 0
105 |  | PG clamp for Tarantulla to Panrther conductor | Nos | 150 | 25 | 3750 | _ | 0 | _ | 0 | _ | 0 | _ | 0
106 |  | Single Tension fitting. | nos | 5267 | 3 | 15801 | _ | 0 | _ | 0 | _ | 0 | _ | 0
107 |  | One way straight through connector. | nos | 300 | 3 | 900 | _ | 0 | _ | 0 | _ | 0 | _ | 0
108 |  | Tower scrap material | MT | 10000 | 20.195 | 0 | _ | 0 | _ | 0 | _ | 0 | _ | 201950
109 |  | ACSR Panther conductor | MT | 2000 | 2.59 | 0 | _ | 0 | _ | 0 | _ | 0 | _ | 5180
110 |  | Earth Wire | MT | 2000 | 0.23 | 0 | _ | 0 | _ | 0 | _ | 0 | _ | 460
111 |  | Deffected PRV of 132/33 KV, 40 MVA Transformer (CGL Make) main Tank. | No | 500 | 1 | 500 | _ | 0 | _ | 0 | _ | 0 | _ | 0
112 |  | 2 pole, 10 Amp D.C. MCB | No | 684.4 | 6 | 4106.4 | _ | 0 | _ | 0 | _ | 0 | _ | 0
113 |  | Petroleum jelly | Kg | 472 | 1.25 | 590 | _ | 0 | _ | 0 | _ | 0 | _ | 0
114 |  | 415 volt, 3phase D.O.L (Direct on line) starter of 5 HP, 10 Amp mono-block pump | No | 2891 | 1 | 2891 | _ | 0 | _ | 0 | _ | 0 | _ | 0
115 |  | Thermal over load relay of rated voltage 500 volt A.C, 50 Hz, over current range 0.9 Amp- 1.5 Amp. | No | 2006 | 1 | 2006 | _ | 0 | _ | 0 | _ | 0 | _ | 0
116 |  | 440/220 V AC, 06 Amp, 2 Pole, C curve MCB | No | 800 | 6 | 4800 | _ | 0 | _ | 0 | _ | 0 | _ | 0
117 |  | 440/220 V AC, 16 Amp, 2 Pole, C curve MCB | No | 811.9 | 4 | 3247.6 | _ | 0 | _ | 0 | _ | 0 | _ | 0
118 |  | Alluminium alloy mechanical bolt less C-Wedge connector suitable for ACSR Panther to Panther connector. | No | 2985.4 | 5 | 14927 | - | 0 | - | 0 | - | 0 | _ | 0
119 |  | Alluminium alloy mechanical bolt less C-Wedge connector suitable for ACSR Tarantula to Tarantula connector. | No | 2985.4 | 3 | 8956.2 | - | 0 | - | 0 | - | 0 | _ | 0
120 |  | Alluminium alloy mechanical bolt less C-Wedge connector suitable for ACSR Tarantula to Panther connector. | No | 2985.4 | 6 | 17912.4 | - | 0 | - | 0 | - | 0 | _ | 0
121 |  | Alluminium alloy bolted type P.G. clamp for Tarantula to Tarantula conductor complete witch its nut & bolts. | No | 2891 | 2 | 5782 | - | 0 | - | 0 | - | 0 | _ | 0
122 |  | Alluminium alloy bolted type P.G. clamp for Panther to Panther conductor complete witch its nut & bolts. | No | 2360 | 5 | 11800 | - | 0 | - | 0 | - | 0 | _ | 0
123 |  | Old and used deffective 33 KV V.C.B (ABB make). | No | 20000 | 1 | 20000 | - | 0 | - | 0 | - | 0 | _ | 0
124 |  | 132 KV CVT clamps for Panther conductor made of Alluminium alloywith all nut & bolts. | No | 1060.8 | 2 | 2121.6 | - | 0 | - | 0 | - | 0 | _ | 0
125 |  | 132 KV LA clamps for Panther conductor made of Alluminium alloywith all nut & bolts | No | 1060.8 | 4 | 4243.2 | - | 0 | - | 0 | - | 0 | _ | 0
126 |  | 132 KV CB clamps for Panther conductor made of Alluminium alloywith all nut & bolts. | No | 1060.8 | 3 | 3182.4 | - | 0 | - | 0 | - | 0 | _ | 0
127 |  | 132 KV Transformer bushing clamps for Panther conductor made of Alluminium alloywith all nut & bolts. | No | 1060.8 | 3 | 3182.4 | - | 0 | - | 0 | - | 0 | _ | 0
128 |  | 132 KV Isolator clamps forZebra conductor made of Alluminium alloywith all nut & bolts. | No | 1060.8 | 4 | 4243.2 | - | 0 | - | 0 | - | 0 | _ | 0
129 |  | 132 KV C.B. clamps for Zebra conductor made of Alluminium alloywith all nut & bolts. | No | 1060.8 | 3 | 3182.4 | - | 0 | - | 0 | - | 0 | _ | 0
130 |  | 33 KV CT clamps for Tarantula conductor made of Alluminium alloywith all nut & bolts. | No | 1060.8 | 2 | 2121.6 | - | 0 | - | 0 | - | 0 | _ | 0
131 |  | 33 KV PT clamps for Tarantula conductor made of Alluminium alloywith all nut & bolts. | No | 1060.8 | 3 | 3182.4 |  | 0 |  | 0 |  | 0 | _ | 0
132 |  | 33 KV Isolator clamps for Tarantula conductor made of Alluminium alloywith all nut & bolts. | No | 1060.8 | 1 | 1060.8 |  | 0 |  | 0 |  | 0 | _ | 0
133 |  | 33 KV CB clamps for Tarantula conductor made of Alluminium alloywith all nut & bolts. | No | 1060.8 | 6 | 6364.8 |  | 0 |  | 0 |  | 0 | _ | 0
134 |  | 33 KVLAclamps for Tarantula conductor made of Alluminium alloywith all nut & bolts. | No | 1060.8 | 6 | 6364.8 | - | 0 | - | 0 | - | 0 | _ | 0
135 |  | 33 KV CT clamps for Panther conductor made of Alluminium alloywith all nut & bolts. | No | 1060.8 | 1 | 1060.8 | - | 0 | - | 0 | - | 0 | _ | 0
136 |  | 33 KV PT clamps for Panther conductor made of Alluminium alloywith all nut & bolts. | No | 1060.8 | 3 | 3182.4 | - | 0 | - | 0 | - | 0 | _ | 0
137 |  | 33 KV CB clamps for Panther conductor made of Alluminium alloywith all nut & bolts. | No | 1060.8 | 3 | 3182.4 | - | 0 | - | 0 | - | 0 | _ | 0
138 |  | 33s KV LA clamps for Panther conductor made of Alluminium alloywith all nut & bolts. | No | 1060.8 | 4 | 4243.2 | - | 0 | - | 0 | - | 0 | _ | 0
139 |  | Single Tension fitting for ACSR Panther conductor. | No | 7292.4 | 16 | 116678.4 | - | 0 | - | 0 | - | 0 | _ | 0
140 |  | Old and used R.T.C.C Panel of 40 MVA Transformer (IMP make Transformer). | No | 5000 | 1 | 5000 | - | 0 | - | 0 | - | 0 | _ | 0
141 |  | Old and Used 132 Kv C.V.T. | No | 15000 | 3 | 0 | - | 0 | - | 0 | - | 45000 | _ | 0
142 |  | Old CVT Junction board. | No | 1000 | 1 | 0 | - | 0 | - | 0 | - | 1000 | _ | 0
143 |  | HPSV lamps of lamp wattage- 250 watt, Rated voltage- 240 volt, Lamp voltage- 100 Volt, Lamp current- 3.00 Amp, burning position universal, Holder base- E40, lumen output (after 100BH)- 22500 Lm of best quality and reputed company as Surya, HAVELLS, Bajaj etc. | No | 501.5 | 14 | 7021 | - | 0 | - | 0 | - | 0 | _ | 0
144 |  | 250 watt, 220 volt A.C, 50 Hz chocks/ Copper ballast of H.P.S.V lamp lights of reputed compnay as cropton, philips, havells etc. | No | 2360 | 8 | 18880 | - | 0 | - | 0 | - | 0 | _ | 0
145 |  | 250 watt, 220 volt A.C, 50 Hz Ignitor of H.P.S.V lamp lights of reputed compnay as cropton, philips, havells etc. | No | 212.4 | 14 | 2973.6 | - | 0 | - | 0 | - | 0 | _ | 0
146 |  | 70 watt, 220 volt A.C, 50 Hz electronic chock (built with electronic ignitor etc.) of H.P.S.V lamp lights of reputed compnay as cropton, philips, havells etc. | No | 649 | 3 | 1947 | - | 0 | - | 0 | - | 0 | _ | 0
147 |  | 2 ˣ 3 feet size, 10 mm thick corksheet of best quality as long durable. | No | 6254 | 3 | 18762 | - | 0 | - | 0 | - | 0 | _ | 0
148 |  | W.T.I. meter of Temperature range 0-150 C, Accuracy class +/- 1% of FSD, Dial size 150 mm Rond, Dial Angular sweep 270 degree etc. | No | 69030 | 1 | 69030 | - | 0 | - | 0 | - | 0 | _ | 0
149 |  | Remote Temperature Indicator, Quad seven segment display, Au Supply- 90-260 V AC/DC, Temp. Indication Range 0-150 C, Resolution 0.1 C etc. | No | 41300 | 1 | 41300 | - | 0 | - | 0 | - | 0 | _ | 0
150 |  | Current converter unit (CCU), Signl Input PT 100 RTD, Simple 3 wire etc, Auxiliry supply- 90-260 V, AC/DC etc. | No | 26078 | 1 | 26078 | - | 0 | - | 0 | - | 0 | _ | 0
151 |  | 415 Volt, 3 Pole, MPCB, 16 Amp, Ue :690 Volt, Uimp: 6 Kv, having inbuit thermal overload relay with setting 0.4 to 0.63 Amp. | No | 5900 | 5 | 29500 | - | 0 | - | 0 | - | 0 | _ | 0
152 |  | Power contactor of 415 V, 3 Pole,6 Amp,coil volt 110 V AC. | No | 4720 | 4 | 18880 | - | 0 | - | 0 | - | 0 | _ | 0
153 |  | Time Delay Relay of 415 V, Coil Volt 110 Volt AC. | No | 4130 | 3 | 12390 | - | 0 | - | 0 | - | 0 | _ | 0
154 |  | Auto/Manual/ SCADA switch of 250 V AC, 10 Amp. | No | 5310 | 3 | 15930 | - | 0 | - | 0 | - | 0 | _ | 0
155 |  | Sequence selector switch of 250 V AC, 10 Amp. | No | 5900 | 2 | 11800 | - | 0 | - | 0 | - | 0 | _ | 0
156 |  | Thermostat switch of 240 V AC, range 30 C to 120 C. | No | 944 | 5 | 4720 | - | 0 | - | 0 | - | 0 | _ | 0
157 |  | Space heater of 240 V AC, 40 watt. | No | 1062 | 5 | 5310 | - | 0 | - | 0 | - | 0 | _ | 0
158 |  | Steel Scrap | KG | 20 | 35 | 0 | - | 0 | - | 0 | - | 0 | _ | 700
159 |  | Tube Light fitting scrap | No | 10 | 8 | 0 | - | 0 | - | 0 | - | 0 | _ | 80
160 |  | 132 KV, 1250 Amp. Isolator copper contact male , Length 830 mm, Dia 60 mm. | No | 15340 | 2 | 30680 | - | 0 | - | 0 | - | 0 | _ | 0
161 |  | 132 KV, 1250 Amp. Isolator copper contact female , Length 830 mm, Dia 60 mm. | No | 12980 | 2 | 25960 | - | 0 | - | 0 | - | 0 | _ | 0
162 |  | 132 Kv Isolator Jaw/ Blade Take Off assembly moving headv complete. | No | 11800 | 1 | 11800 | - | 0 | - | 0 | - | 0 | _ | 0
163 |  | 132 KV Isolator Rotary bearing made of All. Alloy, 35 mm Dia. | No | 4012 | 1 | 4012 | - | 0 | - | 0 | - | 0 | _ | 0
164 |  | Diffected L.A. Scrap. | Kg | 30 | 8 | 0 | - | 0 | - | 0 | - | 0 | _ | 240
|  |  | Total |  |  | 4679467.727 |  | 0 |  | 0 | 0 | 46000 |  | 209460
|  |  | Net Amount |  |  | 18829653.0193 | 0 | 0 | 0 | 0 | 0 | 46000 | 0 | 209460

## Abstract
Summary of Inventory(Final Abstract)
Name of Circle/Zone |  | Dehradun/Garhwal
Name of Division |  | Jhajhra Div Dehradun
Month |  | 2026-04-30
S.n. | Description | 220/33kV Jhajhra,Dehradun | 132 kV Purkul Substation Dehradun | Total
1 | Useable | 63663777.7426 | 2064022.913 | 65727800.6556
2 | Unserviceable | 13700 | 0 | 13700
3 | Non moving |  | 0 | 0
4 | Obsolete | 0 | 50000 | 50000
5 | Scrap | 2331627.2413 | 46200 | 2377827.2413
| Total | 66009104.9838 | 2160222.913 | 68169327.8968
Grand Total |  |  |  | 68169327.8968
Summary of Inventory(Final Abstract)
Name of Circle/Zone |  | Dehradun/Garhwal
Name of Division |  | Yamuna Colony Div Dehradun
Month |  | 2026-04-30
S.n. | Description | 132kV Majra Substation Dehradun | 132kV Bindal Substation Dehradun | Total
1 | Useable | 6176776.97 | 8753287.4083 | 14930064.3783
2 | Unserviceable | 45500 | 140210 | 185710
3 | Non moving | 86233.5 | 82800 | 169033.5
4 | Obsolete | 102920 | 350250 | 453170
5 | Scrap | 68392.5 | 841000 | 909392.5
| Total | 6479822.97 | 10167547.4083 | 16647370.3783
Grand Total |  |  |  | 16647370.3783
Summary of Inventory(Final Abstract)
Name of Circle/Zone |  | Dehradun/Garhwal
Name of Division |  | Harrawala Div Dehradun
Month |  | 2026-04-30
S.n. | Description | 220 kV Harrawala Substation Dehradun | 132kV Substation Laltappar | Total
1 | Useable | 14150185.2923 | 4679467.727 | 18829653.0193
2 | Unserviceable | 0 | 0 | 0
3 | Non moving | 0 | 0 | 0
4 | Obsolete | 0 | 46000 | 46000
5 | Scrap | 0 | 209460 | 209460
| Total | 14150185.2923 | 4934927.727 | 19085113.0193
Grand Total |  |  |  | 19085113.0193
Abstract Dehradun Circle
Total Useable |  |  |  | 99487518.0531
Total Unserviceable |  |  |  | 199410
Total Non moving |  |  |  | 169033.5
Total Obselete |  |  |  | 549170
Total Scrap |  |  |  | 3496679.7413
Grand Total Dehradun Circle |  |  |  | 103901811.2944

## Sheet2
Summary of Inventory(Final Abstract)
Name of Circle/Zone |  | Dehradun/Garhwal
Name of Division |  | Jhajhra Div Dehradun
Month |  | 2026-03-31
S.n. | Description | 220/33kV Jhajhra,Dehradun | 132 kV Purkul Substation Dehradun | Total
1 | Useable | 65266258.0926 | 2080383.663 | 67346641.7556
2 | Unserviceable | 13700 | 0 | 13700
3 | Non moving |  | 0 | 0
4 | Obsolete | 0 | 50000 | 50000
5 | Scrap | 2331627.2413 | 46200 | 2377827.2413
| Total | 67611585.3338 | 2176583.663 | 69788168.9968
Grand Total |  |  |  | 69788168.9968
Summary of Inventory(Final Abstract)
Name of Circle/Zone |  | Dehradun/Garhwal
Name of Division |  | Yamuna Colony Div Dehradun
Month |  | 2026-03-31
S.n. | Description | 132kV Majra Substation Dehradun | 132kV Bindal Substation Dehradun | Total
1 | Useable | 5530471.37 | 8486497.78 | 14016969.15
2 | Unserviceable | 45500 | 140210 | 185710
3 | Non moving | 86233.5 | 82800 | 169033.5
4 | Obsolete | 127400 | 350250 | 477650
5 | Scrap | 68392.5 | 841000 | 909392.5
| Total | 5857997.37 | 9900757.78 | 15758755.15
Grand Total |  |  |  | 15758755.15
Summary of Inventory(Final Abstract)
Name of Circle/Zone |  | Dehradun/Garhwal
Name of Division |  | Harrawala Div Dehradun
Month |  | 2026-03-31
S.n. | Description | 220 kV Harrawala Substation Dehradun | 132kV Substation Laltappar | Total
1 | Useable | 26998396.1523 | 4444529.727 | 31442925.8793
2 | Unserviceable | 0 | 0 | 0
3 | Non moving | 0 | 0 | 0
4 | Obsolete | 0 | 46000 | 46000
5 | Scrap | 0 | 209570 | 209570
| Total | 26998396.1523 | 4700099.727 | 31698495.8793
Grand Total |  |  |  | 31698495.8793
Abstract Dehradun Circle
Total Useable |  |  |  | 112806536.7848
Total Unserviceable |  |  |  | 199410
Total Non moving |  |  |  | 169033.5
Total Obselete |  |  |  | 573650
Total Scrap |  |  |  | 3496789.7413
Grand Total Dehradun Circle |  |  |  | 117245420.0261