## Dehradun Circle
Name of Zone |  | Garhwal
Name of Circle |  | O&M Circle Dehradun
Name of Division |  | 220 KV IIP Harrawala dehradun
Name of Substation |  | 220kV O&M Division IIP Harrawala ,Dehradun
Month- |  | 2026-01-01
S.No | Item Code | Name OF ITEMS | Unit | Unit in Rates | Useable |  | Unserviceable |  | Non-Moving |  | Obsolete |  | Scrap
[5 empty] | Quantity | Total Amount in Rs. | Quantity | Total Amount in Rs. | Quantity | Total Amount in Rs. | Quantity | Total Amount in Rs. | Quantity | Total Amount in Rs.
220/33kV Substation IIP Harrawala Dehradun (S/s)
1 |  | Bridge Snubber Card | Nos | 6994 | 1 | 6994 | 0 | 0 | 0 | 0 | 0 | 0 | 0 | 0
2 |  | 220V feed back card | Nos | 12000 | 1 | 12000 | 0 | 0 | 0 | 0 | 0 | 0 | 0 | 0
3 |  | U/V, O/V Drop resistance | Nos | 2000 | 1 | 2000 | 0 | 0 | 0 | 0 | 0 | 0 | 0 | 0
4 |  | Glass fuse card | Nos | 1000 | 1 | 1000 | 0 | 0 | 0 | 0 | 0 | 0 | 0 | 0
5 |  | RFI capacitor | Nos | 1000 | 1 | 1000 | 0 | 0 | 0 | 0 | 0 | 0 | 0 | 0
6 |  | Synch. TXR I/P Ress. Card | Nos | 1000 | 1 | 1000 | 0 | 0 | 0 | 0 | 0 | 0 | 0 | 0
7 |  | Power supply card | Nos | 1000 | 1 | 1000 | 0 | 0 | 0 | 0 | 0 | 0 | 0 | 0
8 |  | Diode card | Nos | 1000 | 1 | 1000 | 0 | 0 | 0 | 0 | 0 | 0 | 0 | 0
9 |  | Mains on LED card | Nos | 1000 | 1 | 1000 | 0 | 0 | 0 | 0 | 0 | 0 | 0 | 0
10 |  | Floot Boost, DC on LED | Nos | 1000 | 1 | 1000 | 0 | 0 | 0 | 0 | 0 | 0 | 0 | 0
11 |  | Window interface card | Nos | 1000 | 1 | 1000 | 0 | 0 | 0 | 0 | . | 0 | 0 | 0
12 |  | Temp. Probe card | Nos | 1000 | 1 | 1000 | 0 | 0 | 0 | 0 | 0 | 0 | 0 | 0
13 |  | Float boost relay, charger fail relay, trip relay | Nos | 5000 | 1 | 5000 | 0 | 0 | 0 | 0 | 0 | 0 | 0 | 0
14 | YY2Y201003 | DC over load relay | Nos | 5000 | 1 | 5000 | 0 | 0 | 0 | 0 | 0 | 0 | 0 | 0
15 |  | Earth fault relay | Nos | 5000 | 1 | 5000 | 0 | 0 | 0 | 0 | 0 | 0 | 0 | 0
16 |  | Auxilliary contactor | Nos | 1000 | 1 | 1000 | 0 | 0 | 0 | 0 | 0 | 0 | 0 | 0
17 | YY1Y107030 | Filter capacitor | Nos | 1000 | 2 | 2000 | 0 | 0 | 0 | 0 | 0 | 0 | 0 | 0
18 |  | SCR SCR Module 106A/1600V | Nos | 1000 | 1 | 1000 | 0 | 0 | 0 | 0 | 0 | 0 | 0 | 0
19 | YY1Y109037 | Blocking Diode 150A/800V | Nos | 1000 | 1 | 1000 | 0 | 0 | 0 | 0 | 0 | 0 | 0 | 0
20 | JJ7J701011 | Control Switch | Nos | 500 | 1 | 500 | 0 | 0 | 0 | 0 | 0 | 0 | 0 | 0
21 |  | On/Of Control Switch (Source) | Nos | 500 | 1 | 500 | 0 | 0 | 0 | 0 | 0 | 0 | 0 | 0
22 | MM3M302010 | DC ammeter ABD DC voltmeter selector | Nos | 500 | 1 | 500 | 0 | 0 | 0 | 0 | 0 | 0 | 0 | 0
23 |  | Mode and voltmeter selector | Nos | 500 | 1 | 500 | 0 | 0 | 0 | 0 | 0 | 0 | 0 | 0
24 |  | Auto/Manual switch | Nos | 500 | 1 | 500 | 0 | 0 | 0 | 0 | 0 | 0 | 0 | 0
25 |  | Bleeder | Nos | 500 | 1 | 500 | 0 | 0 | 0 | 0 | 0 | 0 | 0 | 0
26 | YY1Y107033 | Potentiometer | Nos | 500 | 1 | 500 | 0 | 0 | 0 | 0 | 0 | 0 | 0 | 0
27 | SS6S617003 | Rectifier fuse | Nos | 600 | 6 | 3600 | 0 | 0 | 0 | 0 | 0 | 0 | 0 | 0
28 |  | Bridge Snubber Card | Nos | 6994 | 1 | 6994 | 0 | 0 | 0 | 0 | 0 | 0 | 0 | 0
29 |  | Glass fuse card | Nos | 2000 | 1 | 2000 | 0 | 0 | 0 | 0 | 0 | 0 | 0 | 0
30 |  | RFI capacitor | Nos | 2000 | 1 | 2000 | 0 | 0 | 0 | 0 | 0 | 0 | 0 | 0
31 |  | Synch. TXR I/P Ress. Card | Nos | 1000 | 1 | 1000 | 0 | 0 | 0 | 0 | 0 | 0 | 0 | 0
32 |  | Power supply card | Nos | 1000 | 1 | 1000 | 0 | 0 | 0 | 0 | 0 | 0 | 0 | 0
33 |  | Diode card | Nos | 1000 | 1 | 1000 | 0 | 0 | 0 | 0 | 0 | 0 | 0 | 0
34 |  | Mains on LED card | Nos | 1000 | 1 | 1000 | 0 | 0 | 0 | 0 | 0 | 0 | 0 | 0
35 |  | Floot Boost, DC on LED | Nos | 1000 | 1 | 1000 | 0 | 0 | 0 | 0 | 0 | 0 | 0 | 0
36 |  | Window interfcae card | Nos | 1000 | 1 | 1000 | 0 | 0 | 0 | 0 | 0 | 0 | 0 | 0
37 |  | Temp. Probe card | Nos | 1000 | 1 | 1000 | 0 | 0 | 0 | 0 | 0 | 0 | 0 | 0
38 |  | Float boost relay, charger fail relay, trip relay | Nos | 5000 | 1 | 5000 | 0 | 0 | 0 | 0 | 0 | 0 | 0 | 0
39 |  | DC over load relay | Nos | 5000 | 1 | 5000 | 0 | 0 | 0 | 0 | 0 | 0 | 0 | 0
40 |  | DC Earth fault relay | Nos | 5000 | 1 | 5000 | 0 | 0 | 0 | 0 | 0 | 0 | 0 | 0
41 |  | Filter capacitor | Nos | 1000 | 2 | 2000 | 0 | 0 | 0 | 0 | 0 | 0 | 0 | 0
42 |  | DC Earth fault Ersis. | Nos | 1000 | 1 | 1000 | 0 | 0 | 0 | 0 | 0 | 0 | 0 | 0
43 |  | SCR SCR Module 106A/1600V | Nos | 1000 | 1 | 1000 | 0 | 0 | 0 | 0 | 0 | 0 | 0 | 0
44 |  | Blocking Diode 150A/800V | Nos | 1000 | 1 | 1000 | 0 | 0 | 0 | 0 | 0 | 0 | 0 | 0
45 |  | Control Switch | Nos | 500 | 1 | 500 | 0 | 0 | 0 | 0 | 0 | 0 | 0 | 0
46 |  | On/Of Control Switch (Source) | Nos | 500 | 1 | 500 | 0 | 0 | 0 | 0 | 0 | 0 | 0 | 0
47 |  | DC ammeter ABD DC voltmeter selector | Nos | 500 | 1 | 500 | 0 | 0 | 0 | 0 | 0 | 0 | 0 | 0
48 | YY1Y105007 | Mode and voltmeter selector | Nos | 500 | 1 | 500 | 0 | 0 | 0 | 0 | 0 | 0 | 0 | 0
49 | YY1Y105007 | Auto/Manual switch | Nos | 500 | 1 | 500 | 0 | 0 | 0 | 0 | 0 | 0 | 0 | 0
50 |  | Bleeder | Nos | 1000 | 1 | 1000 | 0 | 0 | 0 | 0 | 0 | 0 | 0 | 0
51 |  | Potentiometer | Nos | 1000 | 1 | 1000 | 0 | 0 | 0 | 0 | 0 | 0 | 0 | 0
52 | SS6S617003 | Rectifier fuse | Nos | 600 | 6 | 3600 | 0 | 0 | 0 | 0 | 0 | 0 | 0 | 0
59 |  | Holder for 100W GLS bulb | Nos | 10.58 | 1 | 10.58 | 0 | 0 | 0 | 0 | 0 | 0 | 0 | 0
60 |  | Hard disc of each type used in master station, HMI printer server | Nos | 32750 | 1 | 32750 | 0 | 0 | 0 | 0 | 0 | 0 | 0 | 0
61 |  | Cable & Connectors used in bay control unit, Master station, HMI, printer server | Nos | 5000 | 1 | 5000 | 0 | 0 | 0 | 0 | 0 | 0 | 0 | 0
62 |  | Applicable RAM (DIMM/SIMM card) used in master station, HMI printer server | Nos | 20000 | 1 | 20000 | 0 | 0 | 0 | 0 | 0 | 0 | 0 | 0
63 |  | SMPS used for master station, HMI printer server | Nos | 2500 | 1 | 2500 | 0 | 0 | 0 | 0 | 0 | 0 | 0 | 0
64 |  | Fan assembly used for master station, HMI printer server | Nos | 500 | 1 | 500 | 0 | 0 | 0 | 0 | 0 | 0 | 0 | 0
65 |  | Mass storage device i.e. optical drive/ CD writer etc with driver | Nos | 500 | 1 | 500 | 0 | 0 | 0 | 0 | 0 | 0 | 0 | 0
66 |  | Network card with driver | Nos | 10000 | 1 | 10000 | 0 | 0 | 0 | 0 | 0 | 0 | 0 | 0
67 |  | VDU with driver | Nos | 20000 | 1 | 20000 | 0 | 0 | 0 | 0 | 0 | 0 | 0 | 0
68 |  | Bay Control unit congiguration software | Nos | 100000 | 2 | 200000 | 0 | 0 | 0 | 0 | 0 | 0 | 0 | 0
69 |  | Operating system of master station, HMI, printer server with specified software version in CD ROM (i.e.WIN NT, Unix etc) with manual and device drivers | Set | 65500 | 1 | 65500 | 0 | 0 | 0 | 0 | 0 | 0 | 0 | 0
70 |  | Source code and compiler of application software with detailed manual for master station, HMI, printer server | Nos | 55000 | 1 | 55000 | 0 | 0 | 0 | 0 | 0 | 0 | 0 | 0
71 |  | Auxiliary relay used in bay control application | Nos | 1000 | 1 | 1000 | 0 | 0 | 0 | 0 | 0 | 0 | 0 | 0
72 |  | Special tool for making joint trrmination in optical fiver with relevant couplers. (Splicer Machine) make Fujikura | Nos | 100000 | 1 | 100000 | 0 | 0 | 0 | 0 | 0 | 0 | 0 | 0
73 |  | Optical los messuring kit with relevant accessories and visual fiver optic cable inspection aid.(Smart OTDR) | Nos | 100000 | 1 | 100000 | 0 | 0 | 0 | 0 | 0 | 0 | 0 | 0
74 |  | Set of Filter (Lube oil) | Nos | 8000 | 1 | 8000 | 0 | 0 | 0 | 0 | 0 | 0 | 0 | 0
75 |  | Set of Filter (Fuel oil) | Nos | 8000 | 1 | 8000 | 0 | 0 | 0 | 0 | 0 | 0 | 0 | 0
76 |  | Set of Filter (Air ckt) | Nos | 8000 | 1 | 8000 | 0 | 0 | 0 | 0 | 0 | 0 | 0 | 0
77 |  | Self starter assembly | Sets | 50000 | 1 | 50000 | 0 | 0 | 0 | 0 | 0 | 0 | 0 | 0
78 |  | Lub-oil pressure safety control | Sets | 26550 | 1 | 26550 | 0 | 0 | 0 | 0 | 0 | 0 | 0 | 0
79 |  | High water temperture safety control | Set | 24000 | 1 | 24000 | 0 | 0 | 0 | 0 | 0 | 0 | 0 | 0
80 |  | Diode | Nos | 1000 | 2 | 2000 | 0 | 0 | 0 | 0 | 0 | 0 | 0 | 0
81 | VV1V101020 | Multy Ratio bushing CT PS class 400 - 200/1Amp- overall dimension - ID 265, OD-420, Ht -60mm | Nos | 5400 | 1 | 5400 | 0 | 0 | 0 | 0 | 0 | 0 | 0 | 0
82 | VV1V101020 | Bushing CT -1000/1Amp PS class | Nos | 5400 | 1 | 5400 | 0 | 0 | 0 | 0 | 0 | 0 | 0 | 0
83 | VV1V101020 | Multy Ratio bushing CT PS class 400 - 200/1Amp- overall dimension - ID 140, OD-276, Ht -80mm | Nos | 5400 | 1 | 5400 | 0 | 0 | 0 | 0 | 0 | 0 | 0 | 0
84 |  | Ring type CT for WTI- 132/1.5Amp. | Nos | 5400 | 1 | 5400 | 0 | 0 | 0 | 0 | 0 | 0 | 0 | 0
85 |  | Ring type CT for WTI- 921/1.5Amp. | Nos | 5400 | 1 | 5400 | 0 | 0 | 0 | 0 | 0 | 0 | 0 | 0
86 | MM0M007001 | Buchholz relay 80mm magnetic switch -precimeasure | Nos | 10000 | 1 | 10000 | 0 | 0 | 0 | 0 | 0 | 0 | 0 | 0
87 |  | Winding tempreture with contacts modle1005, capillary 10mtrs, 4micro switch | Nos | 20000 | 1 | 20000 | 0 | 0 | 0 | 0 | 0 | 0 | 0 | 0
88 | VV2V206002 | OTI/WTI remote tem Indicator precimeasure make modle 2245T1 | Nos | 10000 | 1 | 10000 | 0 | 0 | 0 | 0 | 0 | 0 | 0 | 0
89 |  | Oil temperture Indicator with contacts modle1005, capillary 10mtrs, 2micro switch | Nos | 10000 | 1 | 10000 | 0 | 0 | 0 | 0 | 0 | 0 | 0 | 0
90 |  | Pressure relief device mpde -T6 with shroud | Nos | 10000 | 1 | 10000 | 0 | 0 | 0 | 0 | 0 | 0 | 0 | 0
91 |  | Megnetic oil level gauge - 250mm | Nos | 10000 | 1 | 10000 | 0 | 0 | 0 | 0 | 0 | 0 | 0 | 0
92 |  | Set of valves, GM gate valve 80mm, 50mm, 25mm, 15mm (1no each type),Butterfly valve 80mm | Nos | 50000 | 1 | 50000 | 0 | 0 | 0 | 0 | 0 | 0 | 0 | 0
93 |  | MCB merlin gerin make, 3pole, 2Amp, AC 415VAC cat no c60H3PO2AC | Nos | 1000 | 1 | 1000 | 0 | 0 | 0 | 0 | 0 | 0 | 0 | 0
94 |  | (BOM) MCB assy, merlin Gerin make 3pole, 16Amp AC 2change over contact | Nos | 1000 | 1 | 1000 | 0 | 0 | 0 | 0 | 0 | 0 | 0 | 0
95 |  | MCB, Merlin Gerin make 3pole, 25Amp AC cat no C60H3P25AC | Nos | 1000 | 1 | 1000 | 0 | 0 | 0 | 0 | 0 | 0 | 0 | 0
96 |  | MCB, Merlin Gerin make 2pole, 2Amp AC cat no C60H2P02AC | Nos | 1000 | 1 | 1000 | 0 | 0 | 0 | 0 | 0 | 0 | 0 | 0
97 |  | MCB, Merlin Gerin make 1pole, 6Amp AC cat no C60H1P6AC | Nos | 1000 | 1 | 1000 | 0 | 0 | 0 | 0 | 0 | 0 | 0 | 0
98 |  | MCB, Merlin Gerin make 2pole, 6Amp AC cat no GDDPC006 | Nos | 1000 | 1 | 1000 | 0 | 0 | 0 | 0 | 0 | 0 | 0 | 0
99 |  | Phase failure relay mnilec make modle D1 vmrl with 2 change over contact- system voltage- 100-120-240/380 - 440 VAC | Nos | 1000 | 1 | 1000
100 |  | Phase failure relay mnilec make modle D1 vmrl with 2 change over contact- system voltage- 100-120-240/380 - 440 VAC | Nos | 1000 | 1 | 1000 | 0 | 0 | 0 | 0 | 0 | 0 | 0 | 0
101 |  | (BOM) Contractor assy. Coil 240VAC.4A. Type MXO.2NO +6NC | Nos | 1000 | 1 | 1000 | 0 | 0 | 0 | 0 | 0 | 0 | 0 | 0
102 |  | (BOM) Contractor assy. Coil 220VDC.4A. Type MXO.3NO +3NC | Nos | 1000 | 1 | 1000 | 0 | 0 | 0 | 0 | 0 | 0 | 0 | 0
103 |  | (BOM) Contractor assy. Coil 240VAC.25A. Type MNXO25.3pole. AUX contact 2NO +4NC | Nos | 1000 | 1 | 1000 | 0 | 0 | 0 | 0 | 0 | 0 | 0 | 0
104 |  | Rotary switch kaycee make. Cat No SRPM237, 3pole 2way with on- off, 25Amp, 440VAC | Nos | 1000 | 1 | 1000 | 0 | 0 | 0 | 0 | 0 | 0 | 0 | 0
105 |  | Rotary Cam switch kaycee make. Cat No 2S26BO, 2pole 2way with off, 6Amp, 250VAC | Nos | 1000 | 1 | 1000 | 0 | 0 | 0 | 0 | 0 | 0 | 0 | 0
106 |  | Rotary Cam switch kaycee make. Cat No 1S26O, 2pole on- off, 6Amp, 250VAC | Nos | 1000 | 1 | 1000 | 0 | 0 | 0 | 0 | 0 | 0 | 0 | 0
107 |  | (BOM) Contractor assy. Coil 110VAC.4A. Type MXO. 5NO + 3NC | Nos | 1000 | 1 | 1000 | 0 | 0 | 0 | 0 | 0 | 0 | 0 | 0
108 |  | Rotary switch kaycee make. Cat No SRMP 11636V33LMX, 17 pole 4way with on- off, 16Amp, 440VAC | Nos | 1000 | 1 | 1000 | 0 | 0 | 0 | 0 | 0 | 0 | 0 | 0
109 |  | Rotary switch kaycee make. Cat No 4S46B, 4 pole 2way with on- off, 6Amp, 250VAC | Nos | 1000 | 1 | 1000 | 0 | 0 | 0 | 0 | 0 | 0 | 0 | 0
110 | VV2V213003 | Tap position indicator (Pradeep make. Modle TPC 2001) | Nos | 1000 | 1 | 1000 | 0 | 0 | 0 | 0 | 0 | 0 | 0 | 0
111 | VV2V204006 | Oil sampling bottles one litre capacity (Stainless steel sampling bottle) | Nos | 4166.67 | 12 | 50000.04 | 0 | 0 | 0 | 0 | 0 | 0 | 0 | 0
112 | MM0M007004 | Oil surge relay for OLTC | Nos | 10000 | 1 | 10000 | 0 | 0 | 0 | 0 | 0 | 0 | 0 | 0
113 |  | Aux. transformer for the control of OLTC | Nos | 45000 | 1 | 45000 | 0 | 0 | 0 | 0 | 0 | 0 | 0 | 0
114 |  | Complete set of Gasket -- Tanking | Set | 5750 | 2 | 11500 | 0 | 0 | 0 | 0 | 0 | 0 | 0 | 0
115 | VV2V202006 | Clear view type silicagel breather -500 GM with 1/2 Bsp mounting. | Nos | 1000 | 1 | 1000 | 0 | 0 | 0 | 0 | 0 | 0 | 0 | 0
116 |  | Rediator with lifting lug, air release plug, drain plug, MS blanking plate with nut, bolt, washer - (Mandatory Spare) | Nos | 20000 | 1 | 20000 | 0 | 0 | 0 | 0 | 0 | 0 | 0 | 0
117 |  | Condenser bushing 245KV - 1600Amp. 300BCT | Nos | 100000 | 1 | 100000 | 0 | 0 | 0 | 0 | 0 | 0 | 0 | 0
118 |  | LV bushing complete with metal part 36KV - 2000Amp. With connecting lug & gasket | Nos | 60000 | 1 | 60000 | 0 | 0 | 0 | 0 | 0 | 0 | 0 | 0
119 | VV4V307007 | Neutral bushing complete with metal part 36KV - 2000Amp. With connecting lug & gasket | Nos | 40000 | 1 | 40000 | 0 | 0 | 0 | 0 | 0 | 0 | 0 | 0
120 |  | Complete set of winding coils per phase immersed in oil and sealed | Nos | 739000 | 1 | 739000 | 0 | 0 | 0 | 0 | 0 | 0 | 0 | 0
121 | PP1P125002 | Rubber hose pipe for oil storage tank | Nos | 500 | 4 | 2000 | 0 | 0 | 0 | 0 | 0 | 0 | 0 | 0
122 | VV2V202003 | Silicagel breather for oil storage tank - 10000 grams | Nos | 3000 | 1 | 3000 | 0 | 0 | 0 | 0 | 0 | 0 | 0 | 0
123 | PP1P122003 | SF6 gas pressure relief devices | Nos | 100000 | 1 | 100000 | 0 | 0 | 0 | 0 | 0 | 0 | 0 | 0
124 | PP1P122001 | Pressure gauges (of each type) along with coupling device | Sets | 100000 | 1 | 100000 | 0 | 0 | 0 | 0 | 0 | 0 | 0 | 0
125 |  | Rubber gaskets, "o" rings and seal for SF6 gas | Sets | 5000 | 1 | 5000 | 0 | 0 | 0 | 0 | 0 | 0 | 0 | 0
126 |  | Molecular filter for SF6 gas | Sets | 5000 | 1 | 5000 | 0 | 0 | 0 | 0 | 0 | 0 | 0 | 0
127 | JJ7J707002 | Density Monitors for SF6 gas | Nos | 100000 | 1 | 100000 | 0 | 0 | 0 | 0 | 0 | 0 | 0 | 0
128 |  | SF6 gas pressure relief devices | Nos | 135000 | 1 | 135000 | 0 | 0 | 0 | 0 | 0 | 0 | 0 | 0
129 | PP1P122001 | Pressure gauges (of each type) along with coupling device | Sets | 135000 | 1 | 135000 | 0 | 0 | 0 | 0 | 0 | 0 | 0 | 0
130 |  | Rubber gaskets, "o" rings and seal for SF6 gas | Sets | 5000 | 1 | 5000 | 0 | 0 | 0 | 0 | 0 | 0 | 0 | 0
131 |  | Molecular filter for SF6 gas | Sets | 5000 | 1 | 5000 | 0 | 0 | 0 | 0 | 0 | 0 | 0 | 0
132 | JJ7J707002 | Density Monitors for SF6 gas | Nos | 10000 | 1 | 10000 | 0 | 0 | 0 | 0 | 0 | 0 | 0 | 0
133 |  | All type of control valves for SF6 gas | Sets | 10000 | 1 | 10000 | 0 | 0 | 0 | 0 | 0 | 0 | 0 | 0
134 | JJ7J707001 | SF6 gas (each of 50 kgs), 150 kg gas - 25 kg gas = 125 kg gas | Nos | 250000 | 3 | 625000 | 0 | 0 | 0 | 0 | 0 | 0 | 0 | 0
135 |  | Enclosures, insulators & main circuit to replace on each phase, any compartment of busbar or bay | Sets | 1000000 | 1 | 1000000 | 0 | 0 | 0 | 0 | 0 | 0 | 0 | 0
136 |  | Substation test bushing of 245 kv | Sets | 3600000 | 1 | 3600000 | 0 | 0 | 0 | 0 | 0 | 0 | 0 | 0
137 | PP1P122004 | SF6 Gas detector | Nos | 158188 | 1 | 158188 | 0 | 0 | 0 | 0 | 0 | 0 | 0 | 0
138 | PP1P126017 | SF6 dew point meter | Nos | 379650 | 1 | 379650 | 0 | 0 | 0 | 0 | 0 | 0 | 0 | 0
139 |  | Cable termination enclosure | Sets | 305527 | 1 | 305527 | 0 | 0 | 0 | 0 | 0 | 0 | 0 | 0
140 | JJ0J002002 | 245 kv, three phase, circuit breaker interrupting chamber complate with all necessary apparatus. | Sets | 2470000 | 1 | 2470000 | 0 | 0 | 0 | 0 | 0 | 0 | 0 | 0
141 |  | Rubber gaskets, "o" rings and seal | Sets | 5000 | 1 | 5000 | 0 | 0 | 0 | 0 | 0 | 0 | 0 | 0
142 |  | Tripping coils with resistor | Nos | 5000 | 3 | 15000 | 0 | 0 | 0 | 0 | 0 | 0 | 0 | 0
143 |  | Closing coils with resistor | Nos | 5000 | 3 | 15000 | 0 | 0 | 0 | 0 | 0 | 0 | 0 | 0
144 |  | Molecular filter | Sets | 1301 | 3 | 3903 | 0 | 0 | 0 | 0 | 0 | 0 | 0 | 0
145 |  | Density/pressure Monitoring systems | Nos | 10000 | 1 | 10000 | 0 | 0 | 0 | 0 | 0 | 0 | 0 | 0
146 | MM0M010002 | Relay, power contactors, push buttons, timers & MCB etc. | Sets | 30000 | 1 | 30000 | 0 | 0 | 0 | 0 | 0 | 0 | 0 | 0
147 |  | Closing assembly/ valve | Nos | 30000 | 1 | 30000 | 0 | 0 | 0 | 0 | 0 | 0 | 0 | 0
148 |  | Trip assembly/ valve | Nos | 30000 | 1 | 30000 | 0 | 0 | 0 | 0 | 0 | 0 | 0 | 0
149 |  | Pressure switches | Sets | 5000 | 1 | 5000 | 0 | 0 | 0 | 0 | 0 | 0 | 0 | 0
150 |  | Auxiliary switch assembly | Sets | 10000 | 1 | 10000 | 0 | 0 | 0 | 0 | 0 | 0 | 0 | 0
151 |  | Operation Counter | Nos | 5000 | 1 | 5000 | 0 | 0 | 0 | 0 | 0 | 0 | 0 | 0
152 |  | Rupture disc/ diapharm | Sets | 20000 | 1 | 20000 | 0 | 0 | 0 | 0 | 0 | 0 | 0 | 0
153 |  | Windoscope / Observing window | Sets | 20000 | 1 | 20000 | 0 | 0 | 0 | 0 | 0 | 0 | 0 | 0
154 | JJ0J002002 | 245 kv, three phase, circuit breaker operating | Nos | 2470000 | 1 | 2470000 | 0 | 0 | 0 | 0 | 0 | 0 | 0 | 0
155 |  | All type of coupling for SF6 gas (1 no each type) | Sets | 5000 | 1 | 5000 | 0 | 0 | 0 | 0 | 0 | 0 | 0 | 0
156 |  | 245 kv, single ph. 2500A disconnecting switch internal part, complete with all necessary gaskets, mounting hardware, etc. | Sets | 174052.67 | 1 | 174052.67 | 0 | 0 | 0 | 0 | 0 | 0 | 0 | 0
157 |  | 245 kv, three ph. 2500A disconnecting switch operating mechanism, complete with all necessary connecting apparatus. | Sets | 174052.7 | 1 | 174052.7 | 0 | 0 | 0 | 0 | 0 | 0 | 0 | 0
158 |  | 245 kv, single ph. 2500A grounding switch internal part, complete with all necessary gaskets, mounting hardware, etc. | Sets | 174052.66 | 1 | 174052.66 | 0 | 0 | 0 | 0 | 0 | 0 | 0 | 0
159 |  | 245 kv, three ph. 2500A grounding switch operating mechanism, complete with all necessary connecting apparatus. | Sets | 174052.67 | 1 | 174052.67 | 0 | 0 | 0 | 0 | 0 | 0 | 0 | 0
160 |  | 245 kv, 1600A single ph. High speed fault making grounding switch, internal part, complete with all necessary gaskets, mounting hardware, etc. | Sets | 174052.67 | 1 | 174052.67 | 0 | 0 | 0 | 0 | 0 | 0 | 0 | 0
161 |  | 245 kv, 1600A three ph. High speed fault making grounding switch, operating mechanism complete with all necessary gaskets, mounting connecting apparatus. | Sets | 174052.67 | 1 | 174052.67 | 0 | 0 | 0 | 0 | 0 | 0 | 0 | 0
162 |  | Multy ratio, single phase current transformers of each rating. | Sets | 100691.67 | 3 | 302075.01 | 0 | 0 | 0 | 0 | 0 | 0 | 0 | 0
163 |  | Single phase VT complete with all gaskets and mounting hardware. | Nos | 1055823.66 | 3 | 3167470.98 | 0 | 0 | 0 | 0 | 0 | 0 | 0 | 0
164 |  | Complete L.A. including insulating base with surge counter & accessories.: GIS type surge counter | Nos | 865948 | 3 | 2597844 | 0 | 0 | 0 | 0 | 0 | 0 | 0 | 0
165 | VV6V602002 | 220 KV CVT Outdoor Type (3 Nos) | Set(3 in No.R,Y,B) | 264088.3 | 1 | 264088.3 | 0 | 0 | 0 | 0 | 0 | 0 | 0 | 0
166 | VV2V211001 | Marshalling Box | Nos | 5000.1 | 1 | 5000.1 | 0 | 0 | 0 | 0 | 0 | 0 | 0 | 0
167 | KK0K002001 | 220 KV LA Outdoor Type (3 No's) | Set | 50000 | 3 | 150000 | 0 | 0 | 0 | 0 | 0 | 0 | 0 | 0
168 | II01001003 | Mounting Insulators | Nos | 50.33 | 9 | 452.97 | 0 | 0 | 0 | 0 | 0 | 0 | 0 | 0
169 | TT1T101028 | Surge Counter | Nos | 1500 | 3 | 4500 | 0 | 0 | 0 | 0 | 0 | 0 | 0 | 0
170 | KK2K102001 | Corona Ring | Nos | 1500 | 3 | 4500 | 0 | 0 | 0 | 0 | 0 | 0 | 0 | 0
171 | MM0M007008 | TP INST, O/C relay, 200-3000% setting in step of 200% and adjustable definite min time, CTR 1000/1A, Aux supply 200V DC (Function No.51) | Nos | 42347.84 | 1 | 42347.84 | 0 | 0 | 0 | 0 | 0 | 0 | 0 | 0
172 | MM0M005005 | INST, E/F relay, setting 5-80% in step of 5% definite time delay, Range 00-255sec in step of 0.1sec CTR 1000/1A, Aux supply 200V DC (Function No.51N) | Nos | 42347.84 | 1 | 42347.84 | 0 | 0 | 0 | 0 | 0 | 0 | 0 | 0
173 | FF0F050028 | Three pole voltage controlled. Invers time O/C relay setting 50-200%, CTR 600/1A, Aux supply 200V DC (Function No.51V) | Nos | 42347.84 | 1 | 42347.84 | 0 | 0 | 0 | 0 | 0 | 0 | 0 | 0
174 |  | High speed tripping relay, 220V DC with 4NO+1NC Aux contact (Function No 86) | Nos | 21173.92 | 1 | 21173.92 | 0 | 0 | 0 | 0 | 0 | 0 | 0 | 0
175 |  | Deffrrential protection relay for DG setting range 5-80% in step of 2.5%, Aux supply 220V DC (Function No 87) | Nos | 63521.76 | 1 | 63521.76 | 0 | 0 | 0 | 0 | 0 | 0 | 0 | 0
176 |  | Single pole non directional, definite time O/C relay, with built in timer, setting range 50-200% in step of 10%, time delay range 0-25sec in step of 0.1sec Aux supply 220V DC (Function No 95) | Nos | 31760.88 | 1 | 31760.88 | 0 | 0 | 0 | 0 | 0 | 0 | 0 | 0
177 | YY2Y201002 | Under voltage relay, setting 30-95% in step of 5%, 2C/O Aux contact operating voltage 220V DC, Aux supply 240V AC (function No. 27) | Nos | 5293.48 | 1 | 5293.48 | 0 | 0 | 0 | 0 | 0 | 0 | 0 | 0
178 |  | Over voltage relay, setting 105-170% in step of 5%, 2C/O Aux contact operating voltage 220V DC, Aux supply 240V AC (function No. 59) | Nos | 5293.48 | 1 | 5293.48 | 0 | 0 | 0 | 0 | 0 | 0 | 0 | 0
179 |  | Battery E/F relay, setting voltage 220V DC, Aux supply 240V AC (function No. 96) | Nos | 5293.48 | 1 | 5293.48 | 0 | 0 | 0 | 0 | 0 | 0 | 0 | 0
180 |  | Over voltage relay, setting 30-95% in step of 5%, 2C/O Aux contact operating voltage 50V DC, Aux supply 240V AC (function No. 59) | Nos | 5293.48 | 1 | 5293.48 | 0 | 0 | 0 | 0 | 0 | 0 | 0 | 0
181 |  | Under voltage relay, setting 30-95% in step of 5%, 2C/O Aux contact operating voltage 50V DC, Aux supply 240V AC (function No. 59) | Nos | 5293.48 | 1 | 5293.48 | 0 | 0 | 0 | 0 | 0 | 0 | 0 | 0
182 |  | Metering CT's Resin cast, CL1.0 CTR-1000/1A, 15 VA | Nos | 12704.35 | 1 | 12704.35 | 0 | 0 | 0 | 0 | 0 | 0 | 0 | 0
183 |  | Metering CT's Resin cast, CL1.0 CTR-600/1A, 15 VA | Nos | 12704.35 | 1 | 12704.35 | 0 | 0 | 0 | 0 | 0 | 0 | 0 | 0
184 |  | Protection CT's Resin cast, CL5P15, CTR-600/1A, 15 VA | Nos | 12704.35 | 1 | 12704.35 | 0 | 0 | 0 | 0 | 0 | 0 | 0 | 0
185 |  | Protection CT's Resin cast, CL5P15, CTR-1000/1A, 15 VA | Nos | 12704.35 | 1 | 12704.35 | 0 | 0 | 0 | 0 | 0 | 0 | 0 | 0
186 |  | CLPS CTs, Resin cast, CTR 600/1A (15VA), KPV 300V | Nos | 12704.35 | 1 | 12704.35 | 0 | 0 | 0 | 0 | 0 | 0 | 0 | 0
187 |  | 3 Phase 4wire KWH meter, CTR-600/1A, 415V AC Aux supply 220V DC | Nos | 21173.92 | 1 | 21173.92 | 0 | 0 | 0 | 0 | 0 | 0 | 0 | 0
188 | MM2M201003 | Frequency meter, 45-55 Hz, 415V AC | Nos | 5293.48 | 1 | 5293.48 | 0 | 0 | 0 | 0 | 0 | 0 | 0 | 0
189 | MM2M203006 | Ammeter, 96x96 SQMM analouge type, CTR-1000/1A (0-1000A) | Nos | 5293.48 | 1 | 5293.48 | 0 | 0 | 0 | 0 | 0 | 0 | 0 | 0
190 |  | Ammeter with shunt (0-75mV) analog type, 96 x 96 SQMM (90-0-400A) | Nos | 5293.48 | 1 | 5293.48 | 0 | 0 | 0 | 0 | 0 | 0 | 0 | 0
191 | PP1P126009 | Voltmeter, 96x96 SQMM analouge type, 415V AC (0-500V) | Nos | 5293.48 | 1 | 5293.48 | 0 | 0 | 0 | 0 | 0 | 0 | 0 | 0
192 |  | 3 Phase 4wire KW meter, CTR-600/1A, 415V AC Aux supply 220V DC | Nos | 21173.92 | 1 | 21173.92 | 0 | 0 | 0 | 0 | 0 | 0 | 0 | 0
193 | MM2M203008 | Ammeter, 96x96 SQMM analouge type, CTR-600/1A (0-600A) | Nos | 5293.48 | 1 | 5293.48 | 0 | 0 | 0 | 0 | 0 | 0 | 0 | 0
194 | MM2M202016 | Voltmeter, 96x96 analouge type, 220V DC (300-0-300V) | Nos | 5293.48 | 1 | 5293.48 | 0 | 0 | 0 | 0 | 0 | 0 | 0 | 0
195 | MM2M202018 | Voltmeter, 96x96 analog type, 50V DC (75-0-75 V) | Nos | 5293.48 | 1 | 5293.48 | 0 | 0 | 0 | 0 | 0 | 0 | 0 | 0
196 |  | Ammeter with shunt (0-75mV) 96x96 analog type (90-0-200A) | Nos | 4234.8 | 1 | 4234.8 | 0 | 0 | 0 | 0 | 0 | 0 | 0 | 0
197 | NN4N409006 | Ammeter selector switch 6 A | Nos | 529.35 | 1 | 529.35 | 0 | 0 | 0 | 0 | 0 | 0 | 0 | 0
198 | NN4N408011 | Breaker control switch 25A | Nos | 529.35 | 1 | 529.35 | 0 | 0 | 0 | 0 | 0 | 0 | 0 | 0
199 |  | A/M/S selector switch 4P- 3way with off 16A | Nos | 952.83 | 1 | 952.83 | 0 | 0 | 0 | 0 | 0 | 0 | 0 | 0
200 |  | A/M/S selector switch 8P- 3way with off 16A | Nos | 952.83 | 1 | 952.83 | 0 | 0 | 0 | 0 | 0 | 0 | 0 | 0
201 |  | Voltmeter selector switch, 4 position 6 A | Nos | 952.83 | 1 | 952.83 | 0 | 0 | 0 | 0 | 0 | 0 | 0 | 0
202 |  | SP on/off rotary switch 6A | Nos | 952.83 | 1 | 952.83 | 0 | 0 | 0 | 0 | 0 | 0 | 0 | 0
203 |  | Reset push button (black with 1 NC contact) | Nos | 1058.7 | 1 | 1058.7 | 0 | 0 | 0 | 0 | 0 | 0 | 0 | 0
207 |  | DP swiitch, air break type, 220 V DC, 250 A | Nos | 21173.92 | 1 | 21173.92 | 0 | 0 | 0 | 0 | 0 | 0 | 0 | 0
208 | SS7S705003 | TPN MCB, 'C' curve, 10KA, 32 A | Nos | 5293.48 | 1 | 5293.48 | 0 | 0 | 0 | 0 | 0 | 0 | 0 | 0
209 | SS | TPN MCB, 'C' curve, 10KA, 40 A | Nos | 5293.48 | 1 | 5293.48 | 0 | 0 | 0 | 0 | 0 | 0 | 0 | 0
210 |  | DP MCB, 4KA, 220V DC, 20 A | Nos | 5293.48 | 1 | 5293.48 | 0 | 0 | 0 | 0 | 0 | 0 | 0 | 0
211 | SS7S703001 | DP MCB, 4KA, 50V DC, 32 A | Nos | 5293.48 | 1 | 5293.48 | 0 | 0 | 0 | 0 | 0 | 0 | 0 | 0
212 | SS7S704002 | DP MCB, 'B' curve, 10KA, 220V DC, 16 A | Nos | 5293.48 | 1 | 5293.48 | 0 | 0 | 0 | 0 | 0 | 0 | 0 | 0
213 |  | DP MCB, 'B' curve, 10KA, 220V DC, 25 A | Nos | 5293.48 | 1 | 5293.48 | 0 | 0 | 0 | 0 | 0 | 0 | 0 | 0
214 | SS75704006 | DP MCB, 'B' curve, 10KA, 240V AC, 6 A | Nos | 5293.48 | 1 | 5293.48 | 0 | 0 | 0 | 0 | 0 | 0 | 0 | 0
216 |  | SR MCB 'C' curve, 10KA, 20 A | Nos | 5293.48 | 1 | 5293.48 | 0 | 0 | 0 | 0 | 0 | 0 | 0 | 0
217 |  | SP MCB 'C' curve, 10KA, 40 A | Nos | 5293.48 | 1 | 5293.48 | 0 | 0 | 0 | 0 | 0 | 0 | 0 | 0
218 |  | Control fuse with base 4 A | Nos | 79.4022 | 1 | 79.4022 | 0 | 0 | 0 | 0 | 0 | 0 | 0 | 0
219 |  | Control fuse with base 6 A | Nos | 79.4022 | 1 | 79.4022 | 0 | 0 | 0 | 0 | 0 | 0 | 0 | 0
220 |  | Control fuse with base 10 A | Nos | 79.4022 | 1 | 79.4022 | 0 | 0 | 0 | 0 | 0 | 0 | 0 | 0
221 |  | Spring charging motor, 220V DC | Nos | 42347.84 | 1 | 42347.84 | 0 | 0 | 0 | 0 | 0 | 0 | 0 | 0
222 |  | Aux contact sets | set | 7410.9 | 2 | 14821.8 | 0 | 0 | 0 | 0 | 0 | 0 | 0 | 0
223 |  | Arc-chutes | set | 7410.9 | 2 | 14821.8 | 0 | 0 | 0 | 0 | 0 | 0 | 0 | 0
224 |  | Moving contacts | set | 5293.5 | 1 | 5293.5 | 0 | 0 | 0 | 0 | 0 | 0 | 0 | 0
225 |  | Arching contacts (fixed/moving) | set | 5293.5 | 1 | 5293.5 | 0 | 0 | 0 | 0 | 0 | 0 | 0 | 0
226 |  | Spring (closing/opening) | Nos | 5293.5 | 1 | 5293.5 | 0 | 0 | 0 | 0 | 0 | 0 | 0 | 0
227 | JJ2J201003 | Closing coil 220 V DC | Nos | 5293.5 | 1 | 5293.5 | 0 | 0 | 0 | 0 | 0 | 0 | 0 | 0
228 | JJ2J201001 | Tripping coil 220 V DC | Nos | 5293.5 | 1 | 5293.5 | 0 | 0 | 0 | 0 | 0 | 0 | 0 | 0
229 | JJ7J701003 | Limit switches | set | 5293.5 | 1 | 5293.5 | 0 | 0 | 0 | 0 | 0 | 0 | 0 | 0
230 | SS25201001 | Jaw contact | set | 5293.5 | 1 | 5293.5 | 0 | 0 | 0 | 0 | 0 | 0 | 0 | 0
231 |  | Busbar insulator | Nos | 5293.5 | 5 | 26467.5 | 0 | 0 | 0 | 0 | 0 | 0 | 0 | 0
232 |  | Busbar strip 10mm (aluminium), (1mtr x 5) | Nos | 5293.5 | 5 | 26467.5 | 0 | 0 | 0 | 0 | 0 | 0 | 0 | 0
233 | SS65610027 | HRC Fuse Capacity-2Amp | Nos | 49.56 | 5 | 247.8 | 0 | 0 | 0 | 0 | 0 | 0 | 0 | 0
234 | SS65610022 | HRC Fuse Capacity-6Amp | Nos | 75.52 | 4 | 302.08 | 0 | 0 | 0 | 0 | 0 | 0 | 0 | 0
235 |  | 36 kV, three phase, circuit breaker interrupting chamber complate with all necessary apparatus.(one set of each type) | Set | 267955.95 | 1 | 267955.95 | 0 | 0 | 0 | 0 | 0 | 0 | 0 | 0
236 | JJ7J704001 | Rubber gaskets, "o" rings and seal | Set | 1058.69 | 1 | 1058.69 | 0 | 0 | 0 | 0 | 0 | 0 | 0 | 0
237 | JJ2J201005 | Tripping coils with resistor | Nos | 5293.48 | 3 | 15880.44 | 0 | 0 | 0 | 0 | 0 | 0 | 0 | 0
238 | JJ2J201007 | Closing coils with resistor | Nos | 5293.48 | 3 | 15880.44 | 0 | 0 | 0 | 0 | 0 | 0 | 0 | 0
239 |  | Molecular filter | Set | 1058.69 | 3 | 3176.07 | 0 | 0 | 0 | 0 | 0 | 0 | 0 | 0
240 |  | Density/pressure Monitoring systems | Nos | 5293.48 | 1 | 5293.48 | 0 | 0 | 0 | 0 | 0 | 0 | 0 | 0
241 |  | Relay, power contactors, push buttons, timers & MCB etc. | Set | 59869.25 | 1 | 59869.25 | 0 | 0 | 0 | 0 | 0 | 0 | 0 | 0
242 |  | Closing assembly/ valve | Nos | 5293.48 | 1 | 5293.48 | 0 | 0 | 0 | 0 | 0 | 0 | 0 | 0
243 |  | Trip assembly/ valve | Nos | 5293.48 | 1 | 5293.48 | 0 | 0 | 0 | 0 | 0 | 0 | 0 | 0
244 |  | Pressure switches | Set | 5293.48 | 1 | 5293.48 | 0 | 0 | 0 | 0 | 0 | 0 | 0 | 0
245 | JJ2J201008 | Auxiliary switch assembly | Set | 5293.48 | 1 | 5293.48 | 0 | 0 | 0 | 0 | 0 | 0 | 0 | 0
246 | JJ7J710028 | Operation Counter | Nos | 1058.69 | 1 | 1058.69 | 0 | 0 | 0 | 0 | 0 | 0 | 0 | 0
247 |  | Rupture disc/ diapharm | Set | 5293.48 | 1 | 5293.48 | 0 | 0 | 0 | 0 | 0 | 0 | 0 | 0
248 |  | 36 kv, three phase, circuit breaker interrupting chamber complate with all necessary apparatus.(one set of each type) | Set | 267955.95 | 1 | 267955.95 | 0 | 0 | 0 | 0 | 0 | 0 | 0 | 0
249 |  | All type of coupling for SF6 gas (1 no each type) | Set | 5293.48 | 1 | 5293.48 | 0 | 0 | 0 | 0 | 0 | 0 | 0 | 0
250 |  | 36 kv, three ph. 1250A disconnecting switch operating mechanism, complete with all necessary connecting apparatus. | Set | 22329.65 | 1 | 22329.65 | 0 | 0 | 0 | 0 | 0 | 0 | 0 | 0
251 |  | 36 kv, three ph. 1250A grounding switch operating mechanism, complete with all necessary connecting apparatus. | Set | 22329.65 | 1 | 22329.65 | 0 | 0 | 0 | 0 | 0 | 0 | 0 | 0
252 |  | 36 kv, 2500A three ph. grounding switch, operating mechanism complete with all necessary gaskets, mounting connecting apparatus. | Set | 22329.65 | 1 | 22329.65 | 0 | 0 | 0 | 0 | 0 | 0 | 0 | 0
253 |  | Multy ratio, single phase current transformers of eact rating. (1) 1000/1-1-1 A- 03nos, (2) 400-200/1-1-1 A- 03nos, (3) 400-100/1-1-1 A- 03nos | Set | 223296.63 | 3 | 669889.89 | 0 | 0 | 0 | 0 | 0 | 0 | 0 | 0
254 |  | Singhal phase VT complete with all gaskets and mounting hardware | Nos | 223296.6 | 3 | 669889.8 | 0 | 0 | 0 | 0 | 0 | 0 | 0 | 0
255 | MM0M014007 | Numerical Breaker failure relay (type F650) Sl.No. 82845803 | Nos | 335500 | 1 | 335500 | 0 | 0 | 0 | 0 | 0 | 0 | 0 | 0
256 | MM0M009004 | Trip ckt supervision | Nos | 10000 | 2 | 20000 | 0 | 0 | 0 | 0 | 0 | 0 | 0 | 0
257 | MM0M012002 | Self reset trip relay (type JRV 192) Sl.No. 16-6001/77 | Nos | 10000 | 1 | 10000 | 0 | 0 | 0 | 0 | 0 | 0 | 0 | 0
258 |  | Hand reset trip relay(type JRV 181)sI.No.19-5001/475 | Nos | 10000 | 1 | 10000 | 0 | 0 | 0 | 0 | 0 | 0 | 0 | 0
259 | MM0M015001 | Timer relay (type VTT11) Sl.No.33913216/12/16 | Nos | 10000 | 1 | 10000 | 0 | 0 | 0 | 0 | 0 | 0 | 0 | 0
260 | MM0M018002 | Flag relay | Nos | 10000 | 1 | 10000 | 0 | 0 | 0 | 0 | 0 | 0 | 0 | 0
261 |  | Auxiliary relays (type 151x3) Sl.No.16-2001/194 | Nos | 10000 | 1 | 10000 | 0 | 0 | 0 | 0 | 0 | 0 | 0 | 0
262 |  | Main 1 Numerical distance relay (Excluding external trip relays) with software (type P442) Sl.No.33810092 | Nos | 350000 | 1 | 350000 | 0 | 0 | 0 | 0 | 0 | 0 | 0 | 0
263 | NN5N505002 | Power supply module for bus bar protection | Nos | 100000 | 1 | 100000 | 0 | 0 | 0 | 0 | 0 | 0 | 0 | 0
264 | NN5N506008 | Metrosil (Non linear resistor) each type | Nos | 25000 | 1 | 25000 | 0 | 0 | 0 | 0 | 0 | 0 | 0 | 0
265 |  | Interposing CT | Nos | 12500 | 1 | 12500 | 0 | 0 | 0 | 0 | 0 | 0 | 0 | 0
266 |  | Interposing PT | Nos | 12500 | 1 | 12500 | 0 | 0 | 0 | 0 | 0 | 0 | 0 | 0
267 | PP1P125002 | Power cables (XLPE) 3.5 CX300sqmm | km | 885850 | 0.082 | 72639.7 | 0 | 0 | 0 | 0 | 0 | 0 | 0 | 0
268 |  | PG clamp for Zebra conductor | nos | 1174 | 2 | 2348
269 |  | Supply of twin Zebra transformer clamp | No | 2348.2 | 3 | 7044.6 | 0 | 0 | 0 | 0 | 0 | 0 | 0 | 0
270 |  | Supply of twin Zebra spacer | No | 938.1 | 4 | 3752.4 | 0 | 0 | 0 | 0 | 0 | 0 | 0 | 0
271 |  | 50MVA transformer LV side Bushing Clamp | No | 1178.82 | 6 | 7072.92 | 0 | 0 | 0 | 0 | 0 | 0 | 0 | 0
272 |  | Electronic ON Timer, O/P 5A@240 VAC/28VDC, Supply 24-240 VAC/DC, 50/60 Hz, Timing 0.1 s-10h | No | 3350 | 1 | 3350 | 0 | 0 | 0 | 0 | 0 | 0 | 0 | 0
273 |  | Electronic OFF Timer, O/P 5A@240 VAC/28VDC, Supply 24-240 VAC/DC, 50/60 Hz, Timing 0.1 s-10h | No | 2250 | 1 | 2250 | 0 | 0 | 0 | 0 | 0 | 0 | 0 | 0
274 |  | Copper Blast of HPSV lamp light of 150 Watt | Nos | 2537 | 2 | 5074 | 0 | 0 | 0 | 0 | 0 | 0 | 0 | 0
275 |  | Supply of GHA panel current transformer core, 1-15VA,CL-0.2, Core 0.2,-10 VA CL-5P20, Core3-PSClass), Bi l1.1/3KV, INSCL-E,EndPlate on P2 Side, 4 sqmm CU Cable FRLSM 5 Mt .Long,(CTR 600-300-15/1) | Nos | 295000 | 3 | 885000
276 |  | igniters of HPSV lamp lights 150 Watt | Nos | 230.1 | 3 | 690.3 | 0 | 0 | 0 | 0 | 0 | 0 | 0 | 0
|  |  | Total |  |  | 26077533.6366 | 0 | 0 | 0 | 0 | 0 | 0 | 0 | 0
220/33kV Substation IIP Harrawala Dehradun (Line)
1 | AA1A101001 | Lattice Structure(Incomplete Old & Used) | MT | 75930 | 2.829 | 214805.97 | 0 | 0 | 0 | 0 | 0 | 0 | 0 | 0
2 |  | A.C.S.R Zebra Conductor | Km. | 231471.78 | 0.022 | 5092.3792 | 0 | 0 | 0 | 0 | 0 | 0 | 0 | 0
3 |  | GS Earth wire 7/9 SWG | Km. | 83619.63 | 0.55 | 45990.7965 | 0 | 0 | 0 | 0 | 0 | 0 | 0 | 0
4 |  | 220kV Dismantled(old and used)tower parts | Kg | 20 | 14765.68 | 295313.6 | 0 | 0 | 0 | 0 | 0 | 0 | 0 | 0
5 |  | ACSR Deer Conductor(old and used)dismantled | Kg | 60 | 1700 | 102000 | 0 | 0 | 0 | 0 | 0 | 0 | 0 | 0
6 |  | Dismentled Zebra and deer conductor(old & used) | Kg | 60 | 2060 | 123600 | 0 | 0 | 0 | 0 | 0 | 0 | 0 | 0
7 | II31301002 | PG Clamp (Deer to deer) | No | 1850 | 12 | 22200 | 0 | 0 | 0 | 0 | 0 | 0 | 0 | 0
8 |  | Mid Span(Dear) | No | 1800 | 4 | 7200 | 0 | 0 | 0 | 0 | 0 | 0 | 0 | 0
9 | II31302002 | Mid Span Earth Wire 7/9 SWG | No | 220 | 8 | 1760 | 0 | 0 | 0 | 0 | 0 | 0 | 0 | 0
10 | II31302003 | Repair Sleeve (Deer) | No | 1100 | 12 | 13200 | 0 | 0 | 0 | 0 | 0 | 0 | 0 | 0
11 |  | Repair Sleeve (Zebra) | No | 850 | 8 | 6800 | 0 | 0 | 0 | 0 | 0 | 0 | 0 | 0
12 |  | Single Tension Fitting ( Deer) | Sets | 9000 | 1 | 9000 | 0 | 0 | 0 | 0 | 0 | 0 | 0 | 0
13 |  | Double Tension Fitting ( Deer) | Sets | 15999 | 1 | 15999 | 0 | 0 | 0 | 0 | 0 | 0 | 0 | 0
14 |  | Suspention Fitting (Single) | Sets | 7990 | 1 | 7990 | 0 | 0 | 0 | 0 | 0 | 0 | 0 | 0
15 |  | ACSR Deer Conductor(old and used)dismantled | Kg | 60 | 1680 | 100800 | 0 | 0 | 0 | 0 | 0 | 0 | 0 | 0
16 |  | PG Clamp Zebra to Zebra | No | 875.79 | 5 | 4378.95 | 0 | 0 | 0 | 0 | 0 | 0 | 0 | 0
17 |  | PG Clamp Zebra to Zebra | No | 882 | 5 | 4410 | 0 | 0 | 0 | 0 | 0 | 0 | 0 | 0
18 |  | Supply of double tension fitting 160 KN for single Zebra alongwith all accessories | Sets | 22420 | 5 | 112100 | 0 | 0 | 0 | 0 | 0 | 0 | 0 | 0
19 |  | Supply of single tension fitting 160 KN for single Zebra alongwith all accessories | Sets | 11798.82 | 4 | 47195.28 | 0 | 0 | 0 | 0 | 0 | 0 | 0 | 0
20 |  | Supply of double tension fitting 160 KN for single Deer alongwith all accessories | Sets | 21830 | 6 | 130980 | 0 | 0 | 0 | 0 | 0 | 0 | 0 | 0
21 |  | Supply of single tension fitting 160 KN for single Deer alongwith all accessories | Sets | 11798.82 | 8 | 94390.56 | 0 | 0 | 0 | 0 | 0 | 0 | 0 | 0
22 |  | Supply of single suspension fitting 120 KN for single Zebra alongwith all accessories | Sets | 11210 | 5 | 56050 | 0 | 0 | 0 | 0 | 0 | 0 | 0 | 0
23 |  | Supply of mid span compression joint for ACSR deer alongwith all accessories | Nos | 1770 | 10 | 17700 | 0 | 0 | 0 | 0 | 0 | 0 | 0 | 0
24 |  | Supply of mid span compression joint for ACSR Zebra alongwith all accessories | Nos | 1770 | 10 | 17700 | 0 | 0 | 0 | 0 | 0 | 0 | 0 | 0
25 |  | Repair sleeve for ACSR Deer | Nos | 1475 | 10 | 14750 | 0 | 0 | 0 | 0 | 0 | 0 | 0 | 0
26 |  | Supply of repair sleeve for ACSR Zebra alongwith all accessories | Nos | 1475 | 10 | 14750 | 0 | 0 | 0 | 0 | 0 | 0 | 0 | 0
27 |  | Supply of single suspension fitting 120 KN for single Deer alongwith all accessories | Nos | 10620 | 10 | 106200 | 0 | 0 | 0 | 0 | 0 | 0 | 0 | 0
28 |  | Supply of PG clamp (Zebra to Zebra) alongwith all accessories | Nos | 2230.2 | 12 | 26762.4 | 0 | 0 | 0 | 0 | 0 | 0 | 0 | 0
29 |  | Supply of PG clamp (Deer to Deer) alongwith all accessories | Nos | 2230.2 | 20 | 44604 | 0 | 0 | 0 | 0 | 0 | 0 | 0 | 0
30 |  | Supply of PG clamp (Deer to Zebra) alongwith all accessories | Nos | 2230.2 | 15 | 33453 | 0 | 0 | 0 | 0 | 0 | 0 | 0 | 0
31 |  | Supply of Cwage clamp Deer to Deer alongwith all accessories | Nos | 4307 | 20 | 86140 | 0 | 0 | 0 | 0 | 0 | 0 | 0 | 0
32 |  | Supply of Cwage clamp Zebra to Zebra alongwith all accessories | Nos | 3538.82 | 20 | 70776.4 | 0 | 0 | 0 | 0 | 0 | 0 | 0 | 0
33 |  | Supply of vibration damper for zebra conductor alongwith all accessories | Nos | 1711 | 15 | 25665 | 0 | 0 | 0 | 0 | 0 | 0 | 0 | 0
34 |  | Supply of vibration damper for deer conductor alongwith all accessories | Nos | 1711 | 15 | 25665 | 0 | 0 | 0 | 0 | 0 | 0 | 0 | 0
35 |  | D-shackle | Nos | 1829 | 10 | 18290 | 0 | 0 | 0 | 0 | 0 | 0 | 0 | 0
36 |  | 160KN Disc Insulator | Nos | 798.79 | 6 | 4792.74 | 0 | 0 | 0 | 0 | 0 | 0 | 0 | 0
|  |  | Total |  |  | 1928505.0757 | 0 | 0 | 0 | 0 | 0 | 0 | 0 | 0
132/33kV Substation Laltappad, Dehradun
1 |  | 132 KV CB Closing coil(Spare) | Nos | 3013 | 2 | 6026 | _ | 0 | _ | 0 | _ | 0 | _ | 0
2 |  | 132 KV CB Tripping coil(Spares) | Nos | 3013 | 2 | 6026 | _ | 0 | _ | 0 | _ | 0 | _ | 0
3 |  | 132 KV CB Gas filling equipment(spares) | Nos | 35550 | 1 | 35550 | _ | 0 | _ | 0 | _ | 0 | _ | 0
4 |  | 132 KV CB Gas Leakage detector(spares) | Nos | 42117 | 1 | 42117 | _ | 0 | _ | 0 | _ | 0 | _ | 0
5 |  | 132 kv CB SF6 Gas cylinder 50 KG(spares) | Nos | 162683 | 1 | 162683 | _ | 0 | _ | 0 | _ | 0 | _ | 0
6 |  | 132 Kv CB gas filling and Evacuation Equipment. | Nos | 198835 | 1 | 198835 | _ | 0 | _ | 0 | _ | 0 | _ | 0
7 |  | 33 KV CB Closing coil(Spare) | Nos | 1808 | 4 | 7232 | _ | 0 | _ | 0 | _ | 0 | _ | 0
8 |  | 33 KV CB Tripping coil(Spare) | Nos | 1808 | 5 | 9040 | _ | 0 | _ | 0 | _ | 0 | _ | 0
9 |  | Set of Illumination lamp one set each type | Nos | 10846 | 1 | 10846 | _ | 0 | _ | 0 | _ | 0 | _ | 0
10 |  | Set of Control switch one set each type (total 4 nos are present) | Nos | 14461 | 1 | 14461 | _ | 0 | _ | 0 | _ | 0 | _ | 0
11 |  | Set of Aux. Relay one no each type( total 3 relay are present) | Nos | 42177 | 1 | 42177 | _ | 0 | _ | 0 | _ | 0 | _ | 0
12 |  | Set of Trip Relay one no each type( total 3 relay are present) | Nos | 964068 | 1 | 964068 | _ | 0 | _ | 0 | _ | 0 | _ | 0
13 |  | Trip coil supervision type TSR Aux. 110V , Dc model no-1N352-001-AS | Nos | 4500 | 1 | 4500 | _ | 0 | _ | 0 | _ | 0 | _ | 0
14 |  | Master trip relay model no- RK251206AN | Nos | 664048 | 1 | 664048 | _ | 0 | _ | 0 | _ | 0 | _ | 0
15 |  | Push button for resetting M.NO-IN3963001-AC | Nos | 1250 | 1 | 1250 | _ | 0 | _ | 0 | _ | 0 | _ | 0
16 |  | DC Supervision relay 110V DC ,MNO-INRK27019AN | Nos | 6670 | 1 | 6670 | _ | 0 | _ | 0 | _ | 0 | _ | 0
17 |  | DC Changeover relay110V DC INRK21105-2AN | Nos | 8576 | 1 | 8576 | _ | 0 | _ | 0 | _ | 0 | _ | 0
18 |  | DC fail accepatance relay 240V AC M.NO-INRK211052BS | Nos | 14383 | 1 | 14383 | _ | 0 | _ | 0 | _ | 0 | _ | 0
19 |  | AC Supervision Relay 240V AC M.NO-INRK211052BS | Nos | 6798 | 1 | 6798 | _ | 0 | _ | 0 | _ | 0 | _ | 0
20 |  | Transfrmer trouble relay 110V DC INRK271018AN | Nos | 300000 | 1 | 300000 | _ | 0 | _ | 0 | _ | 0 | _ | 0
21 |  | Isolator control switch 3 position 4 way 25 amp | Nos | 4615 | 1 | 4615 | _ | 0 | _ | 0 | _ | 0 | _ | 0
22 |  | Trip transfer switch 3 position 20 way 25 amp | Nos | 2600 | 1 | 2600 | _ | 0 | _ | 0 | _ | 0 | _ | 0
23 |  | Voltmeter selector switch 4 position 25 amp | Nos | 3631 | 1 | 3631 | _ | 0 | _ | 0 | _ | 0 | _ | 0
24 |  | Neutral bushing complete with gasket(spares) | Nos | 64579 | 2 | 129158 | _ | 0 | _ | 0 | _ | 0 | _ | 0
25 |  | 36 KV bushing complete with(spares) | Nos | 42890 | 2 | 85780 | _ | 0 | _ | 0 | _ | 0 | _ | 0
26 |  | Set of Gasket for tank cover & fitting (spares) | Nos | 12450 | 2 | 24900 | _ | 0 | _ | 0 | _ | 0 | _ | 0
27 |  | Flow indicator | Nos | 32900 | 2 | 65800 | _ | 0 | _ | 0 | _ | 0 | _ | 0
28 |  | Contact thermometer of each type(spares)(total 4 are present) | Nos | 4200 | 2 | 8400 | _ | 0 | _ | 0 | _ | 0 | _ | 0
29 |  | Bochholz Relay each type (spares) | Nos | 23500 | 2 | 47000 | _ | 0 | _ | 0 | _ | 0 | _ | 0
30 |  | Oil level indicator of each type (150 mm dia 2 nos & 100 mm dia 2 nos) (spares) | Nos | 45500 | 2 | 91000 | _ | 0 | _ | 0 | _ | 0 | _ | 0
31 |  | Pressure releif device of each type(spares) | Nos | 46281 | 2 | 92562 | _ | 0 | _ | 0 | _ | 0 | _ | 0
32 |  | Bushing CTs of each type (spares) (total 4 in which 2 hv & 2 lv) | Nos | 18500 | 2 | 37000 | _ | 0 | _ | 0 | _ | 0 | _ | 0
33 |  | Jack for jacking the transformer | Nos | 1500 | 8 | 12000 | _ | 0 | _ | 0 | _ | 0 | _ | 0
34 |  | Sling fitting device for transformer | Nos | 2500 | 2 | 5000 | _ | 0 | _ | 0 | _ | 0 | _ | 0
35 |  | Empty transformer oil drums | Nos | 50 | 155 | 7750 | _ | 0 | _ | 0 | _ | 0 | _ | 0
36 |  | Empty Acid cans | Nos | 80 | 33 | 2640 | _ | 0 | _ | 0 | _ | 0 | _ | 0
37 |  | 11 KG empty SF6 Gas cylinder | Nos | 4500 | 5 | 22500 | _ | 0 | _ | 0 | _ | 0 | _ | 0
38 |  | HF cable | KM | 179455 | 1.792 | 321583.36 | _ | 0 | _ | 0 | _ | 0 | _ | 0
39 |  | M.S Flat 50× 6 mm | MT | 25000 | 0.2 | 5000 | _ | 0 | _ | 0 | _ | 0 | _ | 0
40 |  | Earthing Material M.S round 36 mm dia | MT | 19600 | 0.091 | 1783.6 | _ | 0 | _ | 0 | _ | 0 | _ | 0
41 |  | Main and auixialry structure, Bolts & nuts( Lattice structure & Hardware) | MT | 71099 | 0.2 | 14219.8 | _ | 0 | _ | 0 | _ | 0 | _ | 0
42 |  | ACSR Zebra conductor | KM | 231471.8 | 0.165 | 38192.847 | _ | 0 | _ | 0 | _ | 0 | _ | 0
43 |  | ACSR Panther conductor | KM | 100000 | 0.251 | 25100 | _ | 0 | _ | 0 | _ | 0 | _ | 0
44 |  | AAC Tarantula conductor | KM | 257000 | 0.115 | 29555 | _ | 0 | _ | 0 | _ | 0 | _ | 0
45 |  | Suspension fitting for ACSR panther conductor | Nos | 1808 | 10 | 18080 | _ | 0 | _ | 0 | _ | 0 | _ | 0
46 |  | Disc Insulator | Nos | 281 | 73 | 20513 | _ | 0 | _ | 0 | _ | 0 | _ | 0
47 |  | Submersible Pumping set 7.5 Hp | Nos | 35000 | 1Set | 35000 | _ | 0 | _ | 0 | _ | 0 | _ | 0
48 |  | Chain pulley block 02 m.t capacity | Nos | 12200 | 1Set | 12200 | _ | 0 | _ | 0 | _ | 0 | _ | 0
49 |  | Wrench | Nos | 1600 | 1Set | 1600 | _ | 0 | _ | 0 | _ | 0 | _ | 0
50 |  | Pipe clamp | Nos | 400 | 1Set | 400 | _ | 0 | _ | 0 | _ | 0 | _ | 0
51 |  | Monoblock pump 5 Hp 3 phesh | Nos | 27000 | 1Set | 27000 | _ | 0 | _ | 0 | _ | 0 | _ | 0
52 |  | Street light fitting suitable for 40 watt 4 feet long flouroscent day /light tube complete with all accessories along with L shape G.I pipe& clamps | Nos | 1248 | 1 | 1248 | _ | 0 | _ | 0 | _ | 0 | _ | 0
53 |  | 415 volt, 6Amp, 50 Hz HRC Fuses | Nos | 185.46 | 11 | 2040.06 | _ | 0 | _ | 0 | _ | 0 | _ | 0
54 |  | 132 KV Al made C.T clamp | Nos | 1133.6 | 2 | 2267.2 | _ | 0 | _ | 0 | _ | 0 | _ | 0
55 |  | Heater Blower | Nos | 5702 | 1 | 5702 | _ | 0 | _ | 0 | _ | 0 | _ | 0
56 |  | Air Blower(Dust Cleaner), 230 volt,50 hz | Nos | 5610 | 1 | 5610 | _ | 0 | _ | 0 | _ | 0 | _ | 0
57 |  | 33 kv Isolator clamp | Nos | 1133.6 | 3 | 3400.8 | _ | 0 | _ | 0 | _ | 0 | _ | 0
58 |  | 132 kv C.V.T clamps for panther conductor made of aluminium alloy including all nut & bolt etc. | Nos | 820 | 1 | 820 | _ | 0 | _ | 0 | _ | 0 | _ | 0
59 |  | 33 kv P.T clamps for Tarantula conductor made of aluminium alloy including all nut & bolt etc. | Nos | 980 | 5 | 4900 | _ | 0 | _ | 0 | _ | 0 | _ | 0
60 |  | 33 kv P.T clamps for panther conductor made of aluminium alloy including all nut & bolt etc. | Nos | 920 | 6 | 5520 | _ | 0 | _ | 0 | _ | 0 | _ | 0
61 |  | 33 kv L.A clamps for Panther conductor made of aluminium alloy including all nut & bolt etc. | Nos | 920 | 4 | 3680 | _ | 0 | _ | 0 | _ | 0 | _ | 0
62 |  | Run through clamps for 132 kv post insulators made of aluminium alloy including all nut & bolt. | Nos | 920 | 1 | 920 | _ | 0 | _ | 0 | _ | 0 | _ | 0
63 |  | Run through clamps for 33kv post insulators made of aluminium alloy including all nut & bolt. | Nos | 920 | 1 | 920 | _ | 0 | _ | 0 | _ | 0 | _ | 0
64 |  | HRC Fuses rating of 32 Amp, TIA type for 48 volt, 300 AH battery charger. | Nos | 257.24 | 3 | 771.72 | _ | 0 | _ | 0 | _ | 0 | _ | 0
65 |  | Old and used Transformer oil. | Ltrs | 30 | 72 | 2160 | _ | 0 | _ | 0 | _ | 0 | _ | 0
66 |  | Red colour, 230 Volt, 6 amp, spring return push- button switch. | Nos | 405 | 3 | 1215 | _ | 0 | _ | 0 | _ | 0 | _ | 0
67 |  | Green colour, 230 Volt, 6 amp, spring return push- button switch. | Nos | 412 | 3 | 1236 | _ | 0 | _ | 0 | _ | 0 | _ | 0
68 |  | 3-way on-off 60 degree, 6 Amp, single pole selector switch of front side 5 c.m × 5 c.m. | Nos | 330 | 8 | 2640 | _ | 0 | _ | 0 | _ | 0 | _ | 0
69 |  | Fuse base with fuse holder suitable for HRC fuses of rating 20 Amp, 415 volt, 2.7 watt, single pole fot. | Nos | 572.3 | 3 | 1716.9 | _ | 0 | _ | 0 | _ | 0 | _ | 0
70 |  | 3- phase secure energy meters | Nos | 5000 | 6 | 30000 | _ | 0 | _ | 0 | _ | 0 | _ | 0
71 |  | Transparent clear plastic sheet, minimum thickness 2-3 mm. | Sq. feet | 110.92 | 21 | 2329.32 | _ | 0 | _ | 0 | _ | 0 | _ | 0
72 |  | Aluminium Alloy Mechanical Bolt less C- Wedge Connector suitable for ACSR Zebra to Zebra Conductor containing one 'C' Body, one wedge with oxide inhibitor as per IS 5561 : 1970 | Nos | 3687.5 | 2 | 7375 | _ | 0 | _ | 0 | _ | 0 | _ | 0
73 |  | Aluminium Alloy Mechanical Bolt less C- Wedge Connector suitable for ACSR Zebra to Panther Conductor containing one 'C' Body, one wedge with oxide inhibitor as per IS 5561 : 1970 | Nos | 3687.5 | 3 | 11062.5 | _ | 0 | _ | 0 | _ | 0 | _ | 0
74 |  | Panther to Panther conductor P.G. clamp with all nut and bolt. | nos | 961.7 | 2 | 1923.4 | _ | 0 | _ | 0 | _ | 0 | _ | 0
75 |  | 32 Amp. , 500 volt fuse fitting (Base and carrier. | Nos | 725.7 | 5 | 3628.5 | _ | 0 | _ | 0 | _ | 0 | _ | 0
76 |  | Aluminium scrap. | kg | 12 | 37.5 | 0 | _ | 0 | _ | 0 | _ | 0 | _ | 450
77 |  | 132 KV Transformer bushing complete. | Nos | 75493 | 2 | 150986 | _ | 0 | _ | 0 | _ | 0 | _ | 0
78 |  | Galvanized steel earth wire tension clamp for 7/10 SWG Earth wire. | Nos | 1170.56 | 1 | 1170.56 | _ | 0 | _ | 0 | _ | 0 | _ | 0
79 |  | Galvanized steel earth wire Suspension clamp for 7/10 SWG Earth wire. | Nos | 1170.56 | 5 | 5852.8 | _ | 0 | _ | 0 | _ | 0 | _ | 0
80 |  | Galvanized Steel Mid span compression joint for Earth wire of 7/10 SWG Earth wire. | Nos | 731.6 | 8 | 5852.8 | _ | 0 | _ | 0 | _ | 0 | _ | 0
81 |  | Mid span compression joint for ACSR Panther conductor with steel and Aluminium portion. | Nos | 1469.1 | 2 | 2938.2 | _ | 0 | _ | 0 | _ | 0 | _ | 0
82 |  | Metal cutter machine, Input 220-230 Volt, 670 watt. | Nos | 5805.6 | 1 | 5805.6 | _ | 0 | _ | 0 | _ | 0 | _ | 0
83 |  | Stud type terminal, suitable for 16 mm2 cable, 1000 volt, 76 Amp. | Nos | 167.56 | 1 | 167.56 | _ | 0 | _ | 0 | _ | 0 | _ | 0
84 |  | 3 phase 3 way connector made of poly carbonate, rating 440 volt A.C. | Nos | 241.3 | 1 | 241.3 | _ | 0 | _ | 0 | _ | 0 | _ | 0
85 |  | Sliding link Type Disconnecting Terminal, Rated Volt- 800 V, Rated Current- 41 Amp, wire size- 6 mm2. | Nos | 236 | 3 | 708 | _ | 0 | _ | 0 | _ | 0 | _ | 0
86 |  | Neutral Link mounted with insulating Pad. | Nos | 300.9 | 6 | 1805.4 | _ | 0 | _ | 0 | _ | 0 | _ | 0
87 |  | 3-Phase Ammeter selector switch of rating 6 Amp, having 4 position, OFF-R-Y-B, deach position 90 degree. | Nos | 702.1 | 2 | 1404.2 | _ | 0 | _ | 0 | _ | 0 | _ | 0
88 |  | Exhaust type cooling fans with technical specification as- Voltage- 415 volt, Impeller Dia- 600 mm, 3 phase, 6 pole, I/P Power -550 watt, speed 950 r.p.m. | Nos | 18868 | 2 | 37736 | _ | 0 | _ | 0 | _ | 0 | _ | 0
89 |  | O.T.I meter of temperature range 0-150 Degree celcius, accuracy class +/1 1%FSD, Dia size 150mm, Dial angular sweep- 270 degree. | Nos | 29500 | 1 | 29500 | _ | 0 | _ | 0 | _ | 0 | _ | 0
90 |  | Slotted type DIN RAIL of dimension 35*15*1.5 mm (width*height*thickness). | Nos | 351.64 | 4 | 1406.56 | _ | 0 | _ | 0 | _ | 0 | _ | 0
91 |  | slotted type DIN RAIL of dimension 35*7.5*1.5 mm (width*height*thickness). | Nos | 233.64 | 3 | 700.92 | _ | 0 | _ | 0 | _ | 0 | _ | 0
92 |  | Bolted type HRC fuse of 660/690 volt , Rating Amp- 50 Amp, Breaking capacity 80 KA. | Nos | 413 | 12 | 4956 | _ | 0 | _ | 0 | _ | 0 | _ | 0
93 |  | Toggle switch having 2 pole ON-OFF rating 06 Amp. | Nos | 291.46 | 18 | 5246.28 | _ | 0 | _ | 0 | _ | 0 | _ | 0
94 |  | Cu ring lug of 10 mm2 size. | Nos | 35.4 | 8 | 283.2 | _ | 0 | _ | 0 | _ | 0 | _ | 0
95 |  | Cu ring lug of 16 mm2 size. | Nos | 47.2 | 12 | 566.4 | _ | 0 | _ | 0 | _ | 0 | _ | 0
96 |  | End U cut type Cu lug of size 10 mm2. | Nos | 35.4 | 20 | 708 | _ | 0 | _ | 0 | _ | 0 | _ | 0
97 |  | End U cut type Cu lug of size 16 mm2. | Nos | 47.2 | 16 | 755.2 | _ | 0 | _ | 0 | _ | 0 | _ | 0
98 |  | Pin type terminal end insulated Cu lug of size 10 mm2. | Nos | 35.4 | 7 | 247.8 | _ | 0 | _ | 0 | _ | 0 | _ | 0
99 |  | Pin type terminal end insulated Cu lug of size 16 mm2. | Nos | 59 | 16 | 944 | _ | 0 | _ | 0 | _ | 0 | _ | 0
100 |  | 440 V A.C HRC fuse 10 Amp. | Nos | 236 | 10 | 2360 | _ | 0 | _ | 0 | _ | 0 | _ | 0
101 |  | 440 V A.C HRC fuse 16 Amp. | Nos | 250.16 | 11 | 2751.76 | _ | 0 | _ | 0 | _ | 0 | _ | 0
102 |  | Silica gel. | kg | 389.4 | 28 | 10903.2 | _ | 0 | _ | 0 | _ | 0 | _ | 0
103 |  | Copper scrap. | kg | 400 | 1 | 0 | _ | 0 | _ | 0 | _ | 0 | _ | 400
104 |  | Yellow color, 230 Volt, 6 amp, spring return push- button switch. | Nos | 342.2 | 8 | 2737.6 | _ | 0 | _ | 0 | _ | 0 | _ | 0
105 |  | Black color, 230 Volt, 6 amp, spring return push- button switch. | Nos | 342.2 | 7 | 2395.4 | _ | 0 | _ | 0 | _ | 0 | _ | 0
106 |  | Metal Rotary Hand operated Barrel and oil Drum pump suitable for dispensing Transformer oil and minimum oil drain capacity 125 gal (5 ltr)/ 20 turns. | Nos | 5841 | 1 | 5841 | _ | 0 | _ | 0 | _ | 0 | _ | 0
107 |  | Lubricant steel oil can with flexible nozzle pipe having lubricant capacity of minimum 250 gram. | Nos | 696.2 | 5 | 3481 | _ | 0 | _ | 0 | _ | 0 | _ | 0
108 |  | Supplying of best quality polycarbonate make C- curve type 1- pole, 6 Amp, 240 volt AC, breaking Amp.- 10 KA, MCB of reputed company as HAVELLS, ANCHOR, C&S, Schnider etc. | Nos | 323.32 | 9 | 2909.88 | _ | 0 | _ | 0 | _ | 0 | _ | 0
109 |  | Old and burnt Transformer fan. | Nos | 1000 | 1 | 1000 | _ | 0 | _ | 0 | _ | 0 | _ | 0
110 |  | Old and deffective O/C & E/F fault relay Alstom make. | Nos | 50 | 1 | 50 | _ | 0 | _ | 0 | _ | 0 | _ | 0
111 |  | PG clamp for Tarantulla to Panrther conductor | Nos | 150 | 25 | 3750 | _ | 0 | _ | 0 | _ | 0 | _ | 0
112 |  | Single Tension fitting. | nos | 5267 | 3 | 15801 | _ | 0 | _ | 0 | _ | 0 | _ | 0
113 |  | One way straight through connector. | nos | 300 | 1 | 300 | _ | 0 | _ | 0 | _ | 0 | _ | 0
114 |  | Tower scrap material | MT | 10000 | 20.195 | 0 | _ | 0 | _ | 0 | _ | 0 | _ | 201950
115 |  | ACSR Panther conductor | MT | 2000 | 2.59 | 0 | _ | 0 | _ | 0 | _ | 0 | _ | 5180
116 |  | Earth Wire | MT | 2000 | 0.23 | 0 | _ | 0 | _ | 0 | _ | 0 | _ | 460
117 |  | Deffected PRV of 132/33 KV, 40 MVA Transformer (CGL Make) main Tank. | No | 500 | 1 | 500 | _ | 0 | _ | 0 | _ | 0 | _ | 0
118 |  | 2 pole, 10 Amp D.C. MCB | No | 684.4 | 6 | 4106.4 | - | 0 | - | 0 | - | 0 | _ | 0
119 |  | Petroleum jelly | Kg | 472 | 1.25 | 590 | - | 0 | - | 0 | - | 0 | _ | 0
120 |  | 415 volt, 3phase D.O.L (Direct on line) starter of 5 HP, 10 Amp mono-block pump | No | 2891 | 1 | 2891 | - | 0 | - | 0 | - | 0 | _ | 0
121 |  | Thermal over load relay of rated voltage 500 volt A.C, 50 Hz, over current range 0.9 Amp- 1.5 Amp. | No | 2006 | 1 | 2006 | - | 0 | - | 0 | - | 0 | _ | 0
122 |  | 440/220 V AC, 06 Amp, 2 Pole, C curve MCB | No | 800 | 6 | 4800 | - | 0 | - | 0 | - | 0 | _ | 0
123 |  | 440/220 V AC, 16 Amp, 2 Pole, C curve MCB | No | 811.9 | 4 | 3247.6 | - | 0 | - | 0 | - | 0 | _ | 0
124 |  | Alluminium alloy mechanical bolt less C-Wedge connector suitable for ACSR Panther to Panther connector. | No | 2985.4 | 5 | 14927 | - | 0 | - | 0 | - | 0 | _ | 0
125 |  | Alluminium alloy mechanical bolt less C-Wedge connector suitable for ACSR Tarantula to Tarantula connector. | No | 2985.4 | 3 | 8956.2 | - | 0 | - | 0 | - | 0 | _ | 0
126 |  | Alluminium alloy mechanical bolt less C-Wedge connector suitable for ACSR Tarantula to Panther connector. | No | 2985.4 | 6 | 17912.4 | - | 0 | - | 0 | - | 0 | _ | 0
127 |  | Alluminium alloy bolted type P.G. clamp for Tarantula to Tarantula conductor complete witch its nut & bolts. | No | 2891 | 2 | 5782 | - | 0 | - | 0 | - | 0 | _ | 0
128 |  | Alluminium alloy bolted type P.G. clamp for Panther to Panther conductor complete witch its nut & bolts. | No | 2360 | 5 | 11800 | - | 0 | - | 0 | - | 0 | _ | 0
129 |  | Old and used deffective 33 KV V.C.B (ABB make). | No | 20000 | 1 | 20000 | - | 0 | - | 0 | - | 0 | _ | 0
130 |  | 132 KV CT clamps for Panther conductor made of Alluminium alloywith all nut & bolts. | No | 1060.8 | 2 | 2121.6 | - | 0 | - | 0 | - | 0 | _ | 0
131 |  | 132 KV CVT clamps for Panther conductor made of Alluminium alloywith all nut & bolts. | No | 1060.8 | 2 | 2121.6 |  | 0 |  | 0 |  | 0 | _ | 0
132 |  | 132 KV LA clamps for Panther conductor made of Alluminium alloywith all nut & bolts | No | 1060.8 | 4 | 4243.2 |  | 0 |  | 0 |  | 0 | _ | 0
133 |  | 132 KV CB clamps for Panther conductor made of Alluminium alloywith all nut & bolts. | No | 1060.8 | 3 | 3182.4 |  | 0 |  | 0 |  | 0 | _ | 0
134 |  | 132 KV Isolator clamps for Panther conductor made of Alluminium alloywith all nut & bolts. | No | 1060.8 | 1 | 1060.8 | - | 0 | - | 0 | - | 0 | _ | 0
135 |  | 132 KV Transformer bushing clamps for Panther conductor made of Alluminium alloywith all nut & bolts. | No | 1060.8 | 3 | 3182.4 | - | 0 | - | 0 | - | 0 | _ | 0
136 |  | 132 KV Isolator clamps forZebra conductor made of Alluminium alloywith all nut & bolts. | No | 1060.8 | 4 | 4243.2 | - | 0 | - | 0 | - | 0 | _ | 0
137 |  | 132 KV C.B. clamps for Zebra conductor made of Alluminium alloywith all nut & bolts. | No | 1060.8 | 3 | 3182.4 | - | 0 | - | 0 | - | 0 | _ | 0
138 |  | 33 KV CT clamps for Tarantula conductor made of Alluminium alloywith all nut & bolts. | No | 1060.8 | 2 | 2121.6 | - | 0 | - | 0 | - | 0 | _ | 0
139 |  | 33 KV PT clamps for Tarantula conductor made of Alluminium alloywith all nut & bolts. | No | 1060.8 | 3 | 3182.4 | - | 0 | - | 0 | - | 0 | _ | 0
140 |  | 33 KV Isolator clamps for Tarantula conductor made of Alluminium alloywith all nut & bolts. | No | 1060.8 | 1 | 1060.8 | - | 0 | - | 0 | - | 0 | _ | 0
141 |  | 33 KV CB clamps for Tarantula conductor made of Alluminium alloywith all nut & bolts. | No | 1060.8 | 6 | 6364.8 | - | 0 | - | 0 | - | 0 | _ | 0
142 |  | 33 KVLAclamps for Tarantula conductor made of Alluminium alloywith all nut & bolts. | No | 1060.8 | 6 | 6364.8 | - | 0 | - | 0 | - | 0 | _ | 0
143 |  | 33 KV CT clamps for Panther conductor made of Alluminium alloywith all nut & bolts. | No | 1060.8 | 1 | 1060.8 | - | 0 | - | 0 | - | 0 | _ | 0
144 |  | 33 KV PT clamps for Panther conductor made of Alluminium alloywith all nut & bolts. | No | 1060.8 | 3 | 3182.4 | - | 0 | - | 0 | - | 0 | _ | 0
145 |  | 33 KV CB clamps for Panther conductor made of Alluminium alloywith all nut & bolts. | No | 1060.8 | 3 | 3182.4 | - | 0 | - | 0 | - | 0 | _ | 0
146 |  | 33s KV LA clamps for Panther conductor made of Alluminium alloywith all nut & bolts. | No | 1060.8 | 4 | 4243.2 | - | 0 | - | 0 | - | 0 | _ | 0
147 |  | Single Tension fitting for ACSR Panther conductor. | No | 7292.4 | 16 | 116678.4 | - | 0 | - | 0 | - | 0 | _ | 0
148 |  | Old and used R.T.C.C Panel of 40 MVA Transformer (IMP make Transformer). | No | 5000 | 1 | 5000 | - | 0 | - | 0 | - | 0 | _ | 0
149 |  | Old and Used 132 Kv C.V.T. | No | 15000 | 3 | 0 | - | 0 | - | 0 | - | 45000 | _ | 0
150 |  | Old CVT Junction board. | No | 1000 | 1 | 0 | - | 0 | - | 0 | - | 1000 | _ | 0
|  |  | Total |  |  | 4388497.427 |  | 0 |  | 0 |  | 46000 |  | 208440
|  |  | Net Amount |  |  | 32394536.1393 | 0 | 0 | 0 | 0 | 0 | 46000 | 0 | 208440
Item Inventory
Name of Zone - Garhwal Zone
Name of Circle - (O&M) Circle Yamuna Colony Dehradun
Name of Division - 220 KV (O&M) I.D Jhajhra Dehradun
Name of Substation - 220 KV SubStation Jhajhra Dehradun (220 kV Switchyard)
Month - December- 2025 (Balram Giri, JE 220 kV Switch yard
S. No. | Item code | Name of Item | Unit | Unit rate in Rs. | Useable |  | Unserviceable |  | Non-Moving |  | Obsolete |  | Scrap
[5 empty] | Qty. | Total Amount in Rs. | Qty. | Total Amount in Rs. | Qty. | Total Amount in Rs. | Qty. | Total Amount in Rs. | Qty. | Total Amount in Rs.
1 |  | C/D Type Tower with Bolts, Nuts & Stub (Galvanized) | MT | 102024 | 0.818 | 83455.632 | … | … | … | … | … | … | … | …
2 | AA0A002003 | ACSR Zebra Conductor | KM | 231471.78 | 0.692 | 160178.4718 | … | … | … | … | … | … | … | …
3 | MM0M007001 | Buchhloz Relay Atvus GOR - III SR. No. JJ04178(Main Tank complete with contacts) | No. | 122000 | 1 | 122000 | … | … | … | … | … | … | … | …
4 | VV1V101010 | HV Bushing for 160 MVA ABB, 245 KV / 1250 Amp. Bushing OTP | No. | 1140000 | 1 | 1140000 | … | … | … | … | … | … | … | …
5 | VV1V101011 | LV Bushing for 160 MVA ABB, 145KV/ 1250Amp. Bushing OTP | No. | 90000 | 1 | 90000 | … | … | … | … | … | … | … | …
6 | VV2V214001 | PT- 100 Sensor SR. No. B1201057.5 | No. | 4500 | 1 | 4500 | … | … | … | … | … | … | … | …
7 | VV2V216007 | CCU with PSU SR. No. B1201064.2 | No. | 3500 | 1 | 3500 | … | … | … | … | … | … | … | …
8 | VV2V216001 | R.T. Indicator (M-2245T2) SR.No. B1201088.1 | No. | 4300 | 1 | 4300 | … | … | … | … | … | … | … | …
9 | VV2V214001 | PT- 100 Sensor SR. No. B1201057.2 | No. | 4500 | 1 | 4500 | … | … | … | … | … | … | … | …
10 | VV2V216006 | CCU with PSU SR. No. B1201087.4 | No. | 3500 | 1 | 3500 | … | … | … | … | … | … | … | …
11 | VV2V216002 | R.T. Indicator (M-2245T2) SR.No. B1201164.2 | No. | 4300 | 1 | 4300 | … | … | … | … | … | … | … | …
12 | VV2V209001 | Pressure relief device(PRV) SR. No.(M N-T-6LS-M) | No. | 34000 | 1 | 34000 | … | … | … | … | … | … | … | …
13 | VV2V208002 | Magnetic Oil Level Gauge (MOG SR.No. 86750 250 DIA) | No. | 32000 | 1 | 32000 | … | … | … | … | … | … | … | …
14 |  | Remote tap positio indicator SR.No. TPC 2001/12050 | No. | 45600 | 1 | 45600 | … | … | … | … | … | … | … | …
15 |  | Oil flow indicator SR.No. 36310 (Oil Flow Indicator with Flow Switch) | Set | 6197 | 1 | 6197 | … | … | … | … | … | … | … | …
16 |  | Cooler pump SR.No. 12050368 (Oil Cooler Pump with Motor) | No. | 162000 | 1 | 162000 | … | … | … | … | … | … | … | …
17 | MM0M007003 | Buchhloz Relay Atvus GOR - III SR. No. J05514(main tank) complete with contacts | No. | 32000 | 1 | 32000 | … | … | … | … | … | … | … | …
18 |  | Time delay relay for out of step (EAPL) | No. | 324 | 1 | 324 | … | … | … | … | … | … | … | …
19 |  | Control relay for cooler control supply (schneider) 6A, 415V, coil- 240V AC (MNO- CAD32M7) | No. | 678 | 2 | 1356 | … | … | … | … | … | … | … | …
20 | JJ2J201010 | One complete pole of 2500A CB with pole column and interrupter but without PIR with MB & operating mechanism and without support structure. | No. | 295000 | 1 | 295000 | … | … | … | … | … | … | … | …
21 | JJ7J704028 | O Ring P-260 | Nos. | 300 | 6 | 1800 | … | … | … | … | … | … | … | …
22 | JJ7J704028 | O Ring P-40 | Nos. | 215 | 3 | 645 | … | … | … | … | … | … | … | …
23 | JJ7J704028 | O Ring P-12 | Nos. | 250 | 3 | 750 | … | … | … | … | … | … | … | …
24 | JJ7J704028 | O Ring P-18 | Nos. | 90 | 12 | 1080 | … | … | … | … | … | … | … | …
25 | JJ7J704028 | O Ring P-7 | Nos. | 100 | 15 | 1500 | … | … | … | … | … | … | … | …
26 | JJ7J704028 | O Ring P-170 | Nos. | 60 | 12 | 720 | … | … | … | … | … | … | … | …
27 | JJ2J201016 | Gas pressure Switch | No. | 255 | 1 | 255 | … | … | … | … | … | … | … | …
28 |  | Gas pressure gauge (Coupling Device N/R) | No. | 500 | 1 | 500 | … | … | … | … | … | … | … | …
29 |  | Stationery Contact | No. | 2500 | 1 | 2500 | … | … | … | … | … | … | … | …
30 |  | Stationery Arc Contact | No. | 2000 | 1 | 2000 | … | … | … | … | … | … | … | …
31 | JJ2J201011 | Moving Contact | No. | 2200 | 1 | 2200 | … | … | … | … | … | … | … | …
32 |  | Moving Arc Contact | No. | 2300 | 1 | 2300 | … | … | … | … | … | … | … | …
33 | JJ7J710013 | Nozzle | No. | 2500 | 1 | 2500 | … | … | … | … | … | … | … | …
34 |  | Pressure Gauge & coupling device for each type(Gas pressure Gauge- 2 No. ) | Set | 619 | 1 | 619 | … | … | … | … | … | … | … | …
35 | JJ7J710003 | Joint M | No. | 45 | 1 | 45 | … | … | … | … | … | … | … | …
36 |  | Control valve (Dilo valve 1 No.) | Set | 280 | 1 | 280 | … | … | … | … | … | … | … | …
37 | JJ2J201020 | Spring Operating Mechanism complete | Set | 122000 | 1 | 122000 | … | … | … | … | … | … | … | …
38 | JJ7J710006 | Closing dashpot | Set | 18600 | 1 | 18600 | … | … | … | … | … | … | … | …
39 | JJ7J710005 | Opening dashpot | Set | 18600 | 1 | 18600 | … | … | … | … | … | … | … | …
40 | JJ7J710007 | Opening latch gear | Set | 18600 | 1 | 18600 | … | … | … | … | … | … | … | …
41 |  | One complete pole of Isolator including support insulator with 1 E/S with operating mechanism for main isolator and earth switch (excluding structure) | No. | 54000 | 1 | 54000 | … | … | … | … | … | … | … | …
42 |  | Corona shielding ring of each type | Set | 3500 | 2 | 7000 | … | … | … | … | … | … | … | …
43 | SS2S201006 | Support Insulator | No. | 24000 | 1 | 24000 | … | … | … | … | … | … | … | …
44 |  | 245 kV, 4400 pf, CVT complete in all respects including terminal connectors and support stool for erecting on standard support structure. | No. | 90854.8 | 1 | 90854.8 | … | … | … | … | … | … | … | …
45 | KK0K002001 | 216 kV Surge arrester with insulating base (without surge monitor and terminal connectors ) | No. | 5000 | 2 | 10000 | … | … | … | … | … | … | … | …
46 | JJ7J704028 | O Ring P-40 | Nos. | 1500 | 1 | 1500 | … | … | … | … | … | … | … | …
47 | JJ7J704028 | O Ring P-12 | Nos. | 250 | 3 | 750 | … | … | … | … | … | … | … | …
48 | JJ7J704028 | O Ring P-18 | Nos. | 120 | 12 | 1440 | … | … | … | … | … | … | … | …
49 | JJ7J704028 | O Ring P-7 | Nos. | 100 | 13 | 1300 | … | … | … | … | … | … | … | …
50 | JJ7J704028 | O Ring P-170 | Nos. | 260 | 12 | 3120 | … | … | … | … | … | … | … | …
51 |  | Gas pressure gauge - 1No. (Coupling Device N/R) | No. | 500 | 1 | 500 | … | … | … | … | … | … | … | …
52 | JJ3J301011 | Moving Contact | No. | 2200 | 1 | 2200 | … | … | … | … | … | … | … | …
53 | JJ7J710013 | Nozzle | No. | 2500 | 1 | 2500 | … | … | … | … | … | … | … | …
54 |  | Pressure Gauge & coupling device for each type(Gas pressure Gauge- 2No. ) | Set | 2200 | 2 | 4400 | … | … | … | … | … | … | … | …
55 | JJ7J710003 | Joint M | No. | 45 | 1 | 45 | … | … | … | … | … | … | … | …
56 | JJ7J710011 | Copper T | No. | 75 | 1 | 75 | … | … | … | … | … | … | … | …
57 | JJ7J710004 | Joint F | No. | 90 | 1 | 90 | … | … | … | … | … | … | … | …
58 |  | Dilo Coupling -Male | No. | 95 | 1 | 95 | … | … | … | … | … | … | … | …
59 |  | Dilo Coupling -FeMale | No. | 45 | 1 | 45 | … | … | … | … | … | … | … | …
60 | JJ7J710030 | End Connector 1 No. | No. | 45 | 1 | 45 | … | … | … | … | … | … | … | …
61 |  | Control valve (Dilo valve 1 No.) | Set | 280 | 1 | 280 | … | … | … | … | … | … | … | …
62 | JJ7J710006 | Closing dashpot | Set | 8000 | 1 | 8000 | … | … | … | … | … | … | … | …
63 | JJ7J710005 | Opening dashpot | Set | 8000 | 1 | 8000 | … | … | … | … | … | … | … | …
64 | JJ7J710007 | Opening Latch gear | Set | 5038 | 1 | 5038 | … | … | … | … | … | … | … | …
65 | JJ7J710008 | Closing Latch gear | Set | 5039 | 1 | 5039 | … | … | … | … | … | … | … | …
66 |  | Interlocking coils with resistor | No. | 2400 | 4 | 9600 | … | … | … | … | … | … | … | …
67 | SS3S301016 | Support Insulator | No. | 21000 | 1 | 21000 | … | … | … | … | … | … | … | …
68 | NN4N408005 | Control switch for isolator | No. | 700 | 1 | 700 | … | … | … | … | … | … | … | …
69 |  | Nitrogen Cylinder (68 Ltrs Water capacity) | No. | 12300 | 1 | 12300 | … | … | … | … | … | … | … | …
70 |  | Fire Survival Cable sufficient for 1 System | Mtr. | 180 | 40 | 7200 | … | … | … | … | … | … | … | …
71 |  | PNRV | No. | 12000 | 1 | 12000 | … | … | … | … | … | … | … | …
72 |  | Solenoid Coil Fuel shut off Valve | No. | 2500 | 1 | 2500 | … | … | … | … | … | … | … | …
73 |  | 245 kV Bus Post Insulators (without corona ring) with creepage distance of 6125 mm. | Nos | 25 | 2 | 50 | … | … | … | … | … | … | … | …
74 |  | 245 kV Double tension string assembly of Disc insulator (120KN) with total creepage distance of 6125mm with all hardware accessories including arcing horn suitable for tension clamp set and Twin Moose ACSR with 250mm sub conductor spacing with turn Buckle . | Nos. | 10 | 1 | 10 | … | … | … | … | … | … | … | …
75 | II3I301003 | MS compression Joint for ACSR Zebra | Nos. | 1590 | 7 | 11130 | … | … | … | … | … | … | … | …
76 | II3I301002 | MS compression Joint for ACSR Deer | Nos. | 1688.16 | 3 | 5064.48 | … | … | … | … | … | … | … | …
77 |  | Bay control unit F-650 GE Make | No | 173528.44 | 1 | 173528.44 | … | … | … | … | … | … | … | …
78 | MM0M003003 | Back UP For Protection Relay With O/C and E/F Element Type- F650 | No | 57843.6 | 2 | 115687.2 | … | … | … | … | … | … | … | …
79 |  | Oil Tempecture Meter | Nos | 65195 | 1 | 65195 |  |  |  | …
|  | 132KV 1250 Amp Isolator Fixed Contact assembly with earth switch | No | 15930 | 3 | 47790
80 |  | Electromagnet switch old & Used | No | 1000 | [5 empty] | … |  |  | 1 | 1000
81 | MM0M007004 | OSR (old & Used & Repairable) | No. | 5500 | … | … | … | … |  | … | … | … | 1 | 5500
82 | FF0F015001 | Black Tower Parts (Old & Used) | MT | 20000 | … | … | … | … |  | … | … | … | 19.95 | 399000
83 |  | ACSR Deer Conductor (Old & Used) | Mtr. | 50 | … | … | … | … |  | … | … | … | 2340 | 117000
84 | AA1A101001 | Earthwire (Old & Used) | Mtr. | 50 | … | … | … | … |  | … | … | … | 813.4 | 40670
85 | AA1A101001 | Earthwire (old & used) | Km. | 80916.67 | … | … | … | … |  | … | … | … | 0.378 | 30586.5013
86 | VV6V602002 | 245KV, 4400pf, CVT Complete in all respect including terminal connectors and support stool for erecting on standard support structure (Not working due to seepage) | No. | 90854.8 | … | … | … | … | 1 | 90854.8 | … | … | … | …
87 | VV0V002001 | Transformer PT- 6934 (Faulty condition ) With conservator tank, fan, fan Pump, Radiator, Turret CT, PRV | Nos | 20000000 | … | … | … | … | 1 | 20000000 | … | … | … | …
88 | VV1V101010 | 160 MVA T/F HV Bushing (old & used) With Copper Bushing Rod | Nos | 250000 | … | … | … | … | 1 | 250000 | … | … | … | …
89 | VV1V101010 | 160 MVA T/F HV Bushing (old & used & repairable / Damage) With Copper Bushing Rod | No | 200000 | … | … | … | … | 2 | 400000 | … | … | … | …
90 | VV1V101011 | 160 MVA T/F LV Bushing (old & used) With Copper Bushing Rod | Nos | 150000 | … | … | … | … | 3 | 450000 | … | … | … | …
91 | VV1V101012 | Neutral Bushing with Metal part | No | 100000 | … | … | … | … | 1 | 100000 | … | … | … | …
92 |  | Tertiary bushing With Metal Part | No | 100000 | … | … | … | … | 3 | 300000 | … | … | … | …
93 |  | DGA Analyzer system (old & used) | No | 400000 | … | … | … | … | 1 | 400000 | … | … | … | …
94 |  | PLCC Carrier Equipment For Speech and Data Panel with LMU (Old & Used) | No | 245139 | … | … | … | … | 1 | 245139 | … | … | … | …
95 |  | PLCC Carrier Equipment For Speech and Protection Panel with LMU (Old & Used) | No | 245139 | … | … | … | … | 1 | 245139 | … | … | … | …
96 |  | PRV For OLTC (Old Used & Damge) | No | 1000 | … | … | … | … | … | … | … | … | 1 | 1000
97 |  | 220 KV damage & burn CT ring | No | 500 | … | … | … | … | … | … | … | … | 4 | 2000
98 |  | PRV (Old Used & Damge) | No | 500 | … | … | … | … | … | … | … | … | 1 | 500
99 |  | 245 kv.1600A. 5 core CT old & burn Iron Part | Kg | 30 | … | … | … | … | … | … | … | … | 50 | 1500
100 |  | CT burn, Copper Scrap | Kg | 30 | … | … | … | … | … | … | … | … | 8 | 240
101 |  | 245kV CT (1600/800/1) Accuracy class 0.2s, core 5 core (4prot, &1metering ) without oil |  | 324500 | … | … | … | … | 1 | … | … | … | … | …
102 |  | 245 kV CT (1600/800/1) Accuracy Class 0.2s, Core -5Core | No | 578269.62 | … | … | … | … | 1 | 1156539.24 | … | … | … | …
103 |  | 220 Kv CT junction Box | N0 | 73866.82 | … | … | … | … | 2 | 147733.64 | … | … | … | …
104 |  | 220 Kv 1600 Amp. Isolator Moving blade | No | 24740 | … | … | … | … | 6 | 148680 | … | … | … | …
105 |  | 220 Kv 1600 Amp. Isolator Fixed Contact assembly Without earth switch | No. | 17700 | … | … | … | … | 6 | 106200 | … | … | … | …
106 |  | 220Kv 1600 amp.Isolator Fixed Contact assembly with earth switch | No | 17700 | … | … | … | … | 3 | 53100 | … | … | … | …
107 |  | 245 Kv CT 1600/800/1 Amp.(Old & Used) | No | 20000 | … | … | … | … | … | … | … | … | 1 | 20000
108 |  | Surge monitor and Terminal connectors (Old&Use) | No | 100 | … | … | … | … | … | … | … | … | 2 | 200
|  | Total |  |  |  | 3140277.0238 |  | 0 |  | 24093385.68 |  | 0 |  | 619196.5013
Item Inventory
Name of Zone - Garhwal Zone
Name of circle - (O&M) Circle Yamuna Colony Dehradun
Name of Division - 220 KV (O&M) I.D Jhajhra Dehradun
Name of Substation - 220 KV SubStation Jhajhra Dehradun
Name - Ajay Bhatt (Incharge of 132/33 KV Yards)
Month - January - 2026
S. No. | Item code | Name of Item | Unit | Unit rate in Rs. | Useable |  | Unserviceable |  | Non-Moving |  | Obsolete |  | Scrap
[5 empty] | Qty. | Total Amount in Rs. | Qty. | Total Amount in Rs. | Qty. | Total Amount in Rs. | Qty. | Total Amount in Rs. | Qty. | Total Amount in Rs.
1 | CC2C201003 | HF Cable | Km. | 202456.15 | 1.938 | 392360.0187 | … | … | … | … | … | … | … | …
2 | VV1V101035 | LV Bushing for 40MVA (36KV/2000A) Bushing, Porcelain | No. | 25000 | 1 | 25000 | … | … | … | … | … | … | … | …
3 | VV2V214001 | PT- 100 Sensor SR. No. B1201083.6 | No. | 3000 | 1 | 3000 | … | … | … | … | … | … | … | …
4 | VV2V216007 | CCU with PSU SR. No. B1201064.1 | No. | 2100 | 1 | 2100 | … | … | … | … | … | … | … | …
5 | VV2V214001 | PT- 100 Sensor SR. No. B1201065.2 | No. | 3000 | 1 | 3000 | … | … | … | … | … | … | … | …
6 | VV2V216007 | CCU with PSU SR. No. B1201087.3 | No. | 2100 | 1 | 2100 | … | … | … | … | … | … | … | …
7 | VV2V208002 | Magnetic oil Gauge (MOG SR.No. 86803) | No. | 1200 | 1 | 1200 | … | … | … | … | … | … | … | …
8 |  | Remote tap position indicator SR.No. 12049 MNO- TPC-12232) | No. | 3240 | 1 | 3240 | … | … | … | … | … | … | … | …
9 | JJ3J301010 | One complete pole of 1600A CB with pole column and interrupter without PIR & MB and operating mechanism and without support structure. | No. | 275776 | 1 | 275776 | … | … | … | … | … | … | … | …
10 | JJ7J707001 | SF6 gas | Kg. | 450 | 11 | 4950 | … | … | … | … | … | … | … | …
11 | JJ3J301018 | Spring Operating Mechanism complete | Set | 63000 | 1 | 63000 | … | … | … | … | … | … | … | …
12 |  | 145kV, 800A, 120% extended 5 core CT complete in all respects including terminal connectors and support stool for erecting on standard support structure. | No. | 73828.9 | 1 | 73828.9 | … | … | … | … | … | … | … | …
13 | JJ5J503011 | 33KV Circuit breaker pole | No. | 17255.67 | 2 | 34511.34 | … | … | … | … | … | … | … | …
14 | MM2M203002 | Ammeter with transducer | No. | 300 | 2 | 600 | … | … | … | … | … | … | … | …
15 |  | Wattmeter with transducer | No. | 280 | 1 | 280 | … | … | … | … | … | … | … | …
16 |  | Varmeter with transducer | No. | 310 | 1 | 310 | … | … | … | … | … | … | … | …
17 | MM2M202002 | Voltmeter with transducer | No. | 250 | 1 | 250 | … | … | … | … | … | … | … | …
18 |  | Voltmeter selector switch | No. | 360 | 1 | 360 | … | … | … | … | … | … | … | …
19 | SS7S710002 | Annunciations windows with necessary annunciation relay | No. | 3000 | 1 | 3000 | … | … | … | … | … | … | … | …
20 | MM0M012001 | Self reset trip relay (one relay of each type) Type- RXMS+RXME | No. | 4500 | 1 | 4500 | … | … | … | … | … | … | … | …
21 |  | Semaphore indicator for Earth switch | No. | 1000 | 2 | 2000 | … | … | … | … | … | … | … | …
22 |  | Synchronizing socket | No. | 356 | 1 | 356 | … | … | … | … | … | … | … | …
23 | MM0M012001 | Self reset trip relay (one relay of each type) Type- RXMS+RXME | No. | 4200 | 1 | 4200 | … | … | … | … | … | … | … | …
25 |  | Inter-posing CT & PTs each type | Set | 500 | 1 | 500 | … | … | … | … | … | … | … | …
26 | NN5N506008 | Metrosil(No.n-linear resistor) each type | No. | 3500 | 1 | 3500 | … | … | … | … | … | … | … | …
27 | NN5N506009 | Longest optical cable (1Set = 90Mtr.) | Set | 19212 | 1 | 19212 | … | … | … | … | … | … | … | …
28 | NN5N506030 | Telephone Set | No. | 400 | 1 | 400 | … | … | … | … | … | … | … | …
29 | NN5N506032 | Telephone 4 wire with necessary connecting cable | Set. | 1050 | 1 | 1050 | … | … | … | … | … | … | … | …
30 | YY0Y003022 | Inter cell connectors with bolts and nuts | No. | 84 | 10 | 840 | … | … | … | … | … | … | … | …
31 |  | Main Control Card (CARD SPCL-441V2) | No. | 300 | 1 | 300 | … | … | … | … | … | … | … | …
32 |  | DC-DC Card (CARD SPCL-405, 48 V/12 V) | No. | 300 | 1 | 300 | … | … | … | … | … | … | … | …
33 |  | Feed back card(card SPCL-236 for 220 V) | No. | 200 | 1 | 200 | … | … | … | … | … | … | … | …
34 |  | TEMP. CONP. CARD(CARD SPCL-43V1) | No. | 350 | 1 | 350 | … | … | … | … | … | … | … | …
37 |  | AUX .INPUT CONTACTOR( AC CONTACTOR 25 A,AC1 ,415 V, 1No.+1NC Aux) | No. | 450 | 1 | 450 | … | … | … | … | … | … | … | …
38 | YY1Y105002 | Filter capacitor selected Value 50000mf / 350 Volt | No. | 0 | 1 | 0 | … | … | … | … | … | … | … | …
39 | YY1Y105001 | Thyristor / diode (Blocking Diode) 150 A Lav / 1200Volt | No. | 350 | 1 | 350 | … | … | … | … | … | … | … | …
40 |  | Bleeder (W/W/R 750E/250W OR EQ) | No. | 100 | 1 | 100 | … | … | … | … | … | … | … | …
41 |  | Main Control Card (CARD SPCL-441V2) | No. | 300 | 1 | 300 | … | … | … | … | … | … | … | …
42 |  | Annunciation card ( SPCL-440V2) | No. | 500 | 1 | 500 | … | … | … | … | … | … | … | …
43 |  | DC-DC Card (CARD SPCL-405, 48 V/12 V) | No. | 300 | 1 | 300 | … | … | … | … | … | … | … | …
44 |  | TEMP. CONP. CARD(CARD SPCL-43V1) | No. | 350 | 1 | 350 | … | … | … | … | … | … | … | …
46 |  | INPUT CONTACTOR( AC CONTACTOR 25 A,AC1 ,415 V, TP+1No.+2NC Aux) | No. | 550 | 1 | 550 | … | … | … | … | … | … | … | …
47 | YY1Y105002 | Filter capacitor selected Value 10000mf / 110 Volt | No. | 200 | 1 | 200 | … | … | … | … | … | … | … | …
48 |  | SCR-SCR Module (SCR-SCR Module 55A LAV/400 V | No. | 50 | 3 | 150 | … | … | … | … | … | … | … | …
49 | YY1Y109038 | Thyristor / diode (Blocking Diode) 150 A Lav / 400Volt | No. | 200 | 1 | 200 | … | … | … | … | … | … | … | …
50 |  | Bleeder (W/W/R 100E/100W OR EQ | No. | 100 | 1 | 100 | … | … | … | … | … | … | … | …
51 |  | Earth Fault Resistance(W/W/R 470 E /20W) | No. | 202.95 | 1 | 202.95 | … | … | … | … | … | … | … | …
52 | SS7S707001 | HPL Make 400A FP MCCB | No. | 210 | 1 | 210 | … | … | … | … | … | … | … | …
53 | AA3A301004 | Al. Tube & welding Sleeves | mtr | 12 | 93 | 1116 | … | … | … | … | … | … | … | …
55 |  | 145 kV Bus Post Insulators (without corona ring) with creepage distance of 3625 mm. | Nos | 20 | 2 | 40 | … | … | … | … | … | … | … | …
56 |  | 145 kV Single tension string assembly of Disc insulator (120KN) with total creepage distance of 3625mm with all hardware accessories including arcing horn suitable for tension clamp set and Single Moose ACSR bundle without turn Buckle. | Nos. | 8 | 1 | 8 | … | … | … | … | … | … | … | …
57 | NN4N408016 | Double Pole Iron Clad Main Switch 63 Amp. Complete | Nos. | 4419.69 | 2 | 8839.38 | … | … | … | … | … | … | … | …
58 | FF2F206003 | 12mm. Chequer plate | MT | 74517.5 | 3.089 | 230184.5575 | … | … | … | … | … | … | … | …
59 | CC2C201002 | Armoured optical fibre Cable D-Link NCB - FM500-AUHD-06-50 / 1.25µΩ OMZ | Mtr. | 105.79 | 580 | 61358.2 | … | … | … | … | … | … | … | …
60 | CC2C201004 | RS 485 Communicating Cable | Mtr. | 65.9384 | 60 | 3956.304 | … | … | … | … | … | … | … | …
61 | CC3C313014 | Cable gland O/S | Nos. | 166.24 | 30 | 4987.2 | … | … | … | … | … | … | … | …
62 | FF1F101041 | GI bolt & nut with spring & flat washer 10x50 mm, 10x75 mm,12x75 mm, 12x50 mm & 12x60 mm | Kg. | 105.79 | 10 | 1057.9 | … | … | … | … | … | … | … | …
63 | CC3C316003 | GI cable tray perforated 2.5 mtr. length 150 mm wide | Mtr. | 309.81 | 28 | 8674.68 | … | … | … | … | … | … | … | …
64 | CC3C316002 | GI cable tray perforated 2.5 mtr. length 225 mm wide | Mtr. | 385.37 | 15 | 5780.55 | … | … | … | … | … | … | … | …
66 | CC0C001013 | Armoured control cable 6C X 2.5sq.mm. | Km. | 158681.25 | 0.066 | 10472.9625 | … | … | … | … | … | … | … | …
67 | AA3A301004 | 4" IPS Al tube EH type | Mtr. | 2200 | 90 | 198000 | … | … | … | … | … | … | … | …
68 | MM0M019017 | 48VDC, 2250Ω, 48D-5 Relay with 8 pins consisting 2NO +2NC Contact | Nos. | 1362 | 4 | 5448 | … | … | … | … | … | … | … | …
69 | JJ2J201021 | Motor Contactor For 245 KV CB, 220 VDC (CGL) | No | 800 | 14 | 11200 | … | … | … | … | … | … | … | …
70 |  | Contactor (3NO+3NC) For 245 KV CB, 220 VDC (CGL) | No | 800 | 31 | 24800 | … | … | … | … | … | … | … | …
72 | PP1P122007 | N2 Regulator Assembly | No | 19558.5 | 1 | 19558.5 | … | … | … | … | … | … | … | …
73 |  | N2 Gas Cylinder Empty | No | 20000 | 1 | 20000 | … | … | … | … | … | … | … | …
74 |  | 33 KV CT(1PH), AC 0.2, 5 Core 1600/800/1A | No | 79490.7 | 1 | 79490.7 | … | … | … | … | … | … | … | …
75 |  | 36 KV, 3 Core CT 1600/800/1 A with 0.2 Accuracy | No | 79060 | 1 | 79060 | … | … | … | … | … | … | … | …
76 |  | 33 KV CT Old & Used | Nos | 15000 | 5 | 75000
77 |  | Cap bank cell | No | 59000 | 2 | 118000
78 |  | Auxiliary switch of rating 10 amp 220 VDC, 6 NO+6NC | Nos | 9735 | 4 | 38940
79 |  | 33 KV VCB Tripping Coil | Nos | 9735 | 1 | 9735
80 |  | 33 KV VCB Closing Coil | Nos | 9735 | 1 | 9735
81 |  | 1600 Amp 33KV Motor Operated Isolator sets | Set | 163902 | 5 | 819510
83 |  | Auxiliary switch 220VDC 8 NO+8NC | NO | 9711.4 | 4 | 38845.6
86 |  | LA Surge Counter register | NO | 684.4 | 6 | 4106.4
87 |  | Tripping base register | NO | 684.4 | 6 | 4106.4
88 |  | Maximum/Minimum Register 220 KV yard | NO | 684.4 | 6 | 4106.4
89 |  | Maximum/Minimum Register 132 KV yard | NO | 684.4 | 6 | 4106.4
90 |  | Maximum/Minimum Register 33 KV yard | NO | 684.4 | 6 | 4106.4
91 |  | 75x12 mm MS Flate | MT | 94931 | 0.2 | 18986.2
92 |  | 50x6 mm MS Flate | MT | 94931 | 0.4 | 37972.4
93 |  | Circuit Breaker Upper Terminal Pad 16*75 | NO | 4720 | 3 | 14160
94 |  | Circuit Breaker Upper Terminal Pad 16*46 | NO | 6490 | 1 | 6490
95 |  | Breaker Control switch 3Position, 16 ways, 16-32 amp TNC Switch | NO | 9204 | 1 | 9204
96 |  | Tripping coil, 220-240 VDC, 73 Ω for 132 KV CGL CB | NO | 6844 | 5 | 34220
97 |  | Closing coil, 220-240 VDC, 90 Ω for 132 KV CGL CB | NO | 6844 | 2 | 13688
98 |  | Motor Contactor with addon block 220/132 KV CB | NO | 6844 | 1 | 6844
99 |  | Auxiliary contactor for 220/132 KV CB | NO | 6844 | 3 | 20532
100 |  | 40 mm MS Rod For earthing Purpose | MT | 153990 | 0.2 | 30798
101 |  | 40 mm MS 3 meter electrodes Rod For earthing Purpose | No | 2242 | 8 | 17936
102 |  | RXMA1 Relay | No | 23423 | 1 | 23423
103 |  | RXMVB2 Relay | No | 23423 | 1 | 23423
104 |  | 132KV 1250 Amp Isolator moving blade | No | 21240 | 6 | 127440
106 |  | 33KV outdoor PT | No | 70018.9 | 6 | 420113.4
107 |  | 33KV Singal Phase outdoor type 1600/800/1A, .2S | No | 82686.14 | 3 | 248058.42
108 |  | 33KV Singal Phase outdoor type 800/400/1A, .2S | No | 82686.14 | 5 | 413430.7
109 |  | 33KV CT Junction Box | No | 16256.86 | 1 | 16256.86
110 |  | AC Voltmeter, 500 volt AC, 3.5 Digit, CL - 1 | No | 5900 | 2 | 11800
111 |  | AC Ammeter, 500 volt AC, 3.5 Digit, CL - 1 | No | 5900 | 2 | 11800
112 |  | DC Voltmeter, 500 volt AC, 3.5 Digit, CL - 1 | No | 7080 | 2 | 14160
115 |  | BCU's (P14DL Model) GE Make | No | 684400 | 3 | 2053200
116 |  | BCU's (P14DL Model) GE Make | No | 621860 | 2 | 1243720
117 |  | BCU's (C650 Model) GE Make | No | 938100 | 2 | 1876200
121 |  | Breaker Control Switch, 3 Position 16 ways | No | 13564.1 | 2 | 27128.2
122 |  | Log sheet Register | Nos. | 3245 | 2 | 6490
123 |  | Daily supply position Register | Nos. | 678.5 | 5 | 3392.5
124 |  | Gate Entery Register | Nos. | 678.5 | 10 | 6785
125 |  | Monthly Stoppage Register | Nos. | 678.5 | 8 | 5428
126 |  | LA's Surge Counter Reading Register | Nos. | 678.5 | 9 | 6106.5
127 |  | Daily Battery maintenance Register | Nos. | 678.5 | 9 | 6106.5
128 |  | Max & Min (220,132,33KV) Register | Nos. | 678.5 | 9 | 6106.5
129 |  | Tripping Base Register | Nos. | 678.5 | 5 | 3392.5
130 |  | Work Permits Register | Nos. | 678.5 | 2 | 1357
131 |  | Energy Acccount Register | Nos. | 678.5 | 2 | 1357
132 |  | Defect Register | Nos. | 678.5 | 3 | 2035.5
133 |  | Maintenance Register | Nos. | 678.5 | 3 | 2035.5
134 |  | Message Register | Nos. | 678.5 | 6 | 4071
135 |  | Rostering Register | Nos. | 678.5 | 4 | 2714
\ |  | Seailing Register | Nos. | 678.5 | 1 | 678.5
137 |  | Tripping Register | Nos. | 678.5 | 2 | 1357
138 |  | Instruction Register | Nos. | 678.5 | 3 | 2035.5
139 |  | Shut Down Register | Nos. | 678.5 | 8 | 5428
140 |  | Inspection Register | Nos. | 678.5 | 2 | 1357
141 |  | Line Notice Register | Nos. | 678.5 | 4 | 2714
143 |  | Auxiliary switch 10A, 220 VDC, 6NO+6NC | Nos. | 9912 | 1 | 9912
146 |  | 33KV Tripping Coil for ABB Breaker | Nos. | 9676 | 1 | 9676
147 |  | 33KV Closing Coil for ABB Breaker | Nos. | 9676 | 1 | 9676
148 |  | 132KV 1600/800/400/1 ratio C.T | No | 179286.22 | 1 | 179286.22
149 |  | 33KV, 10KA, Class-III, Gapless Type Lighting Arrester With Panther Connectors, CU Leads and Lugs including No-reset type, Cyclometric counter surge monitor & suitable clamp | No | 29500 | 4 | 118000
150 |  | 132KV, Class-III, Gapless Type Lighting Arrester With Moose/Panther Connectors, CU Leads and Lugs including No-reset type, Cyclometric counter surge monitor & suitable clamp | No | 100300 | 3 | 300900
151 |  | PT Selection Rotary Switch, 2 Position for Bus-1, Bus-2, 25 amp, 220VDC | No | 12020 | 1 | 12020
152 |  | C wedge Connector Moose - Moose | Nos. | 4006.1 | 8 | 32048.8
155 |  | C wedge Connector Panther - Dog | Nos. | 1764.1 | 4 | 7056.4
156 |  | C wedge Connector Dog - Dog | Nos. | 1758.2 | 2 | 3516.4
157 |  | Combiflex PT Selection Relay, Type RXMD2, 220VDC, ABB Make 8NO+4CO | No | 58410 | 2 | 116820
158 |  | 145 kV 1250 A 300 BCT,IMP Make Transformer | No | 276390 | 1 | 276390
159 |  | 245KV SF6 Circuit Breaker (220Volt DC), 2500 Amp, 40KA 3Phase | No | 2964603 | 1 | 2964603
|  | 145KV SF6 Circuit Breaker (220Volt DC), 1600 Amp, 40KA 3Phase | No | 1268028 | 1 | 1268028
160 |  | Isolator Clamp for twin moose | No | 3304 | 4 | 13216
|  | 33KV VCB Tripping Coil 220VDC for ABB Make CB | Nos | 15104 | 3 | 45312
|  | 33KV VCB Closing Coil 220VDC for ABB Make CB | Nos | 15104 | 3 | 45312
|  | 33KV VCB Closing Coil 220VDC for siemens Make CB | Nos | 12744 | 3 | 38232
|  | 132KV Circuit Breaker Tripping Coil 220VDC | Nos | 11800 | 2 | 23600
|  | 132KV Circuit Breaker Closing Coil 220VDC | Nos | 11564 | 2 | 23128
|  | 220KV Circuit Breaker Tripping Coil 220VDC | Nos | 11623 | 2 | 23246
|  | 220KV Circuit Breaker Closing Coil 220VDC | Nos | 11623 | 2 | 23246
190 | VV6V602003 | 132KV CVT (Sepaged) | No. | 100000 | … | … | … | … | 1 | 100000 | … | … | … | …
191 |  | 33 KV Circuit Breaker (Old & Used) | No | 50000 | … | … | … | … | 4 | 200000
193 | AA1A101001 | GS Earth wire 7/9 SWG (Old and dismantaled) | KM | 24800 | … | … | … | … | … | … | … | … | 0.31 | 7688
194 |  | D 400 Upgrade Kit (old used & repairable) | No. | 50000 | … | … | … | … | … | … | … | … | 2 | 100000
195 |  | 220/132/33 KV Feeder Energy meeter (old & used) | No | 2000 | … | … | … | … | … | … | … | … | 26 | 52000
196 |  | 145 KV 1250 amp, Transformer Bushing with rod (O&U, Dismantle) | No | 25000 | … | … | … | … | … | … | … | … | 1 | 25000
197 |  | Annunciation card ( SPCL-440V2) ( Old & Used & Repairable) | No. | 250 | … | … | … | … | … | … | … | … | 1 | 250
198 |  | Fire Panel (O&U, Damage) | No | 500 | … | … | … | … | … | … | … | … | 1 | 500
199 |  | Capacitor cell (old,Used, Brunt & Damaged) | No | 1000 | … | … | … | … | … | … | … | … | 2 | 2000
200 |  | LMU (O&U,Damage) | Nos | 500 | … | … | … | … | … | … | … | … | 6 | 3000
201 |  | NDR Relay (Old used & defective) | Nos | 2000 | … | … | … | … | … | … | … | … | 1 | 2000
202 |  | 3 phase Window AC compressor (old, used & damaged) | Nos | 300 | … | … | … | … | … | … | … | … | 5 | 1500
203 |  | battery cells (old, used and damaged) 500 AH | No. | 2400.132 | … | … | … | … | … | … | … | … | 223 | 535229.436
204 |  | battery cells (old, used and damaged) 300 AH | No. | 2100.132 | … | … | … | … | … | … | … | … | 97 | 203712.804
205 | VV3V301002 | 33 KV CT (O&U, Damaged) | No | 5000 | [8 empty] | 11 | 55000
206 | VV3V301002 | 36 KV CT 1600/800/1Amp.(Old, used & Damaged) | Nos. | 20000 | … | … | … | … | … | … | … | … | 1 | 20000
207 | VV3V301002 | 33 KV CT Old & Used | Nos | 15000 | [8 empty] | 1 | 15000
208 | VV2V204007 | Empty Drum of Transformer Oil each 209 Ltrs. Capacity | Nos | 200 | … | … | … | … | … | … | … | … | 61 | 12200
209 |  | Aluminium clamp Scrap | KG | 15 | [8 empty] | 10 | 150
210 |  | CT Junction Box (O&U, Damaged) | No | 200 | [8 empty] | 9 | 1800
211 |  | 33Kv Circuit Breaker (O&U, damaged) Without Pole & Structure | No | 5000 | [8 empty] | 3 | 15000
212 |  | T-60 Relay (O&U, Damaged) | No | 5000 | [8 empty] | 1 | 5000
|  | Total |  |  |  | 15170024.2427 |  | 0 |  | 300000 |  | 0 |  | 1057030.24
|  | Grand Total |  |  |  | 18310301.2665 |  | 0 |  | 24393385.68 |  | 0 |  | 1676226.7413
Stock Inventory of 220 KV S/S, Jhajhra Line (January-2026 )
Name of Circle/ Zone : O&M Dehradun/ Garhwal Zone
Name of Division : O & M Division Jhajhra, Dehradun | [5 empty] | Name of Sub Station- 220 KV S/S Jhajhra, Dehradun
Stock Inventory for the month of : January-2026 | [5 empty] | Name of Section Holder- Pradeep Kumar Bhatt, J.E.(Line)
Name of Substation : 220 KV Substation, Jhajhra, Dehradun
Sl. No. | Item Code | Name of Item | Qty | Unit | Unit Rate | Amount in (Rs)
[6 empty] | Useable |  | Unserviceable |  | Non-Moving |  | Obsolete |  | Scrap
1 | NA | Galvanized Template of B type Tower | 1.326 | MT | 70074 | 92918.124 |  | _ |  | _ |  | _ |  | _
2 | NA | Galvanized Template of C type Tower | 1.342 | MT | 70074 | 94039.308 |  | _ |  | _ |  | _ |  | _
3 | NA | Pilot H/W fitting for ACSR Zebra conductor suitable for 90 KN disc insulator | 18 | Sets | 2601.25 | 46822.5 |  | _ |  | _ |  | _ |  | _
4 | II3I303003 | Vibration damper for ACSR Zebra conductor | 36 | Nos | 1156.33 | 41627.88 |  | _ |  | _ |  | _ |  | _
5 | II3I301003 | Mid span compression joint for ACSR Zebra conductor | 24 | Nos | 1517 | 36408 |  | _ |  | _ |  | _ |  | _
6 | II3I302003 | Repair sleeve for Zebra conductor | 55 | Nos | 564.59 | 31052.45 |  | _ |  | _ |  | _ |  | _
7 | II3I302003 | Repair sleeve for Zebra conductor (Old ) | 8 | Nos | 542.43 | 4339.44 |  | _ |  | _ |  | _ |  | _
8 | NA | Rigid Spacer for Twin ACSR Zebra conductor | 128 | Nos | 1248.6 | 159820.8 |  | _ |  | _ |  | _ |  | _
9 | II0I001001 | Disc Insulator 160KN | 9 | Nos | 670.68 | 6036.12 |  | _ |  | _ |  | _ |  | _
10 | II0I001006 | Disc Insulator 90KN | 180 | Nos | 945.9 | 170262 |  | _ |  | _ |  | _ |  | _
11 | NA | Disc Insulator 90 KN ( Old & Used) | 42 | Nos. | 500 | 15500 |  | 5500 |  | _ |  | _ |  | _
12 | AA0A002003 | ACSR Zebra Conductor (cut in different pieces ) | 0.51 | Km. | 265500 | 135405 |  | _ |  | _ |  | _ |  | _
13 | NA | 220 KV suspension fitting for Deer Conductor (Old & Used) | 6 | Nos. | 50 | 300 |  | _ |  | _ |  | _ |  | _
14 | II3I301002 | Mid span joint for Deer conductor | 79 | Nos | 400 | 31600 |  | _ |  | _ |  | _ |  | _
15 | II3I302002 | Repair sleeve for ACSR Deer conductor | 4 | Nos | 946.92 | 3787.68 |  | _ |  | _ |  | _ |  | _
16 | NA | Single tension fitting for Zebra conductor(Old &Used) | 6 | Nos | 500 | 3000 |  | _ |  | _ |  | _ |  | _
17 | NA | Double tension fitting for Zebra conductor (Old & used) | 9 | Nos | 500 | 4500 |  | _ |  | _ |  | _ |  | _
18 | NA | Single tension fitting for Zebra conductor without Dead End | 3 | Nos | 500 | 1500 |  | _ |  | _ |  | _ |  | _
19 | NA | Hot dip galvanized templates, including Bolts, Nuts and washers for above structure as per BOM | 1.591 | MT | 112455 | 178915.905 |  | _ |  | _ |  | _ |  | _
20 | II3I301008 | Mid span compression joint for Earth wire 7/9 SWG | 20 | Nos. | 670.64 | 13412.8 |  | _ |  | _ |  | _ |  | _
21 | NA | Bolted type tension fitting damage scrap | 3 | Nos. | 1000 | __ |  | _ |  | _ |  | _ |  | 3000
22 | NA | Disc Insulators (Dismentled & Old & Used) | 30 | Nos. | 200 | 4400 |  | 1600 |  | _ |  | _ |  | _
23 | NA | Disc Insulator (Dismantled & Old & Used) | 600 | Nos. | 200 | 113400 |  | 6600 |  | _ |  | _ |  | _
24 | NA | Pilot Fitting (90 KN) | 2 | Nos. | 3088.8 | 6177.6 |  | _ |  | _ |  | _ |  | _
25 | NA | Single Suspension Fitting for ACSR Deer(Dismantled & Old & Used & Incomplete) | 10 | Nos. | 65 | 650 |  | _ |  | _ |  | _ |  | _
26 | II5I501004 | Single tension fitting suitable for ACSR Zebra conductor | 17 | Nos. | 4118.4 | 70012.8 |  | _ |  | _ |  | _ |  | _
27 | II3I303008 | Vibration damper for earth wire 7/9 SWG | 9 | Nos. | 949.08 | 8541.72 |  | _ |  | _ |  | _ |  | _
28 | NA | Vibration damper for Deer Conductor (Dismantled & Old & Used) | 45 | Nos. | 250 | 11250 |  | _ |  | _ |  | _ |  | _
29 | NA | Hanger Suitable for Deer Conductor (Dismantled & Old & Used) | 18 | Nos. | 65 | __ |  | _ |  | _ |  | _ |  | 1170
30 | NA | Double Suspension fitting for Deer Conductor (Dismantled & Old & Used & Incomplete) | 15 | Nos. | 350 | __ |  | _ |  | _ |  | _ |  | 5250
31 | NA | Armor Rod for Deer Conductor (Dismantled & Old & Used) | 9 | Nos. | 50 | 450 |  | _ |  | _ |  | _ |  | _
32 | NA | Dead End for Deer Conductor (Dismantled & Old & Used) | 5 | Nos. | 50 | __ |  | _ |  | _ |  | _ |  | 250
33 | II0I001007 | Disc Insulator - 70KN (B&S) | 6 | Nos. | 499.8 | 2998.8 |  | _ |  | _ |  | _ |  | _
34 | II2I203002 | Suspension clamp for 7/10 SWG Earth Wire | 4 | Nos. | 1177.64 | 4710.56 |  | _ |  | _ |  | _ |  | _
35 | II2I203001 | Suspension clamp for 7/9 SWG Earth Wire | 5 | Nos. | 1177.64 | 5888.2 |  | _ |  | _ |  | _ |  | _
36 | II2I202001 | Tension clamp for 7/9 SWG Earth Wire | 6 | Nos. | 1175.23 | 7051.38 |  | _ |  | _ |  | _ |  | _
37 | II3I301004 | Mid Span Compression Joint | 4 | Nos. | 1180 | 4720 |  | _ |  | _ |  | _ |  | _
38 | II3I301009 | Mid Span Compression Joint for 7/10 SWG Earth Wire | 2 | Nos. | 733.96 | 1467.92 |  | _ |  | _ |  | _ |  | _
39 | II3I302008 | Repair Sleeve for 7/9 SWG Earth Wire | 6 | No. | 735.13 | 4410.78 |  | _ |  | _ |  | _ |  | _
40 | II3I302009 | Repair Sleeve for 7/10 SWG Earth Wire | 4 | No. | 735.13 | 2940.52 |  | _ |  | _ |  | _ |  | _
41 | II3I302004 | Repair Sleeve for ACSR Panther Conductor | 4 | No. | 1174.08 | 4696.32 |  | _ |  | _ |  | _ |  | _
42 | II3I305004 | Armour Rod for ACSR Panther Conductor | 1 | No. | 1455 | 1455 |  | _ |  | _ |  | _ |  | _
43 | PP0P001012 | Come along clamp for 7/9 SWG Earth Wire | 1 | No. | 5876 | 5876 |  | _ |  | _ |  | _ |  | _
44 | PP0P001013 | Come along clamp for 7/10 SWG Earth Wire | 1 | No. | 5853 | 5853 |  | _ |  | _ |  | _ |  | _
45 | II5I501005 | Single tension fitting for Panther conductor | 1 | No. | 5888 | 5888 |  | _ |  | _ |  | _ |  | _
46 | PP0P008011 | Bull Dog Grip for Earth wire | 3 | No. | 230.12 | 690.36 |  | _ |  | _ |  | _ |  | _
47 | II5I505005 | Double Suspension Fitting for Panther | 1 | No. | 5887 | 5887 |  | _ |  | _ |  | _ |  | _
48 | NA | Flexible Copper Bond for G.S. Earth wire 7/9 SWG | 2 | No. | 1944.66 | 3889.32 |  | _ |  | _ |  | _ |  | _
49 | FF1F101019 | 16mm Daimeter Galvanized HRH Nut & Bolt 60 mm Long | 5 | Kg | 232.44 | 1162.2 |  | _ |  | _ |  | _ |  | _
50 | FF1F101024 | G.I Nut & Bolt 16x40mm | 13 | Kg | 102 | 1326 |  | _ |  | _ |  | _ |  | _
51 | NA | Galvanised/MS Scrap of Tower Parts | 324 | Kg | 40 | 12960 |  | _ |  | _ |  | _ |  | _
52 | NA | Galvanized Template of A type tower excluding Bolts, Nuts & washers etc. (Incomplete) | 0.148 | MT | 120383 | 17816.684 |  | _ |  | _ |  | _ |  | _
53 | NA | Galvanized Template of B type tower excluding Bolts, Nuts & washers etc. (Incomplete) | 3.791 | MT | 120383 | 456371.953 |  | _ |  | _ |  | _ |  | _
|  |  | 1.649 | MT | 125801.1924 | 207446.1663 |  | _ |  | _ |  | _ |  | _
54 | NA | Galvanized Template of C type tower excluding Bolts, Nuts & washers etc. (Incomplete) | 0.676 | MT | 120383 | 81378.908 |  | _ |  | _ |  | _ |  | _
|  |  | 5.718 | MT | 125801.1924 | 719331.2181 |  | _ |  | _ |  | _ |  | _
55 | NA | Double Tension Fitting for Twin ACSR Zebra Conductor Suitable for 160 KN Disc Insulator | 6 | Sets | 12525.4286 | 75152.5716 |  | _ |  | _ |  | _ |  | _
56 | II3I303003 | Vibration Damper for Zebra Conductor | 80 | Nos. | 1095.748 | 87659.84 |  | _ |  | _ |  | _ |  | _
57 | II3I303009 | Vibration Damper for GS Earthwire 7/10 SWG | 5 | Nos. | 682.8542 | 3414.271 |  | _ |  | _ |  | _ |  | _
58 | II3I301003 | Mid Span Compression Joint for Zebra Conductor | 293 | Nos. | 1134.924 | 332532.732 |  | _ |  | _ |  | _ |  | _
59 | FF4F403007 | Flexible Copper Bond | 4 | Nos. | 1054.4598 | 4217.8392 |  | _ |  | _ |  | _ |  | _
60 | II3I302003 | Repair Sleeve for Zebra Conductor | 301 | Nos. | 507.1168 | 152642.1568 |  | _ |  | _ |  | _ |  | _
61 | II0I001001 | Disc Insulator 160 KN | 327 | Nos. | 1267.5324 | 414483.0948 |  | _ |  | _ |  | _ |  | _
62 | II0I001006 | Disc Insulator 90 KN | 8 | Nos. | 830.307 | 6642.456 |  | _ |  | _ |  | _ |  | _
63 | II4I404008 | Bundle Spacer for ACSR Twin Zebra Conductor | 128 | Nos. | 1448.2966 | 185381.9648 |  | _ |  | _ |  | _ |  | _
64 | AA1A101002 | GS Earth wire 7/10 SWG | 1.76 | Km. | 55460 | 97609.6 |  | _ |  | _ |  | _ |  | _
65 | II2I203002 | Suspension Fitting for GS Earth wire 7/10 SWG | 4 | Nos. | 1652 | 6608 |  | _ |  | _ |  | _ |  | _
66 | NA | Double Tension Fitting without Dead End for twin Zebra Conductor Suitable for 160 KN Disc Insulator (Dismantled & Incomplete) | 24 | Nos. | 2000 | 48000 |  | _ |  | _ |  | _ |  | _
67 | NA | ACSR Zebra Conductor in pieces( Dismantled & Used) | 0.485 | Km | 168000 | _ |  | _ |  | _ |  | _ |  | 81480
68 | NA | Pilot Fitting (90 KN) Dismantled & incomplete) | 3 | Nos. | 500 | 1500 |  | _ |  | _ |  | _ |  | _
69 | II5I501004 | Single tension fitting for Single Zebra Conductor | 4 | Nos. | 9912 | 39648 |  | _ |  | _ |  | _ |  | _
70 | FF1F101013 | G.I Nuts & Bolts Size M 16x80mm | 50 | Kg | 130 | 6500 |  | _ |  | _ |  | _ |  | _
71 | NA | G.I Nuts & Bolts Size M 16 Different Size | 50 | Kg | 130 | 6500 |  | _ |  | _ |  | _ |  | _
72 | NA | Galvanised Tower Parts of Tower | 0.4 | MT | 120383 | 48153.2 |  | _ |  | _ |  | _ |  | _
73 | II0I006001 | PG Clamp for ACSR Panther to Panther Conductor | 20 | Nos. | 1469.1 | 29382 |  | _ |  | _ |  | _ |  | _
74 | AA1A101001 | GS Earthwire 7/3.66mm or 7/9 SWG | 0.6 | Km | 108560 | 65136 |  | _ |  | _ |  | _ |  | _
75 | NA | 90 KN Polymer Disc Insulator for Suspension fitting | 12 | No. | 10620 | 127440 |  | _ |  | _ |  | _ |  | _
76 | NA | Double Suspension fitting (90KN) suitable for polymer disc for Single ACSR Zebra conductor | 3 | Sets | 23010 | 69030 |  | _ |  | _ |  | _ |  | _
77 | NA | Single Suspension fitting (90KN) suitable for polymer disc for Single ACSR Zebra conductor | 17 | Sets | 10030 | 170510 |  | _ |  | _ |  | _ |  | _
78 | II2I203001 | Suspension fitting for 7/9 Swg G.S. Earth wire | 5 | No. | 2655 | 13275 |  | _ |  | _ |  | _ |  | _
79 | II5I504003 | Single Suspension fitting (90KN) suitable for Single ACSR Deer conductor | 10 | Sets | 2360 | 23600 |  | _ |  | _ |  | _ |  | _
80 | II5I501003 | Single Tension fitting for ACSR Deer conductor suitable for (160KN) Disc Insulator | 1 | Sets | 4720 | 4720 |  | _ |  | _ |  | _ |  | _
81 | II3I303003 | Vibration Damper for ACSR Zebra Conductor | 15 | Sets | 1858.5 | 27877.5 |  | _ |  | _ |  | _ |  | _
82 | II3I303008 | Vibration Damper for 7/9 SWG Earth Wire | 4 | No. | 1121 | 4484 |  | _ |  | _ |  | _ |  | _
83 | NA | Deer Conductor in pieces(Old,used & Dismantled with Dead End Fitting) | 3283 | Kg | 180 | __ |  | _ |  | _ |  | _ |  | 590940
84 | II01005001 | PG Clamp for ACSR Zebra Conductor | 25 | Nos. | 882 | 22050 |  | _ |  | _ |  | _ |  | _
85 | AA0A002004 | ACSR Panther Conductor | 2 | Km | 274350 | 548700 |  | _ |  | _ |  | _ |  | _
86 | II0I005001 | PG Clamp for Zebra to Zebra Conductor | 20 | Nos. | 2230.2 | 44604 |  | _ |  | _ |  | _ |  | _
87 | II0I004004 | PG Clamp for Deer to Zebra Conductor | 10 | Nos. | 2230.2 | 22302 |  | _ |  | _ |  | _ |  | _
88 | II0I004003 | PG Clamp for Deer to Deer Conductor | 10 | Nos. | 2230.2 | 22302 |  | _ |  | _ |  | _ |  | _
89 | II3I302004 | Repair Sleeve for Panther Conductor | 20 | Nos. | 1475 | 29500 |  | _ |  | _ |  | _ |  | _
90 | II3I305004 | Armor rod for Panther conductor | 10 | Sets | 2195.98 | 21959.8 |  | _ |  | _ |  | _ |  | _
91 | NA | Single tension fitting (120 KN) for Panther conductor | 6 | Nos. | 7363.4006 | 44180.4036 |  | _ |  | _ |  | _ |  | _
92 | NA | Single Suspension fitting (70 KN) for Panther conductor | 10 | Sets | 6136.0708 | 61360.708 |  | _ |  | _ |  | _ |  | _
93 | NA | Double tension fitting (120 KN) for Single Panther conductor | 4 | Sets | 12274.006 | 49096.024 |  | _ |  | _ |  | _ |  | _
94 | NA | Double Suspension fitting (70 KN) for Panther conductor | 10 | Sets | 9440 | 94400 |  | _ |  | _ |  | _ |  | _
95 | II3I301004 | Mid Span Joint for Panther Conductor | 20 | Nos. | 1537.9648 | 30759.296 |  | _ |  | _ |  | _ |  | _
96 | II3I303004 | Vibration Damper for Panther Conductor | 20 | Nos. | 1928.2852 | 38565.704 |  | _ |  | _ |  | _ |  | _
97 | II0I001003 | 120 KN Standard Disc Insulator | 57 | Nos. | 2033.5176 | 115910.5032 |  | _ |  | _ |  | _ |  | _
98 | II0I001007 | 70 KN Standard Disc Insulator | 55 | Nos. | 1129.024 | 62096.32 |  | _ |  | _ |  | _ |  | _
99 | II5I501010 | Tension fitting for 7/10 SWG GS Earthwire | 20 | Sets | 1710.1976 | 34203.952 |  | _ |  | _ |  | _ |  | _
100 | II5I501003 | Single tension fitting (160 KN) for Single ACSR Deer conductor | 6 | Sets | 11798.82 | 70792.92 |  | _ |  | _ |  | _ |  | _
101 | NA | Double tension fitting (160 KN) for Single ACSR Deer conductor | 6 | Sets | 21830 | 130980 |  | _ |  | _ |  | _ |  | _
102 | II5I504003 | Single Suspension fitting for Single ACSR Deer conductor | 6 | Sets | 10620 | 63720 |  | _ |  | _ |  | _ |  | _
103 | NA | Double Suspension fitting (90 KN) for Single ACSR Deer conductor | 6 | Sets | 14160 | 84960 |  | _ |  | _ |  | _ |  | _
104 | NA | Single Tension Fitting(160 KN) for ACSR Single Zebra Conductor | 6 | Sets | 13412.352 | 80474.112 |  | _ |  | _ |  | _ |  | _
105 | NA | Single Suspension Fitting(90KN) for ACSR Single Zebra Conductor | 6 | Sets | 10059.0634 | 60354.3804 |  | _ |  | _ |  | _ |  | _
106 | NA | Danger Boards Retro Reflective Sheet 900mmx600mm | 5 | Nos | 5900 | 29500 |  | _ |  | _ |  | _ |  | _
107 | NA | Galvanized C type tower including Body extension-AP35 (SPL). (Dismantled material without BOQ) | 29.035 | MT | 106611.18 | 3095455.6113 |  | _ |  | _ |  | _ |  | _
108 | NA | Galvanized C type tower including Body extension-AP36 (TC+9). (Dismantled material without BOQ) | 26.235 | MT | 106611.18 | 2796944.3073 |  | _ |  | _ |  | _ |  | _
109 | NA | Galvanized C type tower including Body extension & leg extension AP37 & AP36 (TC+9). (Body Extension & Leg Extension only) (Dismantled material without BOQ) | 14.98 | MT | 106611.18 | 1597035.4764 |  | _ |  | _ |  | _ |  | _
110 | NA | ACSR Zebra Conductor ( Used & Dismantled) | 16.064 | Kms | 361393 | 5805417.152 |  | _ |  | _ |  | _ |  | _
111 | AA1A101002 | GS Earthwire 7/10 SWG (Used & Dismantled) | 1.867 | Kms | 45955 | 85797.985 |  | _ |  | _ |  | _ |  | _
112 | NA | Double Tension Fitting for Twin ACSR Zebra Conductor Suitable for 160 KN Disc Insulator (Dismantled & Incomplete) | 48 | Sets | 720 | 34560 |  | _ |  | _ |  | _ |  | _
113 | II5I501010 | Tension Fitting for GS Earthwire 7/10 SWG (Dismantled) | 3 | Sets | 744 | 2232 |  | _ |  | _ |  | _ |  | _
114 | II3I303003 | Vibration Damper for Zebra Conductor (Dismantled) | 200 | Nos. | 929 | 185800 |  | _ |  | _ |  | _ |  | _
115 | II3I303009 | Vibration Damper for GS Earthwire 7/10 SWG (Dismantled) | 20 | Nos. | 579 | 11580 |  | _ |  | _ |  | _ |  | _
116 | NA | Flexible Copper Bond (Dismantled) | 14 | Nos. | 894 | 12516 |  | _ |  | _ |  | _ |  | _
117 | II0I001001 | Disc Insulator 160 KN (Dismantled) | 1430 | Nos. | 1074 | 1535820 |  | _ |  | _ |  | _ |  | _
118 | II0I001006 | Disc Insulator 90 KN (Dismantled) | 192 | Nos. | 704 | 135168 |  | _ |  | _ |  | _ |  | _
119 | NA | Pilot fitting Suitable for Twin ACSR Zebra Conductor (Dismantled) | 2 | Sets | 9730 | 19460 |  | _ |  | _ |  | _ |  | _
120 | II4I404008 | Bundle Spacer for ACSR Twin Zebra Conductor (Dismantled) | 235 | Nos. | 1227 | 288345 |  | _ |  | _ |  | _ |  | _
Total in Rs. | [5 empty] | 22273350.2978 | 0 | 13700 | 0 | 0 | 0 | 0 | 0 | 682090
|  | Grand Total |  |  |  | 40583651.5643 |  | 13700 |  | 24393385.68 |  | 0 |  | 2358316.7413
Name of Division |  | Name of Division | EE, 220 KV O&M Industrial Division , Jhajhra , Dehradun.
Name of Substation |  | Name of Substation | 132 KV Substation Purkul, Dehradun
Incharge/Section Holder |  | Incharge/Section Holder | AE : Jasbir Singh Tomar , JE: Ranjan Kumar Negi
S.No | Item Code | Item Discription | Quantity | Unit | Rate | Useable |  | Unserviceable |  | Non-Moving |  | Obsolete |  | Scrap
[6 empty] | Amount in Rs. |  | Amount in Rs. |  | Amount in Rs. |  | Amount in Rs. | Quantity | Amount in Rs.
1 |  | Portable type primary injection set with A/T connecting following items (A) portable trolly (b) Flexible copper lead 04 No. (defective) | 1 | No | 89000 | 89000 |  | 0 |  | 0 |  | 0 |  | 0
2 |  | Analog Multimeter sanwa make |  | No | 6000 | 0 |  | 0 |  | 0 |  | 0 | 1 | 6000
3 |  | Digital timer (Damaged) |  | No | 12000 | 0 |  | 0 |  | 0 |  | 0 | 1 | 12000
4 |  | Wooden Chair Damaged |  | No | 0 | 0 |  | 0 |  | 0 |  | 0 |  | 0
5 |  | Table (Mica Top) 5'x 3' | 1 | No | 50 | 50 |  | 0 |  | 0 |  | 0 |  | 0
6 |  | Steel Almirah 78''x 36''x 19'' | 1 | No | 100 | 100 |  | 0 |  | 0 |  | 0 |  | 0
7 |  | Diamond wire scraper with cutting Plier (Damage) | 1 | No | 0 | 0 |  | 0 |  | 0 |  | 0 |  | 0
8 |  | Capacitance Portable Meter (Damaged) | 1 | No | 0 | 0 |  | 0 |  | 0 |  | 0 |  | 0
9 |  | Steel Chair Armless (Damaged) | 1 | No | 0 | 0 |  | 0 |  | 0 |  | 0 |  | 0
10 |  | Digital multimeter AC 750 V 1000 VDC (Damaged) | 1 | No | 0 | 0 |  | 0 |  | 0 |  | 0 |  | 0
11 |  | Brass Sprayer Damage for CRC | 1 | No | 0 | 0 |  | 0 |  | 0 |  | 0 |  | 0
12 |  | First Aid Box Damage | 1 | No | 0 | 0 |  | 0 |  | 0 |  | 0 |  | 0
13 |  | Brass Earth Chain 2m Damage | 1 | No | 0 | 0 |  | 0 |  | 0 |  | 0 |  | 0
14 |  | Wall Clock | 0 | No | 20 | 0 |  | 0 |  | 0 |  | 0 | 1 | 20
15 |  | Ceiling Fan off size | 2 | No | 20 | 40 |  | 0 |  | 0 |  | 0 |  | 0
16 |  | Exhust Fan | 4 | No | 50 | 200 |  | 0 |  | 0 |  | 0 |  | 0
17 |  | Multimeter Damage | 1 | No | 0 | 0 |  | 0 |  | 0 |  | 0 |  | 0
18 |  | Hammer with Handle | 1 | No | 5 | 5 |  | 0 |  | 0 |  | 0 |  | 0
19 |  | Hack saw Frame Damage | 1 | No | 0 | 0 |  | 0 |  | 0 |  | 0 |  | 0
20 |  | GI Bucket Damage | 1 | No | 0 | 0 |  | 0 |  | 0 |  | 0 |  | 0
21 |  | Single End Spanner | 1 | No | 2 | 2 |  | 0 |  | 0 |  | 0 |  | 0
22 |  | Wolf Type NWB Blower O&U | 1 | No | 50 | 50 |  | 0 |  | 0 |  | 0 |  | 0
23 |  | Hot air attechment to blower Damage | 1 | No | 0 | 0 |  | 0 |  | 0 |  | 0 |  | 0
24 |  | Magger 2.5 KV Damage Modle Continantal | 1 | No | 0 | 0 |  | 0 |  | 0 |  | 0 |  | 0
25 |  | Telephone PP set Damage | 1 | No | 0 | 0 |  | 0 |  | 0 |  | 0 |  | 0
26 |  | Pully one sheev | 0 | No | 20 | 0 |  | 0 |  | 0 |  | 0 | 1 | 20
27 |  | Pully two sheev | 1 | No | 20 | 20 |  | 0 |  | 0 |  | 0 |  | 0
28 |  | Crobar | 3 | No | 5 | 15 |  | 0 |  | 0 |  | 0 |  | 0
29 |  | Hand gloves Damage | 1 | No | 0 | 0 |  | 0 |  | 0 |  | 0 |  | 0
30 |  | Foam Type Fire Extinguisher 50 kg Damage | 3 | No | 0 | 0 |  | 0 |  | 0 |  | 0 |  | 0
31 |  | Pipe Wrench 12" Off size (damaged) | 1 | No | 0 | 0 |  | 0 |  | 0 |  | 0 |  | 0
32 |  | Tong Type Battery Cell Tester Damage | 1 | No | 0 | 0 |  | 0 |  | 0 |  | 0 |  | 0
33 |  | Patromax Damage | 1 | No | 0 | 0 |  | 0 |  | 0 |  | 0 |  | 0
34 |  | Steel Tubler Arm Chair Damage | 2 | No | 0 | 0 |  | 0 |  | 0 |  | 0 |  | 0
35 |  | Easy Chair Damage | 2 | No | 0 | 0 |  | 0 |  | 0 |  | 0 |  | 0
36 |  | Wooden office Chair (Damaged) | 1 | No | 0 | 0 |  | 0 |  | 0 |  | 0 |  | 0
37 |  | Wooden Rack Special Type (Damaged) | 1 | No | 0 | 0 |  | 0 |  | 0 |  | 0 |  | 0
38 |  | Center Table 4x'2'x18" (Damaged) | 1 | No | 0 | 0 |  | 0 |  | 0 |  | 0 |  | 0
39 |  | Wooden Table 101x 43x80 cm (Damaged) | 1 | No | 0 | 0 |  | 0 |  | 0 |  | 0 |  | 0
40 |  | Wooden office Table without draw 152x 91x76cm (damaged) | 1 | No | 0 | 0 |  | 0 |  | 0 |  | 0 |  | 0
41 |  | Steel office Table Sun Mica Top 154x 91x 76 cm | 1 | No | 100 | 100 |  | 0 |  | 0 |  | 0 |  | 0
42 |  | Steel Almirah | 1 | No | 100 | 100 |  | 0 |  | 0 |  | 0 |  | 0
43 |  | Steel Chair (Damaged) | 1 | No | 0 | 0 |  | 0 |  | 0 |  | 0 |  | 0
44 |  | Motorised oil Testing set (Damage) | 1 | No | 0 | 0 |  | 0 |  | 0 |  | 0 |  | 0
45 |  | Oil Testing Set 10-60 KV Manual Type (Damage) | 1 | No | 0 | 0 |  | 0 |  | 0 |  | 0 |  | 0
46 |  | Fire Fighting Extinguisher CO2 Type 22.5 kg | 1 | No | 2 | 2 |  | 0 |  | 0 |  | 0 |  | 0
47 |  | Grease Gun (Damage) | 1 | No | 0 | 0 |  | 0 |  | 0 |  | 0 |  | 0
48 |  | Hole Bari | 0 | No | 5 | 0 |  | 0 |  | 0 |  | 0 | 3 | 15
49 |  | Pipe Wrench (Damage) | 0 | No | 1 | 0 |  | 0 |  | 0 |  | 0 | 1 | 1
50 |  | Measuring tape 30m (Damage) | 1 | No | 0 | 0 |  | 0 |  | 0 |  | 0 |  | 0
51 |  | Measuring tape 2 m (Damage) | 1 | No | 0 | 0 |  | 0 |  | 0 |  | 0 |  | 0
52 |  | Nose Plier (Damage) | 1 | No | 0 | 0 |  | 0 |  | 0 |  | 0 |  | 0
53 |  | Stream Line Filter machine 50GPH Damaged) | 0 | No | 1000 | 0 |  | 0 |  | 0 |  | 0 | 1 | 1000
54 |  | Alloyed all purpose folding ladder (Damage) | 0 | No | 20 | 0 |  | 0 |  | 0 |  | 0 | 1 | 20
55 |  | GI Steel Rack | 2 | No | 50 | 100 |  | 0 |  | 0 |  | 0 |  | 0
56 |  | Round File Damage | 0 | No | 0 | 0 |  | 0 |  | 0 |  | 0 |  | 0
57 |  | Chain Tackle 5 T (Damage) | 0 | No | 1000 | 0 |  | 0 |  | 0 |  | 0 | 1 | 1000
58 |  | Screw Driver off size (Damage) | 0 | No | 0 | 0 |  | 0 |  | 0 |  | 0 |  | 0
59 |  | Tripole(Damage) | 0 | No | 100 | 0 |  | 0 |  | 0 |  | 0 | 1 | 100
60 |  | Lock off size Damage | 2 | No | 0 | 0 |  | 0 |  | 0 |  | 0 |  | 0
61 |  | D Spanner 36/41 | 1 | No | 2 | 2 |  | 0 |  | 0 |  | 0 |  | 0
62 |  | Allen key Set 8 Pcs. | 1 | No | 50 | 50 |  | 0 |  | 0 |  | 0 |  | 0
63 |  | D Spanner 7/16 & 9/16 | 2 | No | 50 | 100 |  | 0 |  | 0 |  | 0 |  | 0
64 |  | D Spanner off size 6 pcs. | 1 | No | 50 | 50 |  | 0 |  | 0 |  | 0 |  | 0
65 |  | Fire Fighting Extinguisher CO2 Type 6.2 kg | 1 | No | 0 | 0 |  | 0 |  | 0 |  | 0 |  | 0
66 |  | Insulated Fiber glass Helmet (Damaged) | 1 | No | 0 | 0 |  | 0 |  | 0 |  | 0 |  | 0
67 |  | Stand for drill machine Damage | 1 | No | 0 | 0 |  | 0 |  | 0 |  | 0 |  | 0
68 |  | Electric drill Machine Heavy Duty | 0 | No | 100 | 0 |  | 0 |  | 0 |  | 0 | 1 | 100
69 |  | Ceiling Fan | 2 | No | 100 | 200 |  | 0 |  | 0 |  | 0 |  | 0
70 |  | Lock 50mm Damage | 1 | No | 0 | 0 |  | 0 |  | 0 |  | 0 |  | 0
71 |  | Lock 50mm Navtal Godrej Damage | 1 | No | 0 | 0 |  | 0 |  | 0 |  | 0 |  | 0
72 |  | Lock 50mm Navtal Godrej Damage | 1 | No | 0 | 0 |  | 0 |  | 0 |  | 0 |  | 0
73 |  | Donlop Coir Mattress Damage | 2 | No | 0 | 0 |  | 0 |  | 0 |  | 0 |  | 0
74 |  | Double Bed Wooden | 1 | No | 0 | 0 |  | 0 |  | 0 |  | 0 |  | 0
75 |  | Bina Color Focusing Omega Damage | 1 | No | 0 | 0 |  | 0 |  | 0 |  | 0 |  | 0
76 |  | Sony Erectiion Mobile Phone (Damage) | 1 | No | 0 | 0 |  | 0 |  | 0 |  | 0 |  | 0
77 |  | 1200 LPH Centrifuging machine CEE DEE | 1 | No | 5000 | 5000 |  | 0 |  | 0 |  | 0 |  | 0
78 |  | Mobile Hand Set Motorola C168 (Damage) | 1 | No | 0 | 0 |  | 0 |  | 0 |  | 0 |  | 0
79 |  | TFT 15" Monitor HCL | 1 | No | 500 | 500 |  | 0 |  | 0 |  | 0 |  | 0
80 |  | UPS 1.0 KVA Uniline Damaged | 0 | No | 50 | 0 |  | 0 |  | 0 |  | 0 | 1 | 50
81 |  | Internal 56 Kbps Modem | 1 | No | 50 | 50 |  | 0 |  | 0 |  | 0 |  | 0
82 |  | Bi-lingual Key board | 0 | No | 50 | 0 |  | 0 |  | 0 |  | 0 | 1 | 50
83 |  | Combodrive | 1 | No | 100 | 100 |  | 0 |  | 0 |  | 0 |  | 0
84 |  | Mc Afee Antivirus Expired | 0 | No | 0 | 0 |  | 0 |  | 0 |  | 0 |  | 0
85 |  | Nokia handset Damaged | 0 | No | 0 | 0 |  | 0 |  | 0 |  | 0 |  | 0
86 |  | Side rack steel | 1 | No | 50 | 50 |  | 0 |  | 0 |  | 0 |  | 0
87 |  | Godrej companion chair (damaged) | 2 | No | 10 | 20 |  | 0 |  | 0 |  | 0 |  | 0
88 |  | Cooler (damaged) | 0 | No | 100 | 0 |  | 0 |  | 0 |  | 0 | 5 | 500
89 |  | oil filled radiator (Damaged) | 0 | No | 100 | 0 |  | 0 |  | 0 |  | 0 | 1 | 100
90 |  | Open steel rack four shelves | 1 | No | 500 | 500 |  | 0 |  | 0 |  | 0 |  | 0
91 |  | Four draw Verticle filing cabinet | 1 | No | 500 | 500 |  | 0 |  | 0 |  | 0 |  | 0
92 |  | Table office | 0 | No | 500 | 0 |  | 0 |  | 0 |  | 0 | 1 | 500
93 |  | Armed three sheeter chair | 2 | No | 200 | 400 |  | 0 |  | 0 |  | 0 |  | 0
94 |  | Cushion stool | 0 | No | 100 | 0 |  | 0 |  | 0 |  | 0 | 2 | 200
95 |  | Glass door Book shelf | 1 | No | 500 | 500 |  | 0 |  | 0 |  | 0 |  | 0
96 |  | Chair | 0 | No | 100 | 0 |  | 0 |  | 0 |  | 0 | 6 | 600
97 |  | Steel Locker | 1 | No | 1000 | 1000 |  | 0 |  | 0 |  | 0 |  | 0
98 |  | Godrej Chair | 0 | No | 500 | 0 |  | 0 |  | 0 |  | 0 | 5 | 2500
99 |  | Godrej Companion Computer Table | 2 | No | 500 | 1000 |  | 0 |  | 0 |  | 0 |  | 0
100 |  | Godrej Supervisior Table T8 | 1 | No | 500 | 500 |  | 0 |  | 0 |  | 0 |  | 0
101 |  | Torque wrench | 1 | No | 50 | 50 |  | 0 |  | 0 |  | 0 |  | 0
102 |  | Four sheev pully | 1 | No | 100 | 100 |  | 0 |  | 0 |  | 0 |  | 0
103 |  | Single Sheev pully Al/ MS | 3 | No | 50 | 150 |  | 0 |  | 0 |  | 0 |  | 0
104 |  | Key | 0 | No | 20 | 0 |  | 0 |  | 0 |  | 0 | 2 | 40
105 |  | Spanner | 0 | No | 10 | 0 |  | 0 |  | 0 |  | 0 | 2 | 20
106 |  | Earth Chain | 0 | No | 100 | 0 |  | 0 |  | 0 |  | 0 | 2 | 200
107 |  | Earth link rod | 2 | No | 500 | 1000 |  | 0 |  | 0 |  | 0 |  | 0
108 |  | Nokia mobile | 2 | No | 0 | 0 |  | 0 |  | 0 |  | 0 |  | 0
109 |  | Water Cooler | 0 | No | 1000 | 0 |  | 0 |  | 0 |  | 0 | 1 | 1000
110 |  | Water Purifier | 0 | No | 500 | 0 |  | 0 |  | 0 |  | 0 | 1 | 500
111 |  | Fency center table | 1 | No | 1000 | 1000 |  | 0 |  | 0 |  | 0 |  | 0
112 |  | Sofa cum cushion type easy chair | 6 | No | 500 | 3000 |  | 0 |  | 0 |  | 0 |  | 0
113 |  | Tong Tester Clamp meter Motwani | 1 | No | 500 | 500 |  | 0 |  | 0 |  | 0 |  | 0
114 |  | Multi meter AC/DC Motwani | 1 | No | 500 | 500 |  | 0 |  | 0 |  | 0 |  | 0
115 |  | Bolted type Material Come along Clamp for ACSR Deer Conductor | 3 | No | 50 | 150 |  | 0 |  | 0 |  | 0 |  | 0
116 |  | Bolted type Material Come along Clamp for ACSR Panther Conductor one set damage | 3 | No | 50 | 150 |  | 0 |  | 0 |  | 0 |  | 0
117 |  | Bina culor | 1 | No | 1000 | 1000 |  | 0 |  | 0 |  | 0 |  | 0
118 |  | Die set suitable for ACSR Zebra conductor Steel portion one set | 3 | No | 100 | 300 |  | 0 |  | 0 |  | 0 |  | 0
119 |  | Die set suitable for ACSR Zebra conductor Aluminium portion | 3 | No | 100 | 300 |  | 0 |  | 0 |  | 0 |  | 0
120 |  | Heavy duty drill Machine fittied in frame operated manually & electrically | 1 | No | 500 | 500 |  | 0 |  | 0 |  | 0 |  | 0
121 |  | Aluminium Alloy Ladder | 1 | No | 500 | 500 |  | 0 |  | 0 |  | 0 |  | 0
122 |  | UPS | 1 | No | 3006 | 3006 |  | 0 |  | 0 |  | 0 |  | 0
123 |  | Computer | 1 | No | 89533 | 89533 |  | 0 |  | 0 |  | 0 |  | 0
124 |  | HP Printer | 1 | No | 38468 | 38468 |  | 0 |  | 0 |  | 0 |  | 0
125 |  | DCRM For Circuit Breaker | 1 | No | 4610000 | 4610000 |  | 0 |  | 0 |  | 0 |  | 0
126 |  | Megger 5KV | 1 | No | 653000 | 653000 |  | 0 |  | 0 |  | 0 |  | 0
|  | Total |  |  |  | 5503513 |  | 0 |  | 0 |  | 0 |  | 26536
| Name of Division |  | EE, 220 KV O&M Industrial Division , Jhajhra , Dehradun.
| Name of Substation |  | 132 KV Substation Purkul, Dehradun
| Incharge/Section Holder |  | AE : Jasbir Tomar , JE: OM Prakash
1 |  | Open Rack | 1 | No | 1600 | 1600 |  | 0 |  | 0 |  | 0 |  | 0
2 |  | Mobile Phone (Damage) | 2 | No | 100 | 200 |  | 0 |  | 0 |  | 0 |  | 0
3 |  | Godrej Table T-9 | 1 | No | 19659.52 | 19659.52 |  | 0 |  | 0 |  | 0 |  | 0
4 |  | Visitor Chairs Godrej-1007 | 8 | No | 4718.08 | 37744.64 |  | 0 |  | 0 |  | 0 |  | 0
5 |  | Filing cabinate with Four Drawer | 1 | No | 20294.4 | 20294.4 |  | 0 |  | 0 |  | 0 |  | 0
6 |  | Almirah (Godrej) | 1 | No | 21719.04 | 21719.04 |  | 0 |  | 0 |  | 0 |  | 0
7 |  | Godrej Table T-8 | 1 | No | 12451.84 | 12451.84 |  | 0 |  | 0 |  | 0 |  | 0
8 |  | Chair 7003D (GodreJ) | 1 | No | 10791.68 | 10791.68 |  | 0 |  | 0 |  | 0 |  | 0
9 |  | Cushioned Stool (Guard high back) | 4 | No | 2983.68 | 11934.72 |  | 0 |  | 0 |  | 0 |  | 0
10 |  | Laptop HP 14G9 | 1 | No | 106149 | 106149 |  | 0 |  | 0 |  | 0 |  | 0
|  | Total |  |  |  | 242544.84 |  | 0 |  | 0 |  | 0 |  | 0
|  | Grand Total |  |  |  | 5746057.84 |  | 0 |  | 0 |  | 0 |  | 26536
Inventory
Name of Zone |  | Garhwal Zone Roorkee
Name of circle |  | O&M Circle Dehradun
Name of Division |  | O&M Division Yamuna Colony Dehradun
Name of S/s |  | 132kV Majra Substation Dehradun
Month |  | January 2026 (Upto 22.01.2026)
Incharge |  | Dinesh Kumar Singh JE O&M Majra
S. No. | Item code | Name of Item | Unit | Unit Rate | Qty. | Useable |  | Unserviceable |  | Non-Moving |  | Obsolete |  | Scrap
[6 empty] | Total Amount |  | Total Amount |  | Total Amount |  | Total Amount |  | Total Amount
Items not Included in the list
1 | VV3V305006 | 33KV 800/400/1A (3 Core) accuracy class 0.2 | No | 35752.5 | 1 | 0 |  | 0 |  | 0 |  | 0 |  | 35752.5
2 | KK0K003001 | 132KV Surge Arrestor Old & Used | No | 200 | 15 | 0 |  | 0 |  | 0 |  | 3000 |  | 0
3 | JJ0J005010 | 33KV Circuit Breaker Old & Used | No | 10000 | 1 | 0 |  | 0 |  | 0 |  | 0 |  | 10000
4 | SS0S003003 | 132KV Isolator Old & Used | No | 500 | 2 | 0 |  | 0 |  | 0 |  | 1000 |  | 0
5 | AA1A101002 | GI earth wire 7/10 SWG old & used in bits | Kg | 25 | 277.6 | 0 |  | 0 |  | 0 |  | 0 |  | 6940
6 | SS0S003003 | 132kV Isolator with Damaged Post (Old & Used) | No | 500 | 2 | 0 |  | 0 |  | 0 |  | 1000 |  | 0
7 | VV3V303004 | 132KV CT old & used | No | 1000 | 3 | 0 |  | 0 |  | 0 |  | 0 |  | 3000
8 |  | 33KV CT 120/1 A old & damaged | No | 500 | 3 | 0 |  | 0 |  | 0 |  | 0 |  | 1500
9 |  | Male Contact Copper Scrap | Kg | 40 | 4.5 | 0 |  | 0 |  | 0 |  | 0 |  | 180
10 |  | Al scrap (for various damage clamps) | Kg | 20 | 11.5 | 0 |  | 0 |  | 0 |  | 0 |  | 230
11 | VV3V305010 | 33KV CT damaged | No | 500 | 3 | 0 |  | 0 |  | 0 |  | 0 |  | 1500
12 |  | 33KV Jaw Old & Used/Damage | No | 50 | 12 | 0 |  | 0 |  | 0 |  | 0 |  | 600
13 |  | 33KV Isolator Blade old & used/Damaged | No | 50 | 6 | 0 |  | 0 |  | 0 |  | 0 |  | 300
14 |  | 33KV SF6 circuit breaker ( 1-Pole damage) | No | 5000 | 1 | 0 |  | 5000 |  | 0 |  | 0 |  | 0
15 | VV3V303004 | 132KV CT Leak from Delta Point | No | 5000 | 1 | 0 |  | 5000 |  | 0 |  | 0 |  | 0
16 |  | 33KV PT Damaged | No | 1000 | 2 | 0 |  | 2000 |  | 0 |  | 0 |  | 0
Slow Moving
1 | SS3S301007 | Male arm assembly for 145KV ELPRO | No | 12240 | 3 | 0 |  | 0 |  | 0 |  | 36720 |  | 0
2 | SS3S301006 | Female arm assembly for 145KV ELPRO | No | 12240 | 3 | 0 |  | 0 |  | 0 |  | 36720 |  | 0
3 | SS3S301007 | Male arm assembly for 145KV HVLEM | No | 12240 | 3 | 0 |  | 0 |  | 0 |  | 36720 |  | 0
4 | SS3S301006 | Female contact assembly for 145KV HVLEM | No | 12240 | 3 | 0 |  | 0 |  | 0 |  | 36720 |  | 0
5 | SS0S003003 | 145KV Bus Isolator complete Old & Used | No | 25000 | 1 | 0 |  | 25000 |  | 0 |  | 0 |  | 0
6 | II2I210002 | Twin Type 33KV Isolator Clamp for Moose Conductor | No | 1493.5 | 41 | 0 |  | 0 |  | 61233.5 |  | 0 |  | 0
7 | VV1V101034 | Bushing Assembly 145KV Alstom T/F | No | 25000 | 1 | 0 |  | 0 |  | 25000 |  | 0 |  | 0
Fast Moving (Useable)
1 | VV3V305006 | 33KV CT Ratio 800/400/1 | No | 46964 | 1 | 46964 |  | 0 |  | 0 |  | 0 |  | 0
2 | MM0M007003 | Buchholz Relay | No | 27730 | 1 | 27730 |  | 0 |  | 0 |  | 0 |  | 0
3 | VV2V207001 | WTI | No | 30680 | 1 | 30680 |  | 0 |  | 0 |  | 0 |  | 0
4 | VV3V305006 | 33KV CT 800-400/1 Amp 0.2s Class | No | 53454 | 1 | 53454 |  | 0 |  | 0 |  | 0 |  | 0
5 | JJ7J707001 | SF6 Gas | Kg | 7044.6 | 4.5 | 31700.7 |  | 0 |  | 0 |  | 0 |  | 0
6 |  | Amp Meter | No | 920.4 | 2 | 1840.8 |  | 0 |  | 0 |  | 0 |  | 0
7 |  | ACSR Panther conductor | Mtr | 110 | 20 | 2200 |  | 0 |  | 0 |  | 0 |  | 0
8 |  | Expulsion Type fuse | No | 1444.3 | 4 | 5777.2 |  | 0 |  | 0 |  | 0 |  | 0
9 |  | GI Nut and Bolts 16MM | Kg | 283.2 | 7 | 1982.4 |  | 0 |  | 0 |  | 0 |  | 0
10 |  | GI Nut and Bolts 18MM | Kg | 283.2 | 5 | 1416 |  | 0 |  | 0 |  | 0 |  | 0
11 |  | 33 KV Circuit Breaker old and used | No | 5000 | 1 | 5000 |  | 0 |  | 0 |  | 0 |  | 5000
12 |  | 33 KV Isolator Jaw | No | 6490 | 1 | 6490 |  | 0 |  | 0 |  | 0 |  | 0
13 |  | 145 KV Single phase Current Transformer | No | 330400 | 3 | 991200 |  | 0 |  | 0 |  | 0 |  | 0
14 |  | RTCC Panel | No | 1027308 | 1 | 1027308 |  | 0 |  | 0 |  | 0 |  | 0
15 | VV3V305006 | 33KV CT 800-400/1 Amp 0.2s Class | No | 86730 | 3 | 260190 |  | 0 |  | 0 |  | 0 |  | 0
16 |  | Expulsion Type fuse for Capacitor Bank II | No | 973.5 | 22 | 21417 |  | 0 |  | 0 |  | 0 |  | 0
17 |  | Expulsion Type fuse for Capacitor Bank I | No | 1445.5 | 66 | 95403 |  | 0 |  | 0 |  | 0 |  | 0
18 |  | 132 KV Isolator Blade | No | 8850 | 15 | 132750 |  | 0 |  | 0 |  | 0 |  | 0
19 |  | 132 KV Isolator Jaw | No | 8850 | 15 | 132750 |  | 0 |  | 0 |  | 0 |  | 0
20 |  | Isolator Pad Clamp | No | 4130 | 5 | 20650 |  | 0 |  | 0 |  | 0 |  | 0
21 |  | 132 KV Jaw for CB type isolator | No | 15104 | 3 | 45312 |  | 0 |  | 0 |  | 0 |  | 0
22 |  | 133 KV Blade for CB type isolator | No | 12980 | 3 | 38940 |  | 0 |  | 0 |  | 0 |  | 0
23 |  | 132 KV Isolator clamp | No | 6572.6 | 6 | 39435.6 |  | 0 |  | 0 |  | 0 |  | 0
24 |  | 145 KV Bus post Insulator | No | 29981.44 | 4 | 119925.76 |  | 0 |  | 0 |  | 0 |  | 0
25 |  | ACSR Moose Conductor | Km | 300000 | 0.1 | 30000 |  | 0 |  | 0 |  | 0 |  | 0
26 |  | 33 KV SF6 spring charge motor | No | 29205 | 3 | 87615 |  | 0 |  | 0 |  | 0 |  | 0
27 |  | 132 KV SF6 spring charge motor | No | 44663 | 2 | 89326 |  | 0 |  | 0 |  | 0 |  | 0
28 |  | 132 KV SF6 spring charge motor | No | 55401 | 2 | 110802 |  | 0 |  | 0 |  | 0 |  | 0
29 |  | 132 KV tripping coil | No | 16461 | 2 | 32922 |  | 0 |  | 0 |  | 0 |  | 0
30 |  | 133 KV closing coil | No | 15930 | 2 | 31860 |  | 0 |  | 0 |  | 0 |  | 0
31 |  | PG Clamp Moose to Moose | No | 6903 | 3 | 20709 |  | 0 |  | 0 |  | 0 |  | 0
32 |  | Isolator Clamp Panther | No | 6903 | 6 | 41418 |  | 0 |  | 0 |  | 0 |  | 0
33 |  | C Wej Moose to Panther | No | 6490 | 2 | 12980 |  | 0 |  | 0 |  | 0 |  | 0
34 |  | C Wej Moose to moose | No | 6254 | 5 | 31270 |  | 0 |  | 0 |  | 0 |  | 0
35 |  | Silica gel | Kg | 637.2 | 17 | 10832.4 |  | 0 |  | 0 |  | 0 |  | 0
36 |  | C Wej Panther to Panther | No | 4012 | 6 | 24072 |  | 0 |  | 0 |  | 0 |  | 0
37 |  | C Wej Moose to moose | No | 5675.8 | 8 | 45406.4 |  | 0 |  | 0 |  | 0 |  | 0
38 |  | C Wej Moose to moose | No | 4897 | 8 | 39176 |  | 0 |  | 0 |  | 0 |  | 0
Total (in Rs) | [5 empty] | 3748905.26 |  | 37000 |  | 86233.5 |  | 151880 |  | 60002.5
Inventory
Name of Zone |  | Garhwal Zone
Name of circle |  | Dehradun Circle
Name of Division |  | O&M Division Yamuna Colony Dehradun
Name of Substation |  | 132 KV Substation Majra
Name of Section Holder |  | Dinesh Kumar Singh JE
Month |  | 2026-01-21
S. No. | Item code | Name of Item | Unit | Unit rate in Rs. | Qty. | Useable |  | Unserviceable |  | Non-Moving |  | Obsolete |  | Scrap
[6 empty] | Total Amount |  | Total Amount |  | Total Amount |  | Total Amount |  | Total Amount
1 | NN0N003008 | 11 KV panel damage | No | 100 | 1 | 0 |  | 0 |  | 0 |  | 0 |  | 100
2 |  | 110V DCDB panel (old &used) | No | 100 | 1 | 0 |  | 0 |  | 0 |  | 0 |  | 100
3 |  | Lenovo K6 mobile phone (old & used) | No | 7500 | 1 | 0 |  | 7500 |  | 0 |  | 0 |  | 0
4 | YY1Y102002 | 110 volt Battery Charger damage | No | 500 | 1 | 0 |  | 0 |  | 0 |  | 0 |  | 500
5 |  | Disc Fittings damage | No | 50 | 3 | 0 |  | 0 |  | 0 |  | 0 |  | 150
6 | NN0N001012 | 11 KV MOCB incoming panel(Obselete) | No | 1000 | 1 | 0 |  | 0 |  | 0 |  | 0 |  | 1000
7 | NN0N001012 | 11 KV MOCB outgoing panel(Obselete) | No | 1000 | 2 | 0 |  | 0 |  | 0 |  | 0 |  | 2000
8 | II3I308001 | Bird Guard | No | 564.1 | 18 | 10153.8 |  | 0 |  | 0 |  | 0 |  | 0
9 | II5I501009 | Tension Fitting 7/09 SWG Earth Wire | Set | 1416 | 8 | 11328 |  | 0 |  | 0 |  | 0 |  | 0
10 | II2I202002 | Tension Clamp 7/10 SWG Earth Wire | No | 1003 | 4 | 4012 |  | 0 |  | 0 |  | 0 |  | 0
11 | II5I502005 | Double Tension Fitting for Panther | No | 4708.2 | 3 | 14124.6 |  | 0 |  | 0 |  | 0 |  | 0
12 | YY0Y003005 | 2 volt 300 AH Battery Cell damage | No | 10 | 54 | 0 |  | 0 |  | 0 |  | 0 |  | 540
13 | YY1Y102002 | Battery charger 300AH Statcon make Old and used | No | 1000 | 1 | 0 |  | 1000 |  | 0 |  | 0 |  | 0
14 | AA0A002004 | ACSR Panther Conductor damage | Kg | 50 | 80 | 0 |  | 0 |  | 0 |  | 0 |  | 4000
Total (in Rs) |  |  |  |  | 168 | 39618.4 |  | 8500 |  | 0 |  | 0 |  | 8390
Grand Total (in Rs) | [5 empty] | 3788523.66 |  | 45500 |  | 86233.5 |  | 151880 |  | 68392.5
Name of Zone |  | Garhwal
Name of Circle |  | O&M Circle Dehradun
Name of Stock Holder |  | Sh. Kuldeep Kumar Jadli
Name of Division |  | Yamuna Colony Dehradun
Name of Substation |  | 132 KV S/s Majra Dehradun
Month- |  | 2026-01-01
S.No |  | Name OF ITEMS | QTY | RATE |  | Amount in (Rs.)
[6 empty] | Useable |  | Unserviceable |  | Non-Moving |  | Obsolete |  | Scrap
1 |  | Incomplete tower parts rusted in scrap | 8410 | 72.2 |  | 607202 |  | 0 |  | 0 |  | 0 |  | 0
2 |  | Template -B type tower stub (O/U) | 1233.1 | 40 |  | 49324 |  | 0 |  | 0 |  | 0 |  | 0
3 |  | Template -C type tower stub (O/U) | 2071.5 | 20 |  | 41430 |  | 0 |  | 0 |  | 0 |  | 0
4 |  | A type tower part(O/U) | 0.955 | 40000 |  | 38200 |  | 0 |  | 0 |  | 0 |  | 0
5 |  | A+3type tower parts(O/U) | 5.165 | 40000 |  | 206600 |  | 0 |  | 0 |  | 0 |  | 0
6 |  | Template for 132KV S/C tower | 1.77 | 72200 |  | 127794 |  | 0 |  | 0 |  | 0 |  | 0
7 |  | Mid span joint for Earth wire | 4 | 50 |  | 200 |  | 0 |  | 0 |  | 0 |  | 0
8 |  | Earth wire 7/10swg | 249.97 | 44 |  | 10998.68 |  | 0 |  | 0 |  | 0 |  | 0
9 |  | Double Tension Fitting Compression type for ACSR special panther | 3 | 9056.5 |  | 27169.5 |  | 0 |  | 0 |  | 0 |  | 0
10 |  | Single Tension Fitting Compression type for ACSR special panther | 9 | 5428 |  | 48852 |  | 0 |  | 0 |  | 0 |  | 0
11 |  | Mid Span Joint for ACSR special panther | 6 | 1239 |  | 7434 |  | 0 |  | 0 |  | 0 |  | 0
12 |  | Vibration damper for ACSR special panther | 14 | 1410.1 |  | 19741.4 |  | 0 |  | 0 |  | 0 |  | 0
13 |  | Vibration damper | 1 | 1342.84 |  | 1342.84 |  | 0 |  | 0 |  | 0 |  | 0
14 |  | Double tensiion fitting | 1 | 9204 |  | 9204 |  | 0 |  | 0 |  | 0 |  | 0
15 |  | Mid span joint | 1 | 1156.4 |  | 1156.4 |  | 0 |  | 0 |  | 0 |  | 0
16 |  | Vibration Damper | 4 | 1180 |  | 4720 |  | 0 |  | 0 |  | 0 |  | 0
17 |  | Steel joint | 3 | 955.8 |  | 2867.4 |  | 0 |  | 0 |  | 0 |  | 0
18 |  | 132 KV D/C B Type Tower Parts Incomplete CromptonMake | 28629 | 40 |  | 1145160 |  | 0 |  | 0 |  | 0 |  | 0
19 |  | 132 KV D/C A Type Tower Parts Incomplete Crompton Make | 6400 | 40 |  | 256000 |  | 0 |  | 0 |  | 0 |  | 0
20 |  | 132 KV S/C A Type Tower Parts Incomplete SAE Make | 13022 | 40 |  | 520880 |  | 0 |  | 0 |  | 0 |  | 0
21 |  | 132KV S/C 'C' type tower parts incomplete scrap | 0.8399 | 100 |  | 83.99 |  | 0 |  | 0 |  | 0 |  | 0
22 |  | Polymer Insulator String | 12 | 9676 |  | 116112 |  | 0 |  | 0 |  | 0 |  | 0
23 |  | Number Plate | 1 | 480 |  | 480 |  | 0 |  | 0 |  | 0 |  | 0
24 |  | Danger Plate | 1 | 480 |  | 480 |  | 0 |  | 0 |  | 0 |  | 0
25 |  | Phase Plate | 1 | 550 |  | 550 |  | 0 |  | 0 |  | 0 |  | 0
26 |  | Counter poise earthing | 1 | 15500 |  | 15500 |  | 0 |  | 0 |  | 0 |  | 0
27 |  | Anti climb device | 1 | 13800 |  | 13800 |  | 0 |  | 0 |  | 0 |  | 0
28 |  | Repair sleeve for earth wire | 2 | 580 |  | 1160 |  | 0 |  | 0 |  | 0 |  | 0
29 |  | ACSR Panther conductor | 1 | 225000 |  | 225000 |  | 0 |  | 0 |  | 0 |  | 0
30 |  | Double Tension Fitting 120 KN Disc insulator | 1 | 9950 |  | 9950 |  | 0 |  | 0 |  | 0 |  | 0
31 |  | Single Tension Fitting 120 KN Disc insulator | 3 | 6000 |  | 18000 |  | 0 |  | 0 |  | 0 |  | 0
32 |  | Tension fitting for earth wire | 2 | 1450 |  | 2900 |  | 0 |  | 0 |  | 0 |  | 0
33 |  | Mid span joint for 7/10 SWG earth wire | 2 | 500 |  | 1000 |  | 0 |  | 0 |  | 0 |  | 0
34 |  | 120 KN Disc Insulator | 66 | 1050 |  | 69300 |  | 0 |  | 0 |  | 0 |  | 0
35 |  | GS Earth wire 7/10 SWG | 0.35 | 68000 |  | 23800 |  | 0 |  | 0 |  | 0 |  | 0
36 |  | Vibration Damper for panther | 6 | 1560 |  | 9360 |  | 0 |  | 0 |  | 0 |  | 0
37 |  | Vibration Damper for 7/10 SWG earth wire | 4 | 850 |  | 3400 |  | 0 |  | 0 |  | 0 |  | 0
38 |  | Mid Span Joint | 3 | 1199 |  | 3597 |  | 0 |  | 0 |  | 0 |  | 0
39 |  | Bolted type PG Clamp with Nut Bolt | 2 | 2360 |  | 4720 |  | 0 |  | 0 |  | 0 |  | 0
40 |  | PG Clamp Panther to panther | 6 | 2926.4 |  | 17558.4 |  | 0 |  | 0 |  | 0 |  | 0
41 |  | C-Wej Clamp panther to panther | 10 | 2937.02 |  | 29370.2 |  | 0 |  | 0 |  | 0 |  | 0
|  | Total |  |  |  | 3692397.81
|  | Grand Total |  |  |  | 7480921.47 |  | 45500 |  | 86233.5 |  | 151880 |  | 68392.5
Name Of Circle Zone :- Garhwal Zone
Name Of Division :- E.E. (O&M) Division, Yamuna colony Dehra Dun.
Stock inventory for the Month of :- January - 2026
Name of Stock Holder - Vikas Kumar (J.E.)
Name Of Substation: |  |  |  | 132KV Sub station Bindal
Sl. No. |  | Name Of Item | Qty | Unit | Unit Rate | Useable |  | Unserviceable |  | Non-Moving |  | Obsolete |  | Scrap
[6 empty] | Value |  | Value |  | Value |  | Value |  | Value
1 |  | Tension fitting for zebra without dead end | 54 | No. | 700 |  |  |  |  | 37800
2 |  | Earth wire clamp for SP-55 | 25 | No. | 100 | [6 empty] | 2500
3 |  | V Cross Arm 33KV | 4 | No. | 500 | [6 empty] | 2000
4 |  | Contactor MN-25watt aux 1c AC 15-4 415V, AC 10A | 1 | No. | 1350.65 | 1350.65
5 |  | 145KV L.A | 3 | No. | 15000 |  |  |  |  | 45000
6 |  | 145KV C.T 800/400/1 | 5 | No. | 103650 | 518250
7 |  | Pin Insulator for LT line | 40 | No. | 221.32 | 8852.8
8 |  | Three & Haif core circular armoured XLPE cable size 3.5*400 Sqmm | 30 | Mtr. | 994.5 | 29835
9 |  | T/F oil O/U | 9 | KL. | 25000 | [6 empty] | 225000
10 |  | Line Matching unit | 2 | No. | 2000 | [6 empty] | 4000
11 |  | H.F. Cable | 454 | Mtr. | 100 | 45400
12 |  | ACSR deer conductor in bits O/u | 2 | Mtr. | 50 |  |  | 100
13 |  | 33KV PIN insulator | 1 | No. | 300 | 300
14 |  | RZAO relay card o/u | 2 | No. | 15000 | [6 empty] | 30000
15 |  | ACSR panther conductor in bits | 7 | Mtr. | 50 | 350
16 |  | 33KV C.T 200/100/1A | 1 | No. | 17000 | 17000
17 |  | Space cum droper for Deer | 20 | No. | 1646 | 32920
18 |  | Double Suspension fitting (SPL Pantther) | 5 | No. | 3975 | [6 empty] | 19875
19 |  | Double Tension fitting (SPL Pantther) | 5 | No. | 3975 | [6 empty] | 19875
20 |  | Mid Spain Joint (SPL Panther) | 5 | No. | 1490 | [6 empty] | 7450
21 |  | Come Along Clamp Automatic (SPL Panther) | 2 | No. | 9975 | 19950
22 |  | Jumpering Cone (SPL Panther) | 5 | No. | 1450 | [6 empty] | 7250
23 |  | Disc Insulator O/U | 82 | No. | 130 |  |  | 10660
24 |  | Earth Wire O/U | 0.245 | Km. | 10000 |  |  | 2450
25 |  | CMRI Sl.No. 1509-A7216HSD | 1 | No. | 38500 | 38500
26 |  | Blower | 1 | No. | 100 | [6 empty] | 100
27 |  | Operating Handle | 1 | No. | 50 | 50
28 |  | Safety Belt O/U | 2 | No. | 100 | [6 empty] | 200
29 |  | 110V, 300AH Battery Charger O/U | 1 | No. | 20000 |  |  | 20000
30 |  | 33kV Breaker Damaged | 1 | No. | 15000 | [8 empty] | 15000
31 |  | 132KV C.T. 800/400/1 Old & used Replaced under PSDF | 6 | No. | 10000 | [8 empty] | 60000
32 |  | 33KV P.T. Old & used Replaced under PSDF | 3 | No. | 5000 | [8 empty] | 15000
33 |  | 132KV P.T. Old & used Replaced under PSDF | 2 | No. | 10000 | [8 empty] | 20000
34 |  | 132 KV C.B. Damaged | 1 | No. | 15000 | [8 empty] | 15000
35 |  | 33 KV C.B. Old & used Replaced under PSDF | 2 | No. | 25000 | [8 empty] | 50000
36 |  | 132 KV C.B. Old & used Replaced under PSDF | 3 | No. | 35000 | [8 empty] | 105000
37 |  | 132KV L.A. Old & used Replaced under PSDF | 3 | No. | 5000 | [8 empty] | 15000
38 |  | Suspension fitting for 7/9 Earth wire | 9 | No. | 1060.82 | 9547.38
39 |  | Suspension fitting for 7/10 Earth wire | 9 | No. | 1060.82 | 9547.38
40 |  | Tension fitting for 7/9 Earth wire | 6 | No. | 1062 | 6372
41 |  | Mid Span joint for 7/9 E/W | 12 | No. | 1063.18 | 12758.16
42 |  | Mid Span joint for 7/10 E/W | 12 | No. | 1063.18 | 12758.16
43 |  | Dismantald tower Parts | 0.8 | MT. | 40000 |  |  | 32000
44 |  | 33 kV Areva make VCB Old & used Replaced under PSDF | 1 | No. | 75000 |  |  | 75000
45 |  | Electromag. O/C, E/F relay O/U | 7 | No. | 1000 | [6 empty] | 7000
46 |  | Bolted Type Tension Fitting for ACSR 'Zebra | 12 | No. | 4120.56 | 49446.72
47 |  | EHV Grade Transformer oil drum. | 1 | No. | 15357.11 | 15357.11
48 |  | Double Tension Fitting for Panther Conductor | 1 | No. | 8873.6 | 8873.6
49 |  | 33 KV ABB VCB make old and used replaced under P.S.D.F scheme | 1 | No. | 10000 | [8 empty] | 10000
50 |  | Bolted type busbar tension fitting having 6 bolt sutable for Moose conductor | 2 | No. | 1400 | 2800
51 |  | 33 kV / 110 volt Potential transformer | 1 | No. | 12510.66 | 12510.66
52 |  | 145 kv bushing for 40mva T/F EMCO Make | 1 | No | 10000 | 10000
53 |  | Empty Drum of Transformer Oil each 209 ltr. Capacity | 50 | No | 200 | 10000
54 |  | Empty Drum of Transformer Oil each 209 ltr. Capacity (O&U) | 25 | No | 200 | [6 empty] | 5000
55 |  | 132KV C.V.T. Old & used | 1 | No. | 20000 | [6 empty] | 20000
56 |  | 33 KV ABB VCB make old and used . | 1 | No | 25000 | [8 empty] | 25000
57 |  | 33 KV Alstom VCB make old and used . | 1 | No. | 25000 | [8 empty] | 25000
58 |  | SF-6 Gas | 03 | Kg. | 11800 | 35400
59 |  | 132 KV C.B. Old & used | 1 | No. | 40000 | [8 empty] | 40000
60 |  | 33 kV 800/400/01A ( 3core) C.T. acc.class 0.2 (Old & Used ) | 7 | No. | 10000 | [8 empty] | 70000
61 |  | ACSR panther Conductor ( Old & used ) | 1 | MT. | 45000 | 45000
62 |  | Screw auxillary switch 110Volt DC, 12NO+12NC for 33kV CB. | 1 | No. | 12154 | 12154
63 |  | Tension Fitting for Panther Conductor | 02 | No. | 7080 | 14160
64 |  | 33 kV Isolator Jaw with four contact | 4 | No. | 3534.1 | 14136.4
65 |  | 33 kV Isolator Blade | 2 | No. | 4112.3 | 8224.6
66 |  | 33 kv Bus Post insulator | 53 | No. | 1758.2 | 93184.6
67 |  | 33 kv Bus Post Solid core insulator | 2 | No. | 2938.2 | 5876.4
68 |  | Junction Box for 33 kV CT/PT | 1 | No. | 11797.64 | 11797.64
69 |  | Junction Box for 132 kV CT | 02 | No. | 17226.82 | 34453.64
70 |  | Junction Box for 132 kV PT/CVT. | 03 | No. | 17226.82 | 51680.46
71 |  | Tension fitting for 7/10 Earth wire | 08 | Sets | 1829 | 14632
72 |  | Bolted Type Tension Fitting for ACSR Moose Conductor | 02 | Sets | 9440 | 18880
73 |  | Bolted Type Tension Fitting for ACSR Panther Conductor | 4 | Nos | 4985.5 | 19942
74 |  | Non-Contact high voltage detector | 1 | Nos | 29323 | 29323
75 |  | 145 kv 800A 300 BCT bushing for 40mva EMCO Make T/F | 2 | No. | 307437.2 | 614874.4
76 |  | 145 kv 800A 100 BCT bushing for 40mva ALSTOM Make T/F | 1 | No. | 283247.2 | 283247.2
77 |  | 132 kV Isolator Male Female contact for 1200amp. | 3 | No. | 10856 | 32568
78 |  | 132 kV Bus Post Insulator | 3 | No. | 17110 | 51330
79 |  | 132 kV Bus Post solid core Insulator | 13 | No. | 20650 | 268450
80 |  | 132 kV Isolator Male female contact with arm for 1200amp. | 4 | No. | 30090 | 120360
81 |  | 33 KV VCB old and used | 2 | No. | 25000 | [8 empty] | 50000
82 |  | ON / OFF TNC switch 2 No-2 NC for 33 kV VCB | 3 | No. | 5251 | 15753
83 |  | ON / OFF TNC switch 4 No-4 NC for 132 kV C.B. | 2 | No. | 6608 | 13216
84 |  | Screw auxillary switch 110Volt DC, 12NO+12NC for 33kV CB. | 1 | No. | 3774.82 | 3774.82
85 |  | C- Wedge clamp for Moose to Panther | 12 | No. | 2063.82 | 24765.84
86 |  | Tension fitting for 7/10 Earth wire | 6 | No. | 1770 | 10620
87 |  | C- Wedge clamp for Panther to Panther | 30 | No. | 1886.82 | 56604.6
88 |  | Incomplete tower parts Old & Used Scrap | 3.7 | MT | 35000 | 129500
|  | Total Rs. |  |  |  | 2906638.22 |  | 140210 |  | 82800 |  | 350250 |  | 515000
Name Of Circle Zone :- Garhwal Zone
Name Of Division :- E.E. (O&M) Division, Yamuna colony Dehra Dun.
Stock inventory for the Month of :- January - 2026
Name of Stock Holder - Sanjay Kumar (J.E.)
Name Of Substation: |  |  |  | 132KV Sub station Bindal
Sl. No. |  | Name Of Item | Qty | Unit | Unit Rate | Useable |  | Unserviceable |  | Non-Moving |  | Obsolete |  | Scrap
[6 empty] | Value |  | Value |  | Value |  | Value |  | Value
1 |  | 145KV C.T 400/200/1 O/u | 6 | No. | 20000 | [8 empty] | 120000
2 |  | 33 kV Single phase , outdoor type Live Tank C.T. having ratio 400/200/1A O/U | 7 | No. | 7000 | 49000
3 |  | 33 kV Single phase , outdoor type Live Tank C.T. having ratio 400/200/1A O/U | 8 | No. | 7000 | [8 empty] | 56000
4 |  | 33 kV CT (old and Used )400/22/1 | 6 | Nos | 4076 | 24456
5 |  | 160 Amp. 415 Volt 4 pole 10 KA MCCB | 2 | No. | 17110 | 34220
6 |  | 33 kV C.B. ( Old & Used) | 2 | No. | 50000 | [8 empty] | 100000
7 |  | CT clamp for Moose conductor having 6 no. U-Bolt | 24 | No. | 1752.3 | 42055.2
8 |  | CT clamp for Panther conductor having 6 no. U-Bolt | 9 | No. | 1752.3 | 15770.7
9 |  | Indicator of C&R panel | 10 | No. | 234.82 | 2348.2
10 |  | Digital Voltmeter PTR- 33/110Volt | 2 | No. | 3009 | 6018
11 |  | 33 KV VCB old and used | 2 | No. | 25000 | [8 empty] | 50000
12 |  | Single Tension fitting (120 KN) for ACSR Panther conductor. | 18 | No. | 7552 | 135936
13 |  | Double Tension fitting (120 KN) for Panther conductor (suitable for 1*2insulator string)_. | 4 | No. | 11800 | 47200
14 |  | Single I suspension fitting (70 KN) for Panther conductor. | 17 | sets | 5900 | 100300
15 |  | copper bond for 7/3.15mm GS Earth wire or 7/10 SWG | 10 | No. | 1416 | 14160
16 |  | C-Wedge clamp | 25 | No. | 1770 | 44250
17 |  | 120 Kn Long Insulator | 4 | No. | 11682 | 46728
18 |  | 70 Kn Long Insulator | 16 | No. | 8142 | 130272
19 |  | D-Shackle | 11 | No. | 1357 | 14927
20 |  | 70 KN Standard Disc Insulator | 8 | No. | 1003 | 8024
21 |  | Tension fitting for GS earthwire-7/10 SWG | 6 | sets | 1770 | 10620
22 |  | Buldog grip for 7/10 earth wire | 20 | No. | 472 | 9440
23 |  | D-Shackle | 50 | No. | 1298 | 64900
24 |  | Jumper Cone for 132 kv panther conductor | 15 | No. | 942.82 | 14142.3
25 |  | 132kv Isolator clamp | 10 | No. | 2124 | 21240
26 |  | Flexible Copper Bonds | 20 | No. | 1357 | 27140
27 |  | Different size GI Nut & Bolts | 100 | kg | 182.9 | 18290
28 |  | 33kV Single phase oil cooled outdoor typr PT ratio 33kkV/110olt,class-0.2/PS,burden-50VA | 6 | Nos | 80240 | 481440
29 |  | 120 KN Disc Insulator for tension fitting. | 120 | No. | 849.6 | 101952
30 |  | Single Tension fitting (120 KN) for ACSR Panther conductor. | 24 | No. | 7434 | 178416
31 |  | Vibration damper for ACSR Panther conductor. | 24 | No. | 1593 | 38232
32 |  | Tension fitting for 7/10 SWG G.S Earth wire. | 2 | No. | 1486.8 | 2973.6
33 |  | Vibration damper for Earth wire | 2 | No. | 1593 | 3186
34 |  | Mid Span compression joint for ACSR Panther conductor. | 2 | No. | 1911.6 | 3823.2
35 |  | Mid Span compression joint for earthwire. | 2 | No. | 1593 | 3186
36 |  | Tension clamp for 7/10 SWG earth wire | 4 | No. | 5841 | 23364
37 |  | Repair Sleeve for ACSR Panther conductor. | 4 | No. | 2655 | 10620
38 |  | Flexible Copper Bonds | 2 | No. | 3186 | 6372
39 |  | Danger plate | 1 | No. | 637.2 | 637.2
40 |  | Number plate | 1 | No. | 531 | 531
41 |  | Phase plate (set of three) | 1 | No. | 531 | 531
42 |  | Pipe type earthing set (set of 02 No. for each tower) | 1 | Set. | 5310 | 5310
43 |  | Anti climbing device barbed wire | 1 | Set. | 5310 | 5310
44 |  | Bird guards ( set of six ) | 6 | No. | 531 | 3186
|  | Total |  |  |  | 1750507.4 | [7 empty] | 326000
|  | Grand Total(Bindal) |  |  |  | 4657145.62 |  | 140210 |  | 82800 |  | 350250 |  | 841000

## Abstract
Summary of Inventory(Final Abstract)
Name of Circle/Zone |  | Dehradun/Garhwal
Name of Division |  | Jhajhra Div Dehradun
Month |  | 2026-01-31
S.n. | Description | 220/33kV Jhajhra,Dehradun | 132 kV Purkul Substation Dehradun | Total
1 | Useable | 40583651.5643 | 5746057.84 | 46329709.4043
2 | Unserviceable | 13700 | 0 | 13700
3 | Non moving | 24393385.68 | 0 | 24393385.68
4 | Obsolete | 0 | 0 | 0
5 | Scrap | 2358316.7413 | 26536 | 2384852.7413
| Total | 67349053.9855 | 5772593.84 | 73121647.8255
Grand Total |  |  |  | 73121647.8255
Summary of Inventory(Final Abstract)
Name of Circle/Zone |  | Dehradun/Garhwal
Name of Division |  | Yamuna Colony Div Dehradun
Month |  | 2026-01-31
S.n. | Description | 132kV Majra Substation Dehradun | 132kV Bindal Substation Dehradun | Total
1 | Useable | 7480921.47 | 4657145.62 | 12138067.09
2 | Unserviceable | 45500 | 140210 | 185710
3 | Non moving | 86233.5 | 82800 | 169033.5
4 | Obsolete | 151880 | 350250 | 502130
5 | Scrap | 68392.5 | 841000 | 909392.5
| Total | 7832927.47 | 6071405.62 | 13904333.09
Grand Total |  |  |  | 13904333.09
Summary of Inventory(Final Abstract)
Name of Circle/Zone |  | Dehradun/Garhwal
Name of Division |  | Harrawala Div Dehradun
Month |  | 2026-01-31
S.n. | Description | 220 kV Harrawala Substation Dehradun | 132kV Substation Laltappar | Total
1 | Useable | 28006038.7123 | 4388497.427 | 32394536.1393
2 | Unserviceable | 0 | 0 | 0
3 | Non moving | 0 | 0 | 0
4 | Obsolete | 0 | 46000 | 46000
5 | Scrap | 0 | 208440 | 208440
| Total | 28006038.7123 | 4642937.427 | 32648976.1393
Grand Total |  |  |  | 32648976.1393
Abstract Dehradun Circle
Total Useable |  |  |  | 90862312.6335
Total Unserviceable |  |  |  | 199410
Total Non moving |  |  |  | 24562419.18
Total Obselete |  |  |  | 548130
Total Scrap |  |  |  | 3502685.2413
Grand Total Dehradun Circle |  |  |  | 119674957.0548