## Aug-26
Name of Zone: |  | Kumaun | [11 empty] | For the Month
Name of Circle : |  | 400 KV Kashipur | [11 empty] | Aug | 2026
Name of Division : |  | 132 KV Kashipur
Name of Substation : |  | 132 KV Kashipur
S. No. | Item code | Name of Item | Unit | Unit rate in Rs. | Useable |  | Unserviceable |  | Non-Moving |  | Obsolete |  | Scrap |  | Total Inventory Amt.
[5 empty] | Qty. | Total Amount in Rs. | Qty. | Total Amount in Rs. | Qty. | Total Amount in Rs. | Qty. | Total Amount in Rs. | Qty. | Total Amount in Rs.
1 |  | 33 KV Flange Collar for 'BHEL' MOCB | No. | 450 |  | 0 |  | 0 |  | 0 |  | 0 | 2 | 900 | 900
2 |  | 33 KV Flange Collar(Damaged) | No. | 25 |  | 0 |  | 0 |  | 0 |  | 0 | 8 | 200 | 200
3 |  | Bottom & Top (Metallic) of old LA | No. | 10 |  | 0 |  | 0 |  | 0 |  | 0 | 18 | 180 | 180
4 | YY3Y302002 | 110 Volt DC charger along with DB (old & used) | No | 20000 |  | 0 |  | 0 |  | 0 |  | 0 | 1 | 20000 | 20000
5 | YY0Y002003 | 110 Volt Battery set (old and used) | No | 27500 |  | 0 |  | 0 |  | 0 |  | 0 | 1 | 27500 | 27500
6 |  | (Old )48 V D/C DB Charger | No. | 8000 |  | 0 |  | 0 |  | 0 |  | 0 | 1 | 8000 | 8000
7 |  | (Old and used)Battery Set (48 Volt) | No. | 4800 |  | 0 |  | 0 |  | 0 |  | 0 | 1 | 4800 | 4800
8 | YY3Y303001 | Battery charger 48 volt(dismantle) | No | 15000 |  | 0 |  | 0 |  | 0 |  | 0 | 1 | 15000 | 15000
9 | VV5V505009 | 33 KV CT Burnt and damaged | No | 1000 |  | 0 |  | 0 |  | 0 |  | 0 | 1 | 1000 | 1000
10 |  | 36 KV CT 800/400/1A defective | No | 2000 |  | 0 |  | 0 |  | 0 |  | 0 | 1 | 2000 | 2000
11 |  | CT 33 KV damaged and burnt | No | 1000 |  | 0 |  | 0 |  | 0 |  | 0 | 1 | 1000 | 1000
12 |  | 33 KV CT burnt and Damage (in Pieces} | No | 1000 |  | 0 |  | 0 |  | 0 |  | 0 | 1 | 1000 | 1000
13 |  | 33 KV CT 400/1A Defective( old and used) | No | 1000 |  | 0 |  | 0 |  | 0 |  | 0 | 1 | 1000 | 1000
14 | VV5V503011 | 132 KV CT400/200/1A (burnt Scrap) | Nos | 1000 |  | 0 |  | 0 |  | 0 |  | 0 | 1 | 1000 | 1000
15 | VV5V503011 | 132 KV CT400/200/1A (burnt) | Nos | 1000 |  | 0 |  | 0 |  | 0 |  | 0 | 1 | 1000 | 1000
16 | VV5V503009 | 132 KV CT 800/400/1A Damaged & burnt | No | 2000 |  | 0 |  | 0 |  | 0 |  | 0 | 2 | 4000 | 4000
17 | VV5V503009 | 145 KV CT of rating 800/400/1A,3core 1.0 accuracy class, old and used | Nos | 2000 |  | 0 |  | 0 |  | 0 |  | 0 | 1 | 2000 | 2000
18 |  | 145 KV CT 400/200/1A(old& used) Brown Broveri Accuracy 1.0 | No | 5000 |  | 0 |  | 0 |  | 0 |  | 0 | 1 | 5000 | 5000
19 |  | 132 KV CT Old and Used | No | 1000 |  | 0 |  | 0 |  | 0 |  | 0 | 1 | 1000 | 1000
20 | VV7V713001 C | 145 KV CVT Defective | No | 2000 |  | 0 |  | 0 |  | 0 |  | 0 | 1 | 2000 | 2000
21 | VV7V713001 C | 132 KV CVT damaged | No | 2000 |  | 0 |  | 0 |  | 0 |  | 0 | 1 | 2000 | 2000
22 |  | 145 KV CVT (old& used) ASIA make | No | 5000 |  | 0 |  | 0 |  | 0 |  | 0 | 5 | 25000 | 25000
23 |  | 145 KV CVT (old& used) CGL make Accuracy 0.5 | No | 5000 |  | 0 |  | 0 |  | 0 |  | 0 | 5 | 25000 | 25000
24 |  | 145 KV CVT (old& used) ABB make Accuracy 0.5 | No | 5000 |  | 0 |  | 0 |  | 0 |  | 0 | 1 | 5000 | 5000
25 |  | 145 KV CVT (old& used)WS Insulation make Accuracy 0.5 | No | 5000 |  | 0 |  | 0 |  | 0 |  | 0 | 1 | 5000 | 5000
26 |  | 145 KV PT (old& used)BHEL make Accuracy 0.5 | No | 5000 |  | 0 |  | 0 |  | 0 |  | 0 | 2 | 10000 | 10000
27 |  | 33 KV PT (1-Phase),Savio Transformermake, Accuracy class 0.5 | No | 2000 |  | 0 |  | 0 |  | 0 |  | 0 | 3 | 6000 | 6000
28 |  | 33 KV PT (1-Phase),Perfect rmake, | No | 2000 |  | 0 |  | 0 |  | 0 |  | 0 | 3 | 6000 | 6000
29 |  | RTCC panel (Dismenteled) | Nos | 5000 |  | 0 |  | 0 |  | 0 |  | 0 | 2 | 10000 | 10000
30 |  | Pale Fencing damaged | Kg. | 20 |  | 0 |  | 0 |  | 0 |  | 0 | 450 | 9000 | 9000
31 | JJ0J003004 | 132 KV MOCB Dismanteled | No | 10000 |  | 0 |  | 0 |  | 0 |  | 0 | 1 | 10000 | 10000
32 |  | M S srape (Wire fencing) | Kg. | 25 |  | 0 |  | 0 |  | 0 |  | 0 | 750 | 18750 | 18750
33 |  | SF-6 Gas Cylinder (Empty) | No. | 300 |  | 0 |  | 0 |  | 0 | 6 | 1800 |  | 0 | 1800
34 |  | Empty Gas Cylinder | No. | 250 |  | 0 |  | 0 |  | 0 | 2 | 500 |  | 0 | 500
35 |  | 145 KV CT 100/1A | No. | 114682.21 |  | 0 |  | 0 |  | 0 | 2 | 229364.42 |  | 0 | 229364.42
36 |  | 33 KV PT(Completely Damaged) | No. | 1000 |  | 0 |  | 0 |  | 0 |  | 0 | 1 | 1000 | 1000
37 |  | 36 KV CT 200/1A (Old and used) | No. | 1000 |  | 0 | 6 | 6000 |  | 0 |  | 0 |  | 0 | 6000
38 |  | 36 KV CT 400/1A (Old and used) | No. | 1000 |  | 0 | 1 | 1000 |  | 0 |  | 0 |  | 0 | 1000
39 |  | 36 KV CT 800/400/1A,(Old and used) | No. | 1000 |  | 0 | 1 | 1000 |  | 0 |  | 0 |  | 0 | 1000
40 |  | MS scrap of fire extinguishers | Kg | 35 |  | 0 | 435 | 15225 |  | 0 |  | 0 |  | 0 | 15225
41 |  | Old and used 30 KV LA | Nos. | 250 |  | 0 | 15 | 3750 |  | 0 |  | 0 |  | 0 | 3750
42 |  | Old and used 120 KV LA | Nos. | 500 |  | 0 | 24 | 12000 |  | 0 |  | 0 |  | 0 | 12000
501969.42
43 | FF4F402128 | M.S Rod 40 mm2 | MT | 20000 | 0.44 | 8800 |  | 0 |  | 0 |  | 0 |  | 0 | 8800
44 |  | Fencing Angle | Kg. | 20 | 150 | 3000 |  | 0 |  | 0 |  | 0 |  | 0 | 3000
45 | HH7H704001 | 33 KV Post Insulator for Cap Bank | No. | 300 | 12 | 3600 |  | 0 |  | 0 |  | 0 |  | 0 | 3600
46 | FF4F402160 | Steel Tubular Pole | No. | 3000 | 2 | 6000 |  | 0 |  | 0 |  | 0 |  | 0 | 6000
47 |  | Fabricated Support for fencing | No. | 120 | 8 | 960 |  | 0 |  | 0 |  | 0 |  | 0 | 960
48 | HH7H704001 | 33 KV Post Insulator | No. | 250 | 3 | 750 |  | 0 |  | 0 |  | 0 |  | 0 | 750
49 | FF3F301028 | PN Structure | No. | 2000 | 2 | 4000 |  | 0 |  | 0 |  | 0 |  | 0 | 4000
50 |  | Blade for 132 KV Isolator 800X SMC | No. | 4990 | 5 | 24950 |  | 0 |  | 0 |  | 0 |  | 0 | 24950
51 | II5I501003 | Mid Spam Joint for Zebra | No. | 60 | 4 | 240 |  | 0 |  | 0 |  | 0 |  | 0 | 240
52 |  | Hanger for 'A' type Tower | No. | 110 | 10 | 1100 |  | 0 |  | 0 |  | 0 |  | 0 | 1100
53 |  | P T Jn, box for 33 KV PT | No. | 3140.81 | 1 | 3140.81 |  | 0 |  | 0 |  | 0 |  | 0 | 3140.81
54 | FF3F301016 | BCT Structure | No. | 11226.25 | 4 | 44905 |  | 0 |  | 0 |  | 0 |  | 0 | 44905
55 | FF3F301013 | BBL Structure | No. | 31720.29 | 4 | 126881.16 |  | 0 |  | 0 |  | 0 |  | 0 | 126881.16
56 | MM0M009002 | 110 Volt DC Relay For Breaker | No. | 1129.33 | 2 | 2258.66 |  | 0 |  | 0 |  | 0 |  | 0 | 2258.66
57 |  | 3.56,36 KVAR,7.3 KV,50A,22 micro farad single phase 50 Hz internal fuse ,APP type HV capacitor unit "MAGNEWIN" make | No | 124848.87 | 1 | 124848.87 |  | 0 |  | 0 |  | 0 |  | 0 | 124848.87
58 | KK0K005001 | 33 KV lightning arrester complete with connector | No | 37455 | 2 | 74910 |  | 0 |  | 0 |  | 0 |  | 0 | 74910
59 | AA0A004001 | ACSR Zebra conductor in Pecs. (old & used) | Mtr | 100 | 27 | 2700 |  | 0 |  | 0 |  | 0 |  | 0 | 2700
60 | FF3F301042&43 | Hot dip Galvanized structure column and beam | Kg. | 100 | 770 | 77000 |  | 0 |  | 0 |  | 0 |  | 0 | 77000
61 | JJ1J103050 | Anti pumping devices suitable for CGL make breakers as per sample | No | 783.15 | 3 | 2349.45 |  | 0 |  | 0 |  | 0 |  | 0 | 2349.45
62 | HH0H005001 | 33 KV heavy duty isolator complet jaw,and blade& connector(Panther) along with earth switch | No | 56523 | 1 | 56523 |  | 0 |  | 0 |  | 0 |  | 0 | 56523
63 | MM3M304013 | Digital MW meter Type 3 Phase 4 wire 50-0-50 MW CTR 200/1A PTR132KV /110 V. Aux Supply 110 V DC | No | 8824.63 | 2 | 17649.26 |  | 0 |  | 0 |  | 0 |  | 0 | 17649.26
64 | LL6L601002 | Flexible PVC coated copper wire 16 sq mm | Mtr | 183.2 | 50 | 9160 |  | 0 |  | 0 |  | 0 |  | 0 | 9160
65 | MM3M303006 | Digital A C Ammeter range 0-500 A (programmable) Aux Supply 110 V DC | No | 5357.2 | 2 | 10714.4 |  | 0 |  | 0 |  | 0 |  | 0 | 10714.4
66 | CC2C201009 | 4X2.5 mm2 control cable(armoured) | Km | 203700 | 0.14 | 28518 |  | 0 |  | 0 |  | 0 |  | 0 | 28518
67 | VV3V301001 | EHV GradeTransformer oil, (COLUMBIA- OIL) | Liter | 73.16 | 209 | 15290.44 |  | 0 |  | 0 |  | 0 |  | 0 | 15290.44
68 |  | 145 KV Current Transformers 140 / 1 A, (0.2S Class) ,1 core. | No | 176539.8 | 1 | 176539.8 |  | 0 |  | 0 |  | 0 |  | 0 | 176539.8
69 |  | 145 KV Current Transformers 300 / 1 A, (0.2S Class) ,3 core. | No | 188309.12 | 1 | 188309.12 |  | 0 |  | 0 |  | 0 |  | 0 | 188309.12
70 | VV7V713001 C | 145 KV CVT old and used | No | 10000 | 1 | 10000 |  | 0 |  | 0 |  | 0 |  | 0 | 10000
71 | VV7V713002 | 145 KV CVT (1-Phase) accuracy class 0.2 | No | 190586.52 | 1 | 190586.52 |  | 0 |  | 0 |  | 0 |  | 0 | 190586.52
72 |  | 145 KV PT (old& used)SCT make Accuracy 0.5 | No | 5000 | 3 | 15000 |  | 0 |  | 0 |  | 0 |  | 0 | 15000
73 | VV5V505008 | 36 KV CT (3 core,1 Phase) 400/200/1A Accuracy class 0.2S | No | 58823 | 1 | 58823 |  | 0 |  | 0 |  | 0 |  | 0 | 58823
74 | HH5H502001 | Isolator Blade 145 KV Isolator center operated, double break ,1600 Amp make G. Nandi | No | 15635 | 2 | 31270 |  | 0 |  | 0 |  | 0 |  | 0 | 31270
75 | HH7H702003 | Isolator Blade 36 KV Isolator center operated, double break ,800 Amp make G. Nandi | No | 5723 | 2 | 11446 |  | 0 |  | 0 |  | 0 |  | 0 | 11446
76 | VV5V503001 | 145 KV CT of rating 800/400/200/1A,5core 0.2 accuracy class | Nos | 171750 | 2 | 343500 |  | 0 |  | 0 |  | 0 |  | 0 | 343500
77 | JJ8J801001 | Sulphur Hexa Flouride (SF-6) gas | Kg. | 6454.6 | 6 | 38727.6 |  | 0 |  | 0 |  | 0 |  | 0 | 38727.6
78 | JJ1J103007 | Closing coil for 145 KV SF-6 Circuit Breaker, CGL Make,Type 70- SFM-32 B | Nos | 19458.2 | 1 | 19458.2 |  | 0 |  | 0 |  | 0 |  | 0 | 19458.2
79 | JJ1J103006 | Tripping coil for 145 KV SF-6 Circuit Breaker, CGL Make,Type 70- SFM-32 B | Nos | 19458.2 | 1 | 19458.2 |  | 0 |  | 0 |  | 0 |  | 0 | 19458.2
80 | JJ1J103007 | Closing coil for 145 KV SF-6 Circuit Breaker, ABB Make,1600 Amp, Type LTB 145D1/B,Mfd2005,Sr 17000525 | Nos | 21238.82 | 1 | 21238.82 |  | 0 |  | 0 |  | 0 |  | 0 | 21238.82
81 | JJ1J103006 | Tripping coil for 145 KV SF-6 Circuit Breaker, ABB Make,1600 Amp, Type LTB 145D1/B,Mfd2005,Sr 17000525 | Nos | 21238.82 | 1 | 21238.82 |  | 0 |  | 0 |  | 0 |  | 0 | 21238.82
82 | CC2C201006 | 2.5 sqmm 10 core armoured copper control cable | Km | 413000 | 1.283 | 529879 |  | 0 |  | 0 |  | 0 |  | 0 | 529879
83 | CC2C201007 | 2.5 sqmm 06 core armoured copper control cable | Km | 259600 | 0.746 | 193661.6 |  | 0 |  | 0 |  | 0 |  | 0 | 193661.6
84 | CC2C201009 | 2.5 sqmm 04 core armoured copper control cable | Km | 224200 | 1.599 | 358495.8 |  | 0 |  | 0 |  | 0 |  | 0 | 358495.8
85 | II0I001001 | Disc Insulator 120 KN | Nos | 1416 | 174 | 246384 |  | 0 |  | 0 |  | 0 |  | 0 | 246384
86 | II2I202001 | C - Wedge clamp suitable for ACSR Moose to Moose conductor | Nos | 3540 | 38 | 134520 |  | 0 |  | 0 |  | 0 |  | 0 | 134520
87 | CC3C306006 | 11 KV Power cable ( 3 X 185 Sqmm ) | Mtr | 2360 | 657 | 1550520 |  | 0 |  | 0 |  | 0 |  | 0 | 1550520
88 | CC5C506005 | Cable mid joint kit ( 3 X 185 sqmm ) 11KV XLPE Cable | Nos | 23600 | 10 | 236000 |  | 0 |  | 0 |  | 0 |  | 0 | 236000
89 | VV8V801012 | CT Clamp suitable for AL Pipe tube 4" | Nos | 1770 | 9 | 15930 |  | 0 |  | 0 |  | 0 |  | 0 | 15930
90 |  | Distance Protection Relay | Nos | 10431.2 | 1 | 10431.2 |  | 0 |  | 0 |  | 0 |  | 0 | 10431.2
91 |  | Directional Over current Relay | Nos | 11044.8 | 1 | 11044.8 |  | 0 |  | 0 |  | 0 |  | 0 | 11044.8
92 | II0I001001 | 160KN Disc Insulator | Nos | 160 | 20 | 3200 |  | 0 |  | 0 |  | 0 |  | 0 | 3200
93 | II8I805005 | Suspension Double fitting for panther | Nos | 180 | 5 | 900 |  | 0 |  | 0 |  | 0 |  | 0 | 900
94 | I4I402001 | Tension clamp for Earth wire | Nos | 628.94 | 4 | 2515.76 |  | 0 |  | 0 |  | 0 |  | 0 | 2515.76
95 |  | Dead End clamp complete for ACSR panther conductor | Nos | 4953.14 | 4 | 19812.56 |  | 0 |  | 0 |  | 0 |  | 0 | 19812.56
96 | VV2V203001 | Silica Gel blue in colour(In sealed container) | Kg. | 558.14 | 123 | 68651.22 |  | 0 |  | 0 |  | 0 |  | 0 | 68651.22
97 | HH8H801065 | Isolator clamp for ACSR panther conductor | No | 1508.04 | 3 | 4524.12 |  | 0 |  | 0 |  | 0 |  | 0 | 4524.12
98 | HH8H801057 | Isolator clamp for ACSR Moose conductor | No | 1508.04 | 3 | 4524.12 |  | 0 |  | 0 |  | 0 |  | 0 | 4524.12
99 |  | Breaker clamp for ACSR Moose conductor | No | 1508.04 | 9 | 13572.36 |  | 0 |  | 0 |  | 0 |  | 0 | 13572.36
100 |  | C T terminal connector different type | No | 1878.56 | 7 | 13149.92 |  | 0 |  | 0 |  | 0 |  | 0 | 13149.92
101 | II2I202001 | C-wedge clamps Moose-Moose | No | 2357.64 | 14 | 33006.96 |  | 0 |  | 0 |  | 0 |  | 0 | 33006.96
102 | II2I202004 | C-wedge clamps Moose-Panther | No | 2116.92 | 6 | 12701.52 |  | 0 |  | 0 |  | 0 |  | 0 | 12701.52
103 |  | CT rod | No | 5890.56 | 9 | 53015.04 |  | 0 |  | 0 |  | 0 |  | 0 | 53015.04
104 | CC3C306002 | 33 KV XLPE cable size3x400mm2 Aluminium Power Cable | Mtr | 1301.54 | 150 | 195231 |  | 0 |  | 0 |  | 0 |  | 0 | 195231
105 | CC8C801003 | 33 KV outdoor termination kit size3x400mm2 standared | Nos | 19293 | 2 | 38586 |  | 0 |  | 0 |  | 0 |  | 0 | 38586
106 |  | 3-Phase 33Kv Isolator without earthswitch 800Amp, With Clamp Suitable for Panther conductor | No | 153400 | 1 | 153400 |  | 0 |  | 0 |  | 0 |  | 0 | 153400
107 | CC2C201006 | Armoured control cable 10Cx2.5mm2 | Km | 441390.8 | 0.4 | 176556.32 |  | 0 |  | 0 |  | 0 |  | 0 | 176556.32
108 | CC2C201009 | Armoured control cable 4Cx2.5mm3 | Km | 205556 | 0.325 | 66805.7 |  | 0 |  | 0 |  | 0 |  | 0 | 66805.7
109 |  | Armoured control cable 2Cx2.5mm4 | Km | 127204 | 0.25 | 31801 |  | 0 |  | 0 |  | 0 |  | 0 | 31801
110 |  | ACSR Panther conductor | Km | 268992.8 | 0.1 | 26899.28 |  | 0 |  | 0 |  | 0 |  | 0 | 26899.28
111 |  | 36 KV CT 400/200/1A | Nos | 47058 | 1 | 47058 |  | 0 |  | 0 |  | 0 |  | 0 | 47058
112 |  | Digital A C Ammeter range 0-1000 A (programmable) Aux Supply 110 V DC | No | 8826.4 | 10 | 88264 |  | 0 |  | 0 |  | 0 |  | 0 | 88264
113 |  | Digital A C Volt meter range 0-150 KV .(programmable) Aux Supply 110 V DC | No | 8826.4 | 5 | 44132 |  | 0 |  | 0 |  | 0 |  | 0 | 44132
114 |  | Electronic semaphore indication having Red & Green LED 110 volt DC as per sample | No | 5888.2 | 8 | 47105.6 |  | 0 |  | 0 |  | 0 |  | 0 | 47105.6
115 |  | Auxiliary conractor with NO/NC operating Voltage 110 Volt DC | No | 4106.4 | 8 | 32851.2 |  | 0 |  | 0 |  | 0 |  | 0 | 32851.2
116 |  | 145 KV CT 300/1A;3Core 0.2 Class (used) | No | 70800 | 3 | 212400 |  | 0 |  | 0 |  | 0 |  | 0 | 212400
6473375.21
6975344.63
Format of Monthly Inventory for Uploading on PTCUL Website
Umesh Kumar Junior Engineer (Line) 132KV S/S Kashipur
Name of Circle/ Zone:- |  |  | 400KV(O&M)Kashipur |  |  |  | Name of Substation |  | 132KV S/SKashipur
Name of Division |  |  | 132KV(O&M)Div Kashipur |  |  |  | Month of |  | 2026-08-01
SR. No. | Item Code | item Description | Unit |  | Quantity |  |  |  | Book Value per unit | Total Cost
|  |  |  | Useable | Unserviceable | Obsolete | Non-Moving | Scrap
1 | FF0F015002 | Tower part banded (Old and Used) | MT. | 7.095 | 0 | 0 | 0 | 0 | 24000 | 170280
2 | FF2F207036 | Template for 'A' Type Tower (Incomplete) | No. | 0 | 0 | 0 | 0 | 1 | 100 | 100
3 | FF0F015002 | Scrap of rusted Tower Part | MT. | 0 | 0 | 0 | 0 | 0 | 10000 | 0
4 | II51504005 | Suspension single fitting for Panther | No. | 34 | 0 | 0 | 0 | 0 | 60 | 2040
5 | II0I001007 | 70 KN Disc insulator (B&S) | No. | 16 | 0 | 0 | 0 | 0 | 281 | 4496
6 | FF0F043010 | Template for B Type Tower | M.T | 0 | 0 | 0 | 0 | 0.844 | 54161 | 45711.884
7 | FF0F043012 | Template for C Type Tower | M.T | 0 | 0 | 0 | 0 | 1.008 | 54161 | 54594.288
8 | II3I302004 | Repair Sleeve for panther | No. | 8 | 0 | 0 | 0 | 0 | 484.65 | 3877.2
9 | II3I301004 | Mid Span Joint for Panther | No. | 3 | 0 | 0 | 0 | 0 | 1150.8 | 3452.4
10 | II5I501005 | Single Tension Fitting for panther | Sets | 16 |  |  |  |  | 7003.3 | 112052.8
11 | II3I303004 | Vibration Damper | No | 48 |  |  |  |  | 1829 | 87792
12 | II3I301009 | (B)Mid Span Joint for 7/10SWG Earth Wire | No. | 7 | 0 | 0 | 0 | 0 | 590 | 4130
13 | II5I501010 | (A) Tension fitting for GS earth wire 7/10SWG or 7/3.15mm. | set | 8 | 0 | 0 | 0 | 0 | 1739.32 | 13914.56
14 | II5I501010 | (B) Tension fitting for GS earth wire 7/10SWG or 7/3.15mm. |  | 8 | 0 | 0 | 0 | 0 | 1622.5 | 12980
15 | II5I504010 | (A)Suspension fitting for GS earth wire 7/10SWG or 7/3.15mm. | set | 7 | 0 | 0 | 0 | 0 | 1739.32 | 12175.24
16 | II5I504010 | (B)Suspension fitting for GS earth wire 7/10SWG or 7/3.15mm. | set | 5 | 0 | 0 | 0 | 0 | 1864.4 | 9322
17 | II3I302009 | Repair Sleeve for earth wire 7/10SWG or 7/3.15mm | Nos | 4 | 0 | 0 | 0 | 0 | 626.58 | 2506.32
18 | PP0P016004 | Steel pilot wire | Mtr. | 155 | 0 | 0 | 0 | 0 | 20 | 3100
19 | AA1A101002 | 7/10SWG damage /rusted broken earth wire | Kg | 0 | 0 | 0 | 0 | 1439.26 | 10 | 14392.6
20 | AA1A101002 | 7/10SWG earth wire | Km | 1.46 | 0 | 0 | 0 | 0 | 78735.5 | 114953.83
21 | II1I105001 | C-Wedge clamp (Panther to Panther) | No | 24 | 0 | 0 | 0 | 0 | 3764.2 | 90340.8
22 | FF1F101025 | Tower GI nut&bolt(3/4X5/8) | Kg | 20 | 0 | 0 | 0 | 0 | 348.1 | 6962
23 | II5I502005 | Double tension fitting for ACSR panther(Incomplete) | Set | 0 | 0 | 0 | 0 | 6 | 4965.62 | 29793.72
24 |  | ACSR Panther Conductor | KM | 0.085 | 0 | 0 | 0 | 0 | 268992.8 | 22864.388
[7 empty] | Total(Useable+Scrap) |  |  | 821832.03
T&P Items
Sr. No. | Item Code | item Description | Unit |  | Quantity |  |  |  | Book Value per unit | Total Cost
|  |  |  | Useable/Qty | Unserviceable | Obsolete | Non-Moving | Scrap
1 | PP0P004002 | Hydraulic compressor of 100 Ton,portable,hand operated completed with accessories/tools. | No | 1 |  |  |  |  | 82718 | 82718
2 | PP0P006007 | Compressor die sets suitable for jointing ACSR panther Conductor(Aluminium portion) | Set | 1 |  |  |  |  | 11782.3 | 11782.3
3 | PP0P006008 | Compressor die sets suitable for jointing ACSR panther Conductor(Steel portion) | Set | 1 |  |  |  |  | 11782.3 | 11782.3
4 | PP0P006005 | Compressor die sets suitable for jointing ACSR ZebraConductor(Aluminium portion) | Set | 1 |  |  |  |  | 13623.1 | 13623.1
5 | PP0P006001 | Compressor die sets suitable for jointing ACSR MooseConductor(Aluminium portion) | Set | 1 |  |  |  |  | 14803.1 | 14803.1
6 |  | 12mm steelrope drum of 200mtr long | No | 1 |  |  |  |  | 29441 | 29441
7 | PP0P021011 | Single sheave pulley open type of 5 ton capacity. | No | 2 |  |  |  |  | 3127 | 6254
8 | PP0P021007 | Double sheave pulley 5 ton capacity | No | 1 |  |  |  |  | 4071 | 4071
9 |  | Hydraulic conductor cutter | No | 1 |  |  |  |  | 31978 | 31978
10 | PP0P001003 | Bolted type come along clamp, 7 bolts for ACSR Zebra Conductor | No | 4 |  |  |  |  | 4661 | 18644
11 | PP0P001004 | Bolted type come along clamp, 7 bolts for ACSR Panther Conductor | No | 2 |  |  |  |  | 4661 | 9322
12 | PP0P001013 | Come along clamp 3 bolted type suitable for 7/10 SWG earth wire. | No | 2 |  |  |  |  | 2265.6 | 4531.2
13 | PP0P021001 | Four Sheave sagging pulley 10 Ton Capacity. | No | 2 |  |  |  |  | 7599.2 | 15198.4
14 |  | Sling 18mm 10MTR | No | 2 |  |  |  |  | 4082.8 | 8165.6
15 |  | Sling 18mm 5 MTR | No | 5 |  |  |  |  | 2631.4 | 13157
16 | PP0P018009 | D-Shackle 4.75 Ton | No | 6 |  |  |  |  | 407.1 | 2442.6
17 | PP3P301005 | Safety belt full body safety harness PN42(01 reputed make like karam etc.) | No | 5 |  |  |  |  | 4436.8 | 22184
18 | PP0P015014 | Poly amide or Braided white nylon rope 14mm | Mtr | 130 |  |  |  |  | 1270.86 | 165211.8
19 |  | Chain Shackle 10Ton Chain pulley block 3 MTR | No | 2 |  |  |  |  | 38768.9 | 77537.8
20 | PP0P021037 | Chain Shackle 2 Ton Chain pulley block 3 MTR | No | 1 |  |  |  |  | 12059.6 | 12059.6
[9 empty] | Total | 554906.8
| Opening Stock | Received | Issued | Final
| 825317.042 | 26899.28 | 30384.29 | 821832.032
Format of Monthly Inventory for Uploading on PTCUL Website
Name of Circle/ Zone:- Kuman Zone | [6 empty] | Name of Substation |  | 132 Kv Bazpur
Name of Division:- 132 Kv Kashipur | [6 empty] | Month of | 2026-08-01
Name of Sub-Division:- |  | Bazpur
SR. No. | Item Code | item Description | Unit | Quantity |  |  |  |  | Book Value per Unit | Total Cost
|  |  |  | Useable | Unserviceable | Obsolete | Non-Moving | Scrap
1 | CC3C316008 | Turfer gatted tray 6" | No. | 3 |  |  |  |  | 100 | 300
2 | CC3C316009 | Turfer gatted tray 5" | No. | 2 |  |  |  |  | 100 | 200
3 | AA0A002011 | ACSR weasel conductor | Mtr. | 415 |  |  |  |  | 20 | 8300
4 |  | Round pol | No. | 1 |  |  |  |  | 1000 | 1000
5 |  | Oil tray | No. | 1 |  |  |  |  | 100 | 100
6 | PP0P015004 | Rop garbay Nylon 25 mm | Kg. | 10 |  |  |  |  | 25 | 250
7 | CC1C113006 | 33 Kv XLPE Cable 70 mm² | Mtr. | 145 |  |  |  |  | 1976 | 286520
8 | FF0F050041 | Beam & Column Tower Parts | kg. | 245 |  |  |  |  | 38.25 | 9371.25
9 |  | Heat Shink cable termination kit for 33 Kv XLPE cable 3*120 mm² (Indoor) | No. | 4 |  |  |  |  | 11925 | 47700
10 |  | Heat Shink cable termination kit for 33 Kv XLPE cable 3*120 mm² (Outdoor) | No. | 1 |  |  |  |  | 15300 | 15300
11 |  | Nut & Bolts with washer | MT. | 0.729 |  |  |  |  | 66200 | 48259.8
12 | MM3M306008 | Power fector meter 400/1A with S/ switch | No. | 3 |  |  |  |  | 9994 | 29982
13 | II0I005001 | P.G. clamps for Zebra to Zebra | No. | 5 |  |  |  |  | 1123.65 | 5618.25
14 | II0I005002 | P.G. clamps for Zebra to Panther | No. | 3 |  |  |  |  | 1072.57 | 3217.71
15 | II0I001007 | 70 KN Disc Insulator | Nos. | 47 |  |  |  |  | 625 | 29375
16 | MM3M302005 | Digital Voltmeter (Rating 132000/110Volt) Auxiliary Supply 110V DC | No. | 2 |  |  |  |  | 5272.07 | 10544.14
17 | MM3M303009 | Digital Ammeters (Rating 200/1A) Auxiliary Supply 110V DC | No. | 2 |  |  |  |  | 4704.57 | 9409.14
18 |  | Digital Voltmeter (Rating 33000/110Volt) Auxiliary Supply 110V DC | No. | 3 |  |  |  |  | 5273.21 | 15819.63
19 | II1I103003 | Fired C - Wedge connectors suitable for Deer to panther ACSR conductor | No. | 8 |  |  |  |  | 3966.82 | 31734.56
20 | JJ5J501008 | Tripping/ Closing coil 110VDC Suitable for 33KV CGL Make Breakers. | No. | 4 |  |  |  |  | 2775.07 | 11100.28
21 | JJ5J501008 | Tripping/ Closing coil 110VDC Suitable for 33KV Alstom Make Breakers. | No. | 2 |  |  |  |  | 2662.71 | 5325.42
22 | JJ5J501007 | Tripping/ Closing coil 110VDC Suitable for 33KV ABB Make Breakers. | No. | 10 |  |  |  |  | 2662.71 | 26627.1
23 | JJ5J501007 | Tripping/ Closing coil 110VDC Suitable for 33KV BHEL Make Breakers. | No. | 2 |  |  |  |  | 2771.67 | 5543.34
24 | JJ7J701002 | TNC Switch suitable for 33KV Control and relay panel. | No. | 3 |  |  |  |  | 1947.66 | 5842.98
25 | JJ7J701007 | Local / Remote Switch suitable for 33KV circuit breakers | No. | 6 |  |  |  |  | 1102.08 | 6612.48
26 | KK0K005001 | 33 KV LA | No. | 2 |  |  |  |  | 27943.82 | 55887.64
27 | AA0A002003 | ACSR Zebra Conductor | Km. | 0.387 |  |  |  |  | 453053.76 | 175331.8051
28 | FF4F403003 | Flexible copper bond | No. | 5 |  |  |  |  | 2243.63 | 11218.15
29 | FF2F202001 | M S Earth Flat (FL-75X10) | MT | 0.328 |  |  |  |  | 108389.54 | 35551.7691
30 | FF2F202006 | M S Earth Flat (FL-25X6) | MT | 0.614 |  |  |  |  | 108389.54 | 66551.1776
31 | JJ8J801005 | 33 KV CB connector suitable for Twin ACSR Zebra conductor as per sample | No. | 1 |  |  |  |  | 4347 | 4347
32 | II1I103002 | Fired C - wedge connectors suitable for Deer to Zebra ACSR connector | No. | 7 |  |  |  |  | 4392.45 | 30747.15
33 | II1I104001 | Fired C - wedge connectors suitable for Zebra to Zebra ACSR connector | No. | 7 |  |  |  |  | 3280.15 | 22961.05
34 | CC0C001009 | Control Cable, Armoured 2.5 Sq. mm. X 10 Core | Mtr. | 175 |  |  |  |  | 276.15 | 48326.25
35 | II0I005001 | PG clamps suitable for ACSR Zebra to Zebra conductor | Nos. | 8 |  |  |  |  | 1859.13 | 14873.04
36 | VV5V407018 | 33KV CT connector suitable for ACSR Zebra conductor | Nos. | 3 |  |  |  |  | 1623.05 | 4869.15
37 | FF0F050003 | GI lattice structure for 33KV isolator (ABL) | MT | 0.358 |  |  |  |  | 14145 | 5063.91
38 |  | G I wire mesh | Sqmt. | 78 |  |  |  |  | 1649 | 128622
39 | CC0C001013 | 6 X 2.5 mm2 Control Cable (armoured) | Km. | 0.597 |  |  |  |  | 223100 | 133190.7
40 | CC0C001009 | 10 X 2.5 mm2 Control Cable (armoured) | Km. | 0.067 |  |  |  |  | 339500 | 22746.5
41 | II0I001003 | Disc Insulator 120 KN | No. | 6 |  |  |  |  | 1052.45 | 6314.7
42 | AA0A002003 | Supply of ACSR Zebra Conductor | Mtr. | 262 |  |  |  |  | 970 | 254140
43 |  | Round pol old and used | No. | 4 |  |  |  |  | 2000 | 8000
44 | CC0C001020 | 2 x 2.5mm control cable armourd | Km. | 0.24 |  |  |  |  | 78749.44 | 18899.8656
45 | CC0C001018 | 4 x 2.5mm control cable armourd | Km. | 0.252 |  |  |  |  | 128099.84 | 32281.1597
46 | CC0C001013 | 6 x 2.5mm control cable armourd | Km. | 0.087 |  |  |  |  | 173249.28 | 15072.6874
47 | CC0C001009 | 10 x 2.5mm control cable armourd | Km. | 0.225 |  |  |  |  | 262499.84 | 59062.464
48 | II1I104001 | C-wedge clamps suitable for Zebra to Zebra conductor | No. | 19 |  |  |  |  | 2572.56 | 48878.64
49 | II5I507004 | Gun fitting suitable for ACSR Zebra conductor | Nos. | 3 |  |  |  |  | 5459.86 | 16379.58
50 |  | Control and relay panel 132KV /33Kv old and used | Set | 1 |  |  |  |  | 450000 | 450000
51 | JJ5J501007 | Tripping /closing coils, 110 V DC , suitable for 33 kv ABB make breakers as par sample | No. | 8 |  |  |  |  | 3089.24 | 24713.92
52 | JJ5J501008 | Tripping /closing coils, 110 V DC , suitable for 33 kv CGL make breakers as par sample | No. | 7 |  |  |  |  | 3208.42 | 22458.94
53 | JJ3J301005 | Tripping /closing coils, 110 V DC , suitable for 132 kv CGL make breakers as par sample | No. | 7 |  |  |  |  | 3633.22 | 25432.54
54 | JJ0J301007 | Tripping /closing coils, 110 V DC , suitable for 132 kv Areva make breakers as par sample | No. | 5 |  |  |  |  | 3564.78 | 17823.9
55 | AA0A002001 | ACSR Moose Conductor | Km. | 0.398 |  |  |  |  | 300000 | 119400
56 | AA0A002004 | ACSR Panther Conductor | Km. | 0.485 |  |  |  |  | 135000 | 65475
57 | AA0A002001 | ACSR Moose Conductor | Km | 0.8 |  |  |  |  | 300000 | 240000
58 | CC0C001020 | 2X2.5mm Control cable (Armoured) | Km | 0.515 |  |  |  |  | 87792 | 45212.88
59 | CC0C001018 | 4X2.5mm Control cable (Armoured) | Km | 0.31 |  |  |  |  | 137175 | 42524.25
60 | CC0C001013 | 6X2.5mm Control cable (Armoured) | Km | 0.26 |  |  |  |  | 197532 | 51358.32
61 | CC0C001009 | 10X2.5mm Control cable (Armoured) | Km | 0.265 |  |  |  |  | 318246 | 84335.19
62 | II1I104002 | C - Wedge clamps suitable for Zebra to panther conductor | No. | 3 |  |  |  |  | 3840.9 | 11522.7
63 | NN0N001008 | 33 KV Tripper Feeder Control & Rellay panel | Nos. | 1 |  |  |  |  | 828164.95 | 828164.95
64 | KK0K003001 | 132Kv Lighting arrester | No. | 1 |  |  |  |  | 76700 | 76700
65 | SS3S301007 | 145 KV Isolator male arm complete with contact assembly | Nos. | 1 |  |  |  |  | 17700 | 17700
66 | SS3S301001 | 145 KV Isolator female arm complete with contact assembly | Nos. | 1 |  |  |  |  | 17700 | 17700
67 | SS3S301005 | 145 KV Isolator male contact assembly | Nos. | 1 |  |  |  |  | 11800 | 11800
68 | SS3S301006 | 145 KV Isolator Female contact assembly | Nos. | 1 |  |  |  |  | 11800 | 11800
69 | FF0F050010 | 132 KV Isolator Structure old and used | Kg. | 460 |  |  |  |  | 65 | 29900
70 |  | 132 KV Isolator Jaw & blade complete old and used | Set | 3 |  |  |  |  | 1900 | 5700
71 |  | Limit Switch for PRV,2NO,2NC suitable for 40MVA T/F | No | 1 |  |  |  |  | 9199.28 | 9199.28
72 | II1I102001 | C - wedge clamps suitable for ACSR Moose to Moose | Nos. | 3 |  |  |  |  | 2098.04 | 6294.12
73 | II1I102003 | C - wedge clamps suitable for ACSR Moose to Zebra | Nos. | 7 |  |  |  |  | 2027.24 | 14190.68
74 | II1I102004 | C - wedge clamps suitable for ACSR Moose to Panther | Nos. | 3 |  |  |  |  | 1929.3 | 5787.9
75 | II1I103001 | C - wedge clamps suitable for ACSR Deer to Deer | Nos. | 3 |  |  |  |  | 2060.28 | 6180.84
76 | JJ8J801005 | 33 KV CB connector suitable for twin ACSR Zebra conductor | Nos. | 3 |  |  |  |  | 4327.06 | 12981.18
77 | SS5S501014 | 33 KV Isolator clamps suitable for twin ACSR Zebra conductor | Nos. | 2 |  |  |  |  | 4776.64 | 9553.28
78 |  | 33 Kv Isolator blades, 1600 capacity complete as per sample | Nos | 1 |  |  |  |  | 5003.2 | 5003.2
79 |  | 33 Kv Isolator Jaws, 1600 capacity with heavy duty aluminium pad for termination 7 G.I. frame as per sample | Nos | 2 |  |  |  |  | 5888.2 | 11776.4
80 |  | EHV Grade Transformer oil (COLUMBIA-OIL) | Ltr | 418 |  |  |  |  | 73.16 | 30580.88
81 |  | SF - 6 Gas | Kg. | 33 |  |  |  |  | 6454.6 | 213001.8
82 |  | Silica gel of best quality | Kg. | 200 |  |  |  |  | 375.24 | 75048
83 |  | 33 KV Isolator Blades, 1600A | Nos | 2 |  |  |  |  | 5233.3 | 10466.6
84 |  | 33 KV Isolator Jows, 1600A | Nos | 4 |  |  |  |  | 5351.3 | 21405.2
85 |  | 33 KV Isolator Blades, 800A | Nos | 4 |  |  |  |  | 5652.2 | 22608.8
86 |  | 33 KV Isolator Jows, 800A | Nos | 2 |  |  |  |  | 3528.2 | 7056.4
87 |  | 132 KV LA old and used | No. | 3 |  |  |  |  | 1000 | 3000
88 |  | LED Tube light 20 watt | Nos | 15 |  |  |  |  | 352.82 | 5292.3
89 |  | CRC Standard size | Nos | 10 |  |  |  |  | 584.1 | 5841
90 |  | 132 KV Isolator clamp suitable for ACSR panther conductor | Nos | 10 |  |  |  |  | 2112.2 | 21122
91 |  | 33 KV Isolator clamp suitable for ACSR panther conductor | Nos | 13 |  |  |  |  | 2578.3 | 33517.9
92 |  | 33 KV Isolator clamp suitable for ACSR Zebra conductor | Nos | 15 |  |  |  |  | 2578.3 | 38674.5
93 |  | 33 KV CT clamp suitable for Single ACSR Zebra conductor | Nos | 15 |  |  |  |  | 1787.7 | 26815.5
94 |  | 33 KV CT clamp suitable for Single ACSR Panther conductor | Nos | 15 |  |  |  |  | 1787.7 | 26815.5
95 |  | 33 KV Isolator clamp suitable for Twin ACSR Zebra conductor | Nos | 6 |  |  |  |  | 4773.1 | 28638.6
96 |  | 33 KV CT clamp suitable for Twin ACSR Zebra conductor | Nos | 6 |  |  |  |  | 4773.1 | 28638.6
97 |  | 132 KV Isolator clamp for Zebra conductor | Nos | 5 |  |  |  |  | 2767.1 | 13835.5
98 |  | 33 KV CT Clamp for zebra conductor | Nos | 4 |  |  |  |  | 2590.1 | 10360.4
99 |  | 132kv post insuator old and used | Nos | 8 |  |  |  |  | 3000 | 24000
100 |  | 80 MVA T/F (IMP) Bushing HV line,145 KV, 1200A | Nos | 1 |  |  |  |  | 949900 | 949900
5710678.4184
101 |  | 132 Kv PT Old & Used | No. |  |  | 3 |  |  | 4500 | 13500
102 |  | 145KV CT 800/400/200/1A, Accuracy class 1 (old and used) | No. |  |  | 1 |  |  | 4500 | 4500
103 | VV6V507003 | 132KV CVT Accuracy class 0.5 (old and used) | No. |  |  | 3 |  |  | 6000 | 18000
104 |  | 33 KV Circuit breaker old and used | No. |  |  | 1 |  |  | 8000 | 8000
105 |  | 132 KV LA old and used | No. |  |  | 3 |  |  | 2000 | 6000
| Total | [8 empty] | 50000
106 | SS4S402013 | 33 Kv Isolator Blade (damaged) | No. |  |  |  |  | 3 | 100 | 300
107 |  | 48 volt Battery set damaged | No. |  |  |  |  | 1 | 2000 | 2000
108 | YY1Y103001 | 48 volt Battery charger damaged | No. |  |  |  |  | 1 | 2000 | 2000
109 | JJ0J005007 | 33 Kv SF-6 Circuit breaker old & used and totally damaged | No. |  |  |  |  | 1 | 8000 | 8000
110 | VV3V305006 | 33 KV CT 800/400/1A (old & Dismantled) | No. |  |  |  |  | 1 | 1000 | 1000
111 | VV3V305009 | 33 Kv CT 400/200/1A Damaged | No. |  |  |  |  | 1 | 1500 | 1500
112 |  | Aluminum scrap (Clamp & jumper) | Kg. |  |  |  |  | 50 | 25 | 1250
113 | VV3V305009 | 33 KV CT 400/200/1A (old & Used ) | No. |  |  |  |  | 2 | 1000 | 2000
114 | VV3V305009 | 33 KV CT 400/200/1A Totally Damaged | No. |  |  |  |  | 1 | 500 | 500
115 | VV3V305009 | 33 KV CT 400/200/1A Old and totally Damaged | Nos. |  |  |  |  | 1 | 2500 | 2500
116 |  | Nuts & bolts and earth flate screap | Kg. |  |  |  |  | 49 | 30 | 1470
117 |  | CT JN. Box old damaged & rusted | Kg. |  |  |  |  | 30 | 25 | 750
118 | JJ0J005007 | 36 Kv SF-6 Circuit Breaker damaged (old & Used) | Nos. |  |  |  |  | 1 | 3500 | 3500
119 | VV3V305009 | 36 KV CT 400/200/1 A damaged (old & used) | Nos. |  |  |  |  | 1 | 1500 | 1500
120 | VV3V305006 | 36 KV CT 800/400/1A old & Used Totally damaged | Nos. |  |  |  |  | 2 | 900 | 1800
121 |  | 132 KV CT old and damaged ,Ratio 50/1A | No. |  |  |  |  | 1 | 500 | 500
122 |  | 33 KV CT Old & used and damaged | No. |  |  |  |  | 1 | 1500 | 1500
123 |  | realy old & used and defected | No. |  |  |  |  | 1 | 2500 | 2500
124 |  | 33 KV PT Old and Damaged | No. |  |  |  |  | 1 | 500 | 500
125 |  | 33 KV CT 1600/800/400/1A old & Damaged | No. |  |  |  |  | 1 | 1000 | 1000
126 |  | 33 Kv PT Old and Used totally damaged | No. |  |  |  |  | 2 | 300 | 600
127 |  | 33 Kv PT Old and Used totally damaged | No. |  |  |  |  | 1 | 400 | 400
128 |  | 120 KN Disc Insulator old and used | Nos. |  |  |  |  | 140 | 150 | 21000
129 |  | Deer conductor in pics Old and used | mtr. |  |  |  |  | 220 | 30 | 6600
130 |  | C - wedge clamps Deer to panther Old & used deteriorated | No |  |  |  |  | 15 | 30 | 450
131 |  | 33 KV CT Old and Used (oil leakage) | No |  |  |  |  | 1 | 2500 | 2500
132 |  | 33 KV LA Old & used and Defective | No |  |  |  |  | 1 | 200 | 200
133 |  | Structure of 145KV PI, 120 KV LA, 33 Kv LA etc. old and used | MT |  |  |  |  | 0.9 | 110000 | 99000
134 |  | 33 KV Isolator 1600A Old and used | No |  |  |  |  | 2 | 1500 | 3000
135 |  | Structure of 145kv PI. old and used | Kg |  |  |  |  | 820 | 30 | 24600
136 |  | 132 KV CT difected, old and used | Nos |  |  |  |  | 1 | 3500 | 3500
|  | 33 Kv SF-6 Circuit breaker old & used and damaged (capital) | Nos |  |  |  |  | 1 | 4500 | 4500
| Total | [8 empty] | 202420
137 |  | 36 KV CT (3 core (1 Phase) 400/200/1A A/C 0.2S | Nos. | 3 |  |  |  |  | 70202.92 | 210608.76
138 |  | 36 KV CT (3 core (1 Phase) 800/400/200/1A. A/C 0.2S | Nos. | 2 |  |  |  |  | 57650.08 | 115300.16
139 |  | 120KV LA | Nos. | 2 |  |  |  |  | 61834.36 | 123668.72
140 |  | 145KV Isolator Blade 1250Amp. | Nos. | 3 |  |  |  |  | 16853.35 | 50560.05
141 |  | 145KV Isolator Jaw with clamp 1250Amp. | Nos. | 6 |  |  |  |  | 9879.55 | 59277.3
142 |  | 33KV Isolator Blade 1600Amp. | Nos. | 1 |  |  |  |  | 5172.235 | 5172.235
143 |  | 33KV Isolator Jaws 1600Amp. | Nos. | 2 |  |  |  |  | 5288.465 | 10576.93
144 |  | 145 KV CVT, 1-Ph. 0.2S/0.2 Accuracy class without Junction box. | Nos. | 2 |  |  |  |  | 380780.1 | 761560.2
145 |  | Power cable Aluminium (PVC),3.5 core,70 sqmm (rmoured) | Km | 0.5 |  |  |  |  | 659661.3 | 329830.65
146 |  | 145 KV CT 50/1A A/c 0.2S | Nos. | 2 |  |  |  |  | 290563.2 | 581126.4
147 |  | 36 Kv CT( 4 coe) 1600/800/400/1A A/c 0.2S | Nos. | 1 |  |  |  |  | 84110.4 | 84110.4
148 |  | Control Cable 10 X 2.5mm | Km | 1 |  |  |  |  | 484744 | 484744
149 |  | Flexible copper bond | Nos. | 20 |  |  |  |  | 2867.4 | 57348
150 |  | Control Cable 2 X 2.5mm | Km | 1 |  |  |  |  | 122720 | 122720
151 |  | Control Cable 4 X 2.5mm | Km | 1 |  |  |  |  | 208624 | 208624
152 |  | Control Cable 6 X 2.5mm | Km | 1 |  |  |  |  | 306800 | 306800
153 |  | 33 KV PT (1 Ph) 3 Core 0.2/0.2S A/C Without JN Box | Nos. | 3 |  |  |  |  | 101898.9 | 305696.7
154 |  | Transformer oil | Ltr | 3135 |  |  |  |  | 0 | 0
| Total | [8 empty] | 3817724.505
PSDF Stock Inventory
155 |  | 132 KV Current Transformer 1 Ph (1600/800/400/1A) | No. | 4 |  |  |  |  | 179286.22 | 717144.88
Total | [9 empty] | 717144.88
T&P Inventory
1 |  | Alumminum leaders 20' long | No. | 1 |  |  |  |  | 2000 | 2000
2 | PP3P301001 | Sefety Helmet | No. | 6 |  |  |  |  | 681.68 | 4090.08
3 | PP3P301006 | Sefety Belt Half Body | No. | 6 |  |  |  |  | 826.82 | 4960.92
4 | PP3P301005 |  | No. | 6 |  |  |  |  | 1755.85 | 10535.1
5 | PP3P301012 | Hand gloves | Pair | 3 |  |  |  |  | 749.47 | 2248.41
6 | PP1P144008 | Earth discharge rod | No. | 2 |  |  |  |  | 2840 | 5680
7 |  | Rain coats | No. | 4 |  |  |  |  | 1817.82 | 7271.28
8 |  | Centor Table | No. | 1 |  |  |  |  | 8437 | 8437
9 | PP4P403003 | Double Bed | No. | 1 |  |  |  |  | 18000 | 18000
10 |  | Matress | No. | 2 |  |  |  |  | 3375 | 6750
11 | PP3P301008 | Gum Boot | Pair | 5 |  |  |  |  | 749.47 | 3747.35
12 |  | Table With both side drawer of size 5X3 feet | No. | 1 |  |  |  |  | 14142.1 | 14142.1
13 | PP4P431005 | Computer Table with one side drawer on steel frame | No. | 1 |  |  |  |  | 3359.6 | 3359.6
14 | PP4P401018 | Steel Almihra with 5 shelves (20-22 gauge) | No. | 2 |  |  |  |  | 12689.3 | 25378.6
15 |  | Steel Bench with 3 seats | No. | 3 |  |  |  |  | 9624.8 | 28874.4
16 | PP4P408020 | High back Executive chair | No. | 1 |  |  |  |  | 7888.25 | 7888.25
17 | PP4P408021 | Low back Executive chair | No. | 2 |  |  |  |  | 5606.9 | 11213.8
18 | PP4P410012 | Visitor chair with arm and cushion (Revolving) | No. | 10 |  |  |  |  | 2814.8 | 28148
19 |  | Biometric Attendance Machine | No. | 1 |  |  |  |  | 11741 | 11741
20 |  | Magger 5KV motorized | No. | 1 |  |  |  |  | 353850.5978 | 353850.5978
21 |  | Digitel multi meter | No. | 1 |  |  |  |  | 49263.15 | 49263.15
22 |  | Spliced ladders 10 mtr | Set | 1 |  |  |  |  | 35385.06 | 35385.06
23 |  | Rain coat and Gum boot each | Set | 4 |  |  |  |  | 3570.97 | 14283.88
24 |  | Earth resistance tester | No. | 1 |  |  |  |  | 696031.26 | 696031.26
25 |  | D - Spaner set (insulated), Ring spaner set (insulated) & Torque wrench set complete with all standard size | Set | 1 |  |  |  |  | 174498.4 | 174498.4
26 |  | Leakage tester (tong type) | No | 1 |  |  |  |  | 176509.12 | 176509.12
27 |  | SF - 6 gas refilling device | No | 1 |  |  |  |  | 55806.92 | 55806.92
28 |  | Insulating Gloves | Set | 3 |  |  |  |  | 11633.62 | 34900.86
29 |  | Helmet | Set | 6 |  |  |  |  | 4652.74 | 27916.44
30 |  | Oil sampling Bottel stainless steel 02 Liter Capacity | Set | 4 |  |  |  |  | 25016 | 100064
| Total | [8 empty] | 1922975.5778
24 | PP1P123005 | Oil testing set | No. |  |  |  |  | 1 | 10000 | 10000
25 | PP2P211002 | Vaccum cleaner | No. |  |  |  |  | 1 | 3000 | 3000
26 |  | Assessorice of Vaccum cleaner | Set |  |  |  |  | 1 | 500 | 500
27 | PP2P204008 | Magger 2.5Kv u/s | No. |  |  |  |  | 1 | 5000 | 5000
28 | PP1P142002 | Torch 3 cells u/s | No. |  |  |  |  | 1 | 50 | 50
29 | PP1P142003 | Torch 2 cells u/s | No. |  |  |  |  | 1 | 5 | 5
30 |  | Bomboo leaders long u/s | No. |  |  |  |  | 1 | 150 | 150
31 |  | Bomboo leaders 20' long u/s | No. |  |  |  |  | 1 | 100 | 100
32 | PP3P301012 | Hand gloves | Pair |  |  |  |  | 3 | 749.47 | 2248.41
33 |  | Rain coats | No. |  |  |  |  | 2 | 1817.82 | 3635.64
34 | PP3P301008 | Gum Boot | Pair |  |  |  |  | 1 | 749.47 | 749.47
Total | [9 empty] | 25438.52
Format of Monthly Inventory for Uploading on PTCUL Website
Name of Circle/ Zone:-400kv o&m circle Kashipur | [6 empty] | Name of Substation |  |  | 132kv s/s Bazpur
Name of Division 132 KV O&M Div. PTCUL KASHIPUR | [6 empty] | Stock Inventory for the Month of August.2026
SR. No. | Item Code | item Description | Unit | Quantity | [5 empty] | Book Value
|  |  |  | Useable | Unserviceable | Obsolete | Non-Moving | Scrap | Unit Rate
1 | II5I502005 | Double Tention fitting for panther conductor. | Set | 4 |  |  |  |  | 3230 | 12920
2 | II3I305004 | Armour rod for panther conductor. | Set | 3 |  |  |  |  | 910 | 2730
3 | II3I308001 | Bird Guard. | No. | 58 |  |  |  |  | 410 | 23780
4 | II3I301004 | Mid span joint for panther conductor. | No. | 16 |  |  |  |  | 510 | 8160
5 | II3I302004 | Ropier slave for panther conductor. | No. | 2 |  |  |  |  | 185 | 370
6 | FF0F013001 | A' Normal Tower. | KG | 379 |  |  |  |  | 66.2 | 25089.8
7 | II0I001003 | 120 KN Disc Insulator. | No | 32 |  |  |  |  | 120 | 3840
8 | AA0A002004 | ACSR Panther conductor old & used. | KM | 0.84 |  |  |  |  | 18000 | 15120
9 | II5I501005 | Single tension fitting suitable for panther conductor. | Nos. | 6 |  |  |  |  | 3376.63 | 20259.78
10 | II3I302004 | Repair sleeve. | Nos. | 1 |  |  |  |  | 900 | 900
11 | II5I501005 | Single tension fitting suitable for panther conductor. | Nos. | 4 |  |  |  |  | 7003.3 | 28013.2
12 | II5I504005 | single Suspension fitting suitable for panther conductor. | Nos. | 11 |  |  |  |  | 5835.1 | 64186.1
13 | II3I302004 | Repair sleeve suitable for ACSR panther conductor. | Nos. | 12 |  |  |  |  | 690.3 | 8283.6
14 | II3I302009 | Repair sleeve suitable for GS earth wire 7/10 SWG. | Nos. | 8 |  |  |  |  | 672.6 | 5380.8
15 | II3I304001 | GI hanger as per sample. | Nos. | 8 |  |  |  |  | 2171.2 | 17369.6
16 | II3I303004 | Vibration damper suitable for ACSR Panther conductor. | Nos. | 8 |  |  |  |  | 1823.1 | 14584.8
17 | II3I303009 | vibration damper suitable for GS earth wire 7/10 SWG. | Nos. | 6 |  |  |  |  | 1085.6 | 6513.6
18 | II5I501010 | Tension fitting suitable for GS Earth 7/10 SWG. | Nos. | 8 |  |  |  |  | 1616.6 | 12932.8
19 | II5I504010 | Suspension fitting suitable for GS earth wire 7/10SWG. | Nos. | 8 |  |  |  |  | 1858.5 | 14868
[7 empty] | Total |  |  | 285302.08
Scrap
SR. No. | Item Code | item Description | Unit | Quantity | [5 empty] | Book Value
|  |  |  | Useable | Unserviceable | Obsolete | Non-Moving | Scrap
1 | AA1A101002 | Earth wire old & used,rusted and deteriorated | KG |  |  |  |  | 410 | 35 | 14350
2 | II0I001007 | 70KN Disc insulator ( Damaged , old & used) | No |  |  |  |  | 36 | 100 | 3600
[7 empty] | Total |  |  | 17950
T&P
SR. No. | Item Code | item Description | Unit | Quantity | [5 empty] | Book Value
|  |  |  | Useable | Unserviceable | Obsolete | Non-Moving | Scrap
1 | PP0P012005 | Binacular camera | No | 1 |  |  |  |  | 67850 | 67850
[7 empty] | Total |  |  | 67850
|  | JE Name |  |  | AE Name |  |  |  |  | EE Name
Name of Zone -Kumoun Zone | [5 empty] | stock | STOCK |  |  |  | For the Month of August- 2026
Name of Circule -Kashipur Circle | [6 empty] | Stock |  |  |  |  | M/O -August-26
Name of Circule -Kashipur Circle
Name of Division -132 KV O&M Division Kashipur
Name of Sub- Station -132 KV S/S Ramnagar
S. No. | Item code | Name of Item | Unit | Unit rate in Rs. | Useable |  | Unserviceable |  | Non-Moving |  | Obsolete |  | Scrap |  | Total Inventory Amt.
[5 empty] | Qty. | Total Amount in Rs. | Qty. | Total Amount in Rs. | Qty. | Total Amount in Rs. | Qty. | Total Amount in Rs. | Qty. | Total Amount in Rs.
5 | FF2F201004 | 36 mm MS Round | Kg | 19.6 | 718 | 14072.8 |  | 0 |  | 0 |  | 0 | 0 | 0 | 14072.8
6 | FF0F050008 | Gal. S/S strecture ATM | Kg | 28.74 | 2465 | 70844.1 |  | 0 |  | 0 |  | 0 | 0 | 0 | 70844.1
7 | FF0F050009 | Gal. S/S strecture AXM | Kg | 28.74 | 1119.65 | 32178.741 |  | 0 |  | 0 |  | 0 | 0 | 0 | 32178.741
8 | FF0F050014 | Gal. S/S strecture BTM | Kg | 28.74 | 2903.705 | 83452.4817 |  | 0 |  | 0 |  | 0 | 0 | 0 | 83452.4817
9 | FF0F050019 | Gal. S/S strecture CCM | Kg | 28.74 | 354.23 | 10180.5702 |  | 0 |  | 0 |  | 0 | 0 | 0 | 10180.5702
10 | CC1C103009 | 95mm2 ,3 1/2 Al. Cable | Mtr | 250 | 38 | 9500 |  | 0 |  | 0 |  | 0 | 0 | 0 | 9500
11 | CC0C001013 | Control Cable 6x2.5mm2 | Mtr | 132.75 | 57 | 7566.75 |  | 0 |  | 0 |  | 0 | 0 | 0 | 7566.75
12 | MM0M007004 | OSR relay suitable for NGEF make 20 MVA T/f | No. | 11917.5 | 1 | 11917.5 |  | 0 |  | 0 |  | 0 | 0 | 0 | 11917.5
13 | II1I105001 | Fired C-Wedge clamp suitable for Panther to Panther | No. | 1912.48 | 15 | 28687.2 |  | 0 |  | 0 |  | 0 | 0 | 0 | 28687.2
14 | VV4V305013 | 33 KV CT(200/ 100/1A) old and used | No. | 12100 | 2 | 24200 |  | 0 |  | 0 |  | 0 | 0 | 0 | 24200
15 | JJ3J301005 | Trip coil 110 Vsuitable for CGL make 132 KV Circuit Breader | No. | 2815 | 2 | 5630 |  | 0 |  | 0 |  | 0 | 0 | 0 | 5630
16 | II0I005001 | PG Clamp Zebra to Zebra | No. | 1123.6 | 3 | 3370.8 |  | 0 |  | 0 |  | 0 | 0 | 0 | 3370.8
17 | JJ5J501023 | Eye bolt suitable for 33 KV BHEL make VCB Circuit breaker. | No. | 519.8 | 4 | 2079.2 |  | 0 |  | 0 |  | 0 | 0 | 0 | 2079.2
18 | CC0C001020 | 2.5mm2x2 core control cable | Km. | 81207 | 0.4 | 32482.8 |  | 0 |  | 0 |  | 0 | 0 | 0 | 32482.8
19 | CC0C001018 | 2.5mm2x4 Core Control Cable | Km. | 140002.3 | 0.3 | 42000.69 |  | 0 |  | 0 |  | 0 | 0 | 0 | 42000.69
20 | VV3V303001 | 132KV CT 1 Phase Heptacare Power (PSDF) | No. | 179286.22 | 1 | 179286.22 |  | 0 |  | 0 |  | 0 | 0 | 0 | 179286.22
21 | SS4S402011 | Blades for 33 KV isolator | No. | 3825 | 6 | 22950 |  | 0 |  | 0 |  | 0 | 0 | 0 | 22950
22 | II5I501005 | Tension fitting | No. | 900 | 10 | 9000 |  | 0 |  | 0 |  | 0 | 0 | 0 | 9000
23 | VV3V305008 | Old used and defective 33 KV CT 3Core 400/200/1A Hepta Care | No. | 1500 | 0 | 0 | 0 | 0 |  | 0 |  | 0 | 1 | 1500 | 1500
24 | FF1F107002 | GI foundation Anchor bolt (size 28 mm) | No. | 1041.87 | 20 | 20837.4 |  | 0 |  | 0 |  | 0 | 0 | 0 | 20837.4
25 | FF1F107001 | GI foundation Anchor bolt (size32 mm) | No. | 1095.16 | 10 | 10951.6 |  | 0 |  | 0 |  | 0 | 0 | 0 | 10951.6
26 | KK0K005001 | 33 KV Lightning arrestor with all accessories and surge counter | No. | 32915 | 1 | 32915 |  | 0 |  | 0 |  | 0 | 0 | 0 | 32915
27 | VV3V303001 | Complete damage 145 KV CT | No. | 5000 | 0 | 0 |  | 0 |  | 0 |  | 0 | 1 | 5000 | 5000
28 | VV3V305008 | Old & Used damaged of 3 core 33 KV CT | No | 1000 | 0 | 0 |  | 0 |  |  |  |  | 1 | 1000 | 1000
29 | YY0Y002005 | Old used and damaged battery bak of 110 Volt | Set | 27500 | 0 | 0 |  | 0 |  | 0 |  | 0 | 1 | 27500 | 27500
30 | PP2P221002 | Old used & damaged exghaust fan of 18" size | No. | 1000 | 2 | 2000 |  | 0 |  | 0 |  | 0 | 0 | 0 | 2000
31 | YY0Y003010 | Old used and damaged battery Cell of 2 Volt 300 Ah | No. | 500 | 0 | 0 |  | 0 |  | 0 |  | 0 | 5 | 2500 | 2500
32 | SS6S604001 | Auxllary contractor operating 110 Volt DC | No. | 2940.56 | 2 | 5881.12 |  | 0 |  | 0 |  | 0 | 0 | 0 | 5881.12
33 | II0I005002 | Zebra to Panther Clamp | No. | 1177.64 | 2 | 2355.28 |  | 0 |  | 0 |  | 0 | 0 | 0 | 2355.28
34 | CC0C001013 | Control Cable 2.5 Sqmmx6 Core | Mtr. | 197.53 | 200 | 39506 |  | 0 |  | 0 |  | 0 | 0 | 0 | 39506
35 | CC0C003010 | Control Cable armoed 2.5 Sqmmx10 Core | Mtr. | 238.1965 | 160 | 38111.4432 |  | 0 |  | 0 |  | 0 | 0 | 0 | 38111.4432
36 | VV3V305008 | 36 KV CT (3 Core) (1 Phase) 400/200/1 A, 0.2s accuracy | No. | 58823 | 1 | 58823 |  | 0 |  | 0 |  | 0 | 0 | 0 | 58823
37 | CC0C001018 | 2.5 mm2* 4core control cable in piesces | Mtr | 10 | 300 | 3000 |  | 0 |  | 0 |  | 0 | 0 | 0 | 3000
38 | CC0C002008 | 2.5 mm2*10 core control cable inpisces | Mtr | 15 | 100 | 1500 |  | 0 |  | 0 |  | 0 | 0 | 0 | 1500
39 | VV3V303005 | 132 Kv CT 200/100/1 A. Old &Used | No. | 12000 | 0 | 0 |  | 0 |  | 0 |  | 0 | 0 | 0 | 0
40 | KK0K003001 | 132 KV LA Old & Used | No. | 6000 | 1 | 6000 |  | 0 |  | 0 |  | 0 | 0 | 0 | 6000
41 | VV3V305006 | 33 KV CT 800/400/200/1A . Old & Used | No. | 6000 | 1 | 6000 |  | 0 |  | 0 |  | 0 | 0 | 0 | 6000
42 | KK0K005001 | 33 Kv LA Old & Used | No. | 4000 | 2 | 8000 |  | 0 |  | 0 |  | 0 | 0 | 0 | 8000
43 | KK0K005001 | 33 KV LA Damaged | NO. | 500 | 0 | 0 |  | 0 |  | 0 |  | 0 | 1 | 500 | 500
44 | VV6V507004 | Old used and defective 132 KV CVT | No. | 12500 | 0 | 0 |  | 0 |  | 0 |  | 0 | 3 | 37500 | 37500
45 | JJ7J707001 | New SF-6 Gas cylinder | Kg. | 6454.6 | 15 | 96819 |  | 0 |  | 0 |  | 0 | 0 | 0 | 96819
46 | VV1V103016 | 40 MVA T/F LV SideBushing Terminal ConnectorFor ACSR Panthor Conductor | No. | 2653.82 | 4 | 10615.28 |  | 0 |  | 0 |  | 0 | 0 | 0 | 10615.28
47 | VV1V103019 | 20 MVA T/F HV SideBushing Terminal ConnectorFor ACSR Panthor Conductor | No. | 2653.82 | 3 | 7961.46 |  | 0 |  | 0 |  | 0 | 0 | 0 | 7961.46
48 | VV1V103020 | 20 MVA T/F LV SideBushing Terminal ConnectorFor ACSR Panthor Conductor | No. | 2653.82 | 0 | 0 |  | 0 |  | 0 |  | 0 | 0 | 0 | 0
49 | VV1V103019 | 33 KV Circuit Breaker Terminal Connector For ACSR Panthor conductor | No. | 2571.22 | 4 | 10284.88 |  | 0 |  | 0 |  | 0 | 0 | 0 | 10284.88
50 | VV1V103020 | 33 KV Circuit Breaker Terminal Connector For ACSR Zebra conductor | No. | 2571.22 | 2 | 5142.44 |  | 0 |  | 0 |  | 0 | 0 | 0 | 5142.44
51 | II0I002005 | 33 KV main bus clamp For ACSR Taramtulla to Panthor conductor | No. | 2653.82 | 4 | 10615.28 |  | 0 |  | 0 |  | 0 | 0 | 0 | 10615.28
52 | II0I002004 | 33 KV main bus clamp For ACSR Taramtulla to zebra conductor | No. | 2653.82 | 2 | 5307.64 |  | 0 |  | 0 |  | 0 | 0 | 0 | 5307.64
53 | SS5S501006 | 33 KV Main bus Isolator Connector For ACSR taramtula conductor | No. | 2653.82 | 1 | 2653.82 |  | 0 |  | 0 |  | 0 | 0 | 0 | 2653.82
54 | JJ8J801011 | Terminal connector for 132 KV CGL make C.B | No. | 2742.32 | 2 | 5484.64 |  | 0 |  | 0 |  | 0 | 0 | 0 | 5484.64
55 | JJ8J801011 | Terminal connector for 132 KV C.B | No. | 2742.32 | 2 | 5484.64 |  | 0 |  | 0 |  | 0 | 0 | 0 | 5484.64
56 | VV7V701010 | Terminal connector for 132 KV CVT | No. | 2742.32 | 2 | 5484.64 |  | 0 |  | 0 |  | 0 | 0 | 0 | 5484.64
57 | VV1V103019 | Terminal connector required for HV Bushing of 20 MVA T/F | No. | 2938.2 | 2 | 5876.4 |  | 0 |  | 0 |  | 0 | 0 | 0 | 5876.4
58 | VV1V103020 | Terminal connector required for LV Bushing of 20 MVA T/F | No. | 2348.2 | 2 | 4696.4 |  | 0 |  | 0 |  | 0 | 0 | 0 | 4696.4
59 | VV1V103016 | Terminal connector required for HV Bushing of 40 MVA T/F | No. | 3534.1 | 1 | 3534.1 |  | 0 |  | 0 |  | 0 | 0 | 0 | 3534.1
60 | VV1V103015 | Terminal connector required for LV Bushing of 40 MVA T/F | No. | 2938.2 | 2 | 5876.4 |  | 0 |  | 0 |  | 0 | 0 | 0 | 5876.4
61 | JJ8J801010 | Terminal connector for 33 KV Circuit Breaker | No. | 3534.1 | 1 | 3534.1 |  | 0 |  | 0 |  | 0 | 0 | 0 | 3534.1
62 | JJ3J301019 | Contactor 110 V DC for 132 KV Circuit Breaker | No. | 3829.1 | 2 | 7658.2 |  | 0 |  | 0 |  | 0 | 0 | 0 | 7658.2
63 | SS6S604001 | Contactor 110 V DC for 33 KV Circuit Breaker | No. | 2944.1 | 2 | 5888.2 |  | 0 |  | 0 |  | 0 | 0 | 0 | 5888.2
64 | SS6S606003 | Contractor for fan control of 40 MVA T/F | No. | 5888.2 | 2 | 11776.4 |  | 0 |  | 0 |  | 0 | 0 | 0 | 11776.4
65 | SS7S704001 | MCB Three Pole 32 Amp | No. | 997.1 | 1 | 997.1 |  | 0 |  | 0 |  | 0 | 0 | 0 | 997.1
66 | JJ3J301019 | Coil 110 V DC for 132 KV Circuit Breaker | No. | 1528.1 | 2 | 3056.2 |  | 0 |  | 0 |  | 0 | 0 | 0 | 3056.2
67 | LL6L601006 | Multi Stand 2.5 mm Sqr Copper wire of different colour | No. | 53.1 | 150 | 7965 |  | 0 |  | 0 |  | 0 | 0 | 0 | 7965
68 | KK0K005001 | 33KV LA(OLD & USED) | No. | 5000 | 4 | 20000 |  | 0 |  | 0 |  | 0 | 0 | 0 | 20000
69 | AA0A002003 | ACSR Zebra conductor | Mtr | 30 | 0 | 0 |  | 0 |  | 0 |  | 0 | 12 | 360 | 360
70 | VV2V203001 | Silika Gel | Kg | 375.24 | 75 | 28143 |  | 0 |  | 0 |  | 0 | 0 | 0 | 28143
71 | VV3V303003 | 145 KV CT400/ 200/ 100/1A Damaged (Received back) | No | 2500 | 0 | 0 | 0 | 0 |  | 0 |  | 0 | 1 | 2500 | 2500
72 | VV5V407023 | CT Clamp (Old & Used) Receive back | No. | 500 | 2 | 1000 |  | 0 |  | 0 |  | 0 | 0 | 0 | 1000
73 | VV6V505002 | 33KV PT Damaged Receive Back | No | 1000 | 0 | 0 |  | 0 |  | 0 |  | 0 | 1 | 1000 | 1000
74 | II0I006001 | PG CLAMP P TO P | No | 1189.48 | 7 | 8326.36 |  | 0 |  | 0 |  | 0 | 0 | 0 | 8326.36
75 | YY0Y003005 | 2V 300AH Low maintinance (VRLA) Dri Cell Old & Used | Set | 27500 | 0 | 0 |  | 0 |  | 0 |  | 0 | 1 | 27500 | 27500
76 | VV6V507004 | 145 KV CVT Receive Back ( Make- CGL) Old & Used | No | 12500 | 0 | 0 |  | 0 |  | 0 |  | 0 | 3 | 37500 | 37500
77 |  | 132 KV CT 1600/800/400/1A Old & Used | No | 100000 | 3 | 300000 |  | 0 |  | 0 |  | 0 | 0 | 0 | 300000
78 | JJ3J301006 | Tripping & Closing coil Complete with assembly | No | 14738.2 | 7 | 103167.4 |  | 0 |  | 0 |  | 0 | 0 | 0 | 103167.4
79 |  | Limit switch 1 No + 1Nc for 132 KV CB | No | 11204.1 | 5 | 56020.5 |  | 0 |  | 0 |  | 0 | 0 | 0 | 56020.5
80 |  | Numerical T/F Diffrential protection Relay ( E Scrap) | Kg | 65 | 0 | 0 |  | 0 |  | 0 |  | 0 | 2 | 130 | 130
81 |  | 36 KV CT3 Core 400/200/1A (Old & Used) | No | 3 | 30000 | 90000 |  | 0 |  | 0 |  | 0 | 0 | 0 | 90000
82 |  | Nut & Bolts with washer | Kg | 65 | 352.82 | 22933.3 |  | 0 |  | 0 |  | 0 | 0 | 0 | 22933.3
83 |  | Received33 KV CT 3Core 800/400/1A(Old& Used) | No | 0 | 30000 | 0 |  | 0 |  | 0 |  | 0 | 0 | 0 | 0
84 |  | PVC Cable Various Cores In Pieces (Old & Used ) | MTr | 8200 | 20 | 164000 |  | 0 |  | 0 |  | 0 | 0 | 0 | 164000
85 |  | Received Back PG Clamp (Z To P ) Old & Used | No | 3 | 225 | 675 |  | 0 |  | 0 |  | 0 | 0 | 0 | 675
86 |  | ACSR Panthor Conductor in pieces (Old & Used) | Mtr | 136 | 20 | 2720 |  | 0 |  | 0 |  | 0 | 0 | 0 | 2720
87 |  | 145 KV CT 400/200/1 A (Damaged) | No | 7000 | 0 | 0 | [6 empty] | 1 | 7000 | 7000
88 |  | 145 KV CT 400/200/1 A Heptacare Accuracy 0.2 | No | 35000 | 1 | 35000 | [8 empty] | 35000
89 |  | 33 KV CT 400/200/1 A (old & Used) | No | 20000 | 3 | 60000 | [8 empty] | 60000
90 |  | ACSR zebra conductor | No | 20 | 0 | 0 | [6 empty] | 14 | 280 | 280
91 |  | 630 KVA ,33 /.4 KV T/F bournt out | No | 50000 | 1 | [7 empty] | 1 | 50000 | 50000
92 |  | 145 KV ,800 Amp lightening ,impluse 650 Kvp Creepersdistance 3625 mmHV line OIP bushing of 40 MVA 132/33KV T/F | No | 967600 | 1 | 967600 | [8 empty] | 967600
[6 empty] | 2911578.4761 |  | 0 |  | 0 |  | 0 | 0 | 201770 | 3113348.4761
[6 empty] | Total Amt. of Useable |  | Total Amt. of Unserviceable |  | Total Amt. of Non. Moving |  | Total Amt. of obsolete |  | Total Amt. of Scrap | Total Inventory Amt.
Name of Zone: Kumoun Zone | [6 empty] | Month |  | 2026-08-01
Name of Circle: Kashipur
Name of Division:- 220 KV O&M Division Mahuakheraganj
Name of Substation:- 220 KV Substation Mahuakheraganj
S. No. | Item code | Name of Item | Unit | Unit rate in Rs. | Useable |  | Unserviceable |  | Non-Moving |  | Obsolete |  | Scrap
[5 empty] | Qty. | Total Amount in Rs. | Qty. | Total Amount in Rs. | Qty. | Total Amount in Rs. | Qty. | Total Amount in Rs. | Qty. | Total Amount in Rs.
1 |  | ACSR Conductor Zebra | Mtr. | 279.9 | 938 | 262546.2
2 |  | ACSR Conductor Panther | Mtr. | 135 | 1535 | 207225
3 |  | GI Earth Wire 7/10 SWG | Mtr. | 49.95 | 388 | 19380.6
4 |  | IPS Aluminium Tube 4" | Mtr. | 18000 | 37 | 666000
5 |  | PVC Control Cable - W/o Armoured- 6x2.5mm |  | 202.65 | 100 | 20265
6 |  | HF Cable -Longest optical cable - | set | 29115 | 1 | 29115
7 |  | Tower Parts- GI | kg | 76.6 | 990 | 75834
8 |  | Line Isolator 220 KV Motorized with Earth Switch | no | 172759 | 1 | 172759
9 |  | Line Isolator 132 KV Motorized with Earth Switch | no | 162558 | 1 | 162558
10 |  | 220 KV Isolater Spare Support Insulator | No | 22950 | 7 | 160650
11 |  | 220 KV Isolater Spare Switch 220V Limit Switch for Motorized Isolators | Set | 5221 | 4 | 20884
13 |  | 132 KV Isolater Spare Blade Male contact | No | 13046.8 | 1 | 13046.8
14 |  | 220 KV Isolater Spare Switch Control switch | no | 290 | 4 | 1160
15 |  | 33 KV Isolater Spare Isolator Rotating Assembly Motorized operating mechanism for Isolator | No | 60000 | 1 | 60000
16 |  | Disc Insulator 160 KN Porceline | No | 1610 | 26 | 41860
17 |  | Disc Insulator 120 KN Porceline | No | 999 | 54 | 53946
18 |  | Disc Insulator 90 KN | No | 599 | 14 | 8386
19 |  | Disc Insulator 90 KN | No | 1310 | 15 | 19650
20 |  | Disc Insulator 11 KV (11500 kg X pin | No | 860 | 143 | 122980
21 |  | PG Clamp Moose - Moose | No | 1080 | 6 | 6480
22 |  | PG Clamp Moose - Moose | No | 2599.65 | 20 | 51993
23 |  | PG Clamp Moose- Panther | no | 1685.48 | 10 | 16854.8
24 |  | PG Clamp Zebra- Zebra | No | 1123.7 | 4 | 4494.8
25 |  | PG Clamp Panther- Panther | No | 2365.9 | 38 | 89904.2
26 |  | C-wedge Clamp Moose- Moose | No | 2752.25 | 0 | 0
27 |  | C-wedge Clamp Zebra- Zebra | No | 2175.5 | 14 | 30457
28 |  | C-wedge Clamp Panther- Panther | No | 3957.72 | 60 | 237463.2
29 |  | Cleat type Clamp 7/10 SWG | No | 117 | 19 | 2223
30 |  | Mid Span Joint Zebra | No | 710 | 9 | 6390
31 |  | Mid Span Joint Panther | No | 1271.2 | 8 | 10169.6
32 |  | Mid Span Joint 7/10 SWG | No | 610 | 2 | 1220
33 |  | Repair Sleeve Zebra | No | 1072.6 | 1 | 1072.6
34 |  | Repair Sleeve Zebra | No | 410 | 8 | 3280
35 |  | Repair Sleeve Zebra | No | 576 | 5 | 2880
36 |  | Repair Sleeve Panther | No | 550.48 | 5 | 2752.4
37 |  | Repair Sleeve 7/10 SWG | No. | 550.48 | 5 | 2752.4
38 |  | Bird Guard | set | 710 | 2 | 1420
39 |  | Spacers Quard Moose | No. | 1710 | 4 | 6840
40 |  | Spacers Twin Moose | No | 1888 | 14 | 26432
41 |  | Single Tension Fitting 7/10 SWG | No | 810 | 12 | 9720
42 |  | Double Tension Fitting Panther | set | 5210 | 12 | 62520
43 |  | Single Suspension Fitting Zebra | No | 8128.9 | 2 | 16257.8
44 |  | Single Suspension Fitting Panther | No | 4494.6 | 2 | 8989.2
45 |  | Double Suspension Fitting Panther | No/set | 3610 | 13 | 46930
46 |  | Circuit Breaker Sapres 220KV Trip Coil Assembly | no | 13554 | 1 | 13554
47 |  | Circuit Breaker Sapres 220KV Closing Coil Assembly | no | 13776 | 1 | 13776
48 |  | Circuit Breaker Sapres 220KV Poles | No. | 719475 | 1 | 719475
49 |  | Circuit Breaker Sapres 132KV Poles | No. | 535725 | 1 | 535725
50 |  | Circuit Breaker Sapres 220KV Pressure Switch | no | 8892 | 1 | 8892
51 |  | Circuit Breaker Sapres 132KV 220V DC Trip Coil Assembly | no | 11231 | 1 | 11231
52 |  | Circuit Breaker Sapres 132KV 220V DC Closing Coil Assembly | no | 12443 | 1 | 12443
53 |  | Circuit Breaker Sapres 132KV Pressure Switch | no | 7885 | 1 | 7885
54 |  | Circuit Breaker Auxiliary switch Limit switch 220V DC | No | 979.72 | 0 | 0
55 |  | Circuit Breaker Auxiliary switch Density moniter switch | No | 22855 | 1 | 22855
56 |  | Circuit Breaker Auxiliary switch Density moniter switch | No | 19886 | 1 | 19886
57 |  | Circuit Breaker Auxiliary Contact 13No+13NC | No | 8361.95 | 4 | 33447.8
58 |  | Spring oprating Mechanism Triping spring | No | 12450.55 | 5 | 62252.75
59 |  | Circuit Breaker Accessories Molecular filter | set | 8896 | 3 | 26688
60 |  | Circuit Breaker Accessories Molecular filter | set | 8897 | 3 | 26691
61 |  | Circuit Breaker Accessories Opening Latch gear | set | 9883 | 1 | 9883
62 |  | Circuit Breaker Accessories Opening Latch gear | set | 8883 | 1 | 8883
63 |  | Circuit Breaker Accessories Opening dash pot | set | 18000 | 1 | 18000
64 |  | Circuit Breaker Accessories Opening dash pot | set | 14332 | 1 | 14332
65 |  | Circuit Breaker Accessories Closing dash pot | set | 16500 | 1 | 16500
66 |  | Circuit Breaker Accessories Closing dash pot | set | 16500 | 1 | 16500
67 |  | Circuit Breaker Accessories Closing Latch gear | set | 8500 | 1 | 8500
68 |  | Circuit Breaker Accessories Closing Latch gear | set | 7220 | 1 | 7220
69 |  | Circuit Breaker Accessories Operating counter | no | 2566 | 1 | 2566
70 |  | Circuit Breaker Accessories Operation counter | no | 2566 | 1 | 2566
71 |  | Miscellaneous Panel Spare - Switch - Control switch for breaker | no | 26567 | 4 | 106268
72 |  | Lighting Arrestor 220 KV | No | 63495 | 1 | 63495
73 |  | Lighting Arrestor 33 KV | No | 34992 | 1 | 34992
74 |  | Bus Post Insulator (without corona ring) with creepage distance of 6125 mm. - 245 kV | no | 36895 | 15 | 553425
75 |  | Bus Post Insulator (without corona ring) with creepage distance of 3625 mm. - 145 kV | no | 13770 | 4 | 55080
76 |  | Bus Post Insulator (without corona ring) with creepage distance of 3625 mm. - 145 kV | no | 20647 | 13 | 268411
77 |  | Relay - Trip circuit supervision relay - Trip ckt supervision relay | No | 68554 | 1 | 68554
78 |  | Relay - Auxiliary relay - Auxiliary relay 220V | no | 65478 | 2 | 130956
79 |  | Relay - Phase failure relay - Phase failure relay with UV/OV Relay (Minilec) auto reset, system voltage 415V AC | no | 1961 | 0 | 0
80 |  | Relay - Phase failure relay - Phase failure relay with UV/OV Relay (Minilec) auto reset, system voltage 415V AC | no | 2940.5 | 1 | 2940.5
81 |  | Relay - Diffrential Relay - Transformer differential protection relay with assesiores | no | 141340 | 1 | 141340
82 |  | Relay - Diffrential Relay - Reactor differential protection relayincluding all aux. CT and associated software | no | 79487 | 1 | 79487
83 |  | Relay - Disturbance Recorder - Disturbance recorder acquisition unitswith Software | no | 42000 | 1 | 42000
84 |  | Relay - Distance to fault locator - including mutual compasation units | no | 1600 | 1 | 1600
85 |  | Relay - Over load relay - with timer | no | 16200 | 1 | 16200
86 |  | Relay - Back up for protection relay - Back up for protection relay with 3O/C and 1 E/F element | no | 138674 | 1 | 138674
87 |  | Relay - Back up impedance relay - Back up impedance relay | set | 88657 | 1 | 88657
88 |  | Relay - Back up impedance relay - Back up imp relay | set | 9000 | 1 | 9000
89 |  | Relay - Restricted earth fault protection relay - with Non-linear resistor Type- SR350 relay | no | 139872 | 1 | 139872
90 |  | Relay - Over Fluxing Relay - Over fluxing relay | set | 900 | 1 | 900
91 |  | Relay - DC supervision relay - 220 KV & 132KV | no | 62558 | 2 | 125116
92 |  | Relay - Self reset trip relay - self reset trip relay for 220 Kv & 132 KV | no | 69887 | 2 | 139774
93 |  | Relay - Hand reset trip relay - Hand reset trip relay for 220 KV & 132 KV | no | 58976 | 2 | 117952
94 |  | Relay - Auto Reclose Relay - with Check Synchronising Relay and Dead Line Charging Relay(RAAAM) for 400, 220 &132 KV | no | 55438 | 2 | 110876
95 |  | Relay - Breaker failure relay - for 220 KV | no | 356 | 1 | 356
96 |  | Relay - Breaker failure relay - for 132 KV@240 | No | 240 | 1 | 240
97 |  | Relay - Flag relay - Flag relay 220 KV & 132 KV | No | 54789 | 2 | 109578
98 |  | Relay - Definite time relay - Definite time relay | no | 12559 | 1 | 12559
99 |  | Relay - Timer Relay - for 220 KV & 132 KV | No | 3224 | 2 | 6448
100 |  | Relay - Over Voltage Protection Relay - over voltage protection relay with timers | set | 18044 | 1 | 18044
101 |  | Relay - TP Deffental Proction Relay Setting 10-40% Ctr-1a Supply 220VDC - | No | 32665 | 1 | 32665
102 |  | Relay - TP O/C Relay 50-200%(Valtage Operated O CTR 1A, 90.3SEC) 220VDC - | No | 33256 | 1 | 33256
103 |  | Relay - 220VDC Earth Leakage Relay,Satting 3.7MA AUX Supply 230VAC - | No | 22987 | 1 | 22987
104 |  | Relay - TP Istant O/C Relay With Adj Defl Mani Time CTR-1A,200-800% - | No | 26556 | 1 | 26556
105 |  | Relay - Master Trip Relay Aux. Supply 220VDC 4NO+1 No. - | No | 28996 | 1 | 28996
106 |  | Relay - Insant E/F Relay With Adj Deft Mini Time,Ctr-1a,10-40% 220VDC - | No | 1137 | 2 | 2274
107 |  | Miscellaneous Panel Spare - Switch - AIR BREAKER SWITCH ,250A,220VDC, DP SWITCH | no | 9237 | 1 | 9237
108 |  | Miscellaneous Panel Spare - Switch - BREAKER CONTROL SWITCH DP 25A | No | 6589 | 1 | 6589
109 |  | Miscellaneous Panel Spare - Selector Switch - Volt meter-220 KV & 132 kV | No | 430 | 1 | 430
110 |  | Miscellaneous Panel Spare - Selector Switch - DP,16A,ON-OFF | no | 3565 | 1 | 3565
111 |  | Miscellaneous Panel Spare - Selector Switch - AMMTER-10A | no | 2546 | 1 | 2546
112 |  | Miscellaneous Panel Spare - Selector Switch - AMMTER-6A | no | 2223 | 1 | 2223
113 |  | Miscellaneous Panel Spare - Selector Switch - A/M -1P,2W,W/O OFF,6A | no | 6695 | 1 | 6695
114 |  | Miscellaneous Panel Spare - Selector Switch - A/M -3P,2W,W/O OFF,6A | no | 3365 | 1 | 3365
115 |  | Miscellaneous Panel Spare - Selector Switch - Synchornizing Selector Switch 220 KV & 132 KV | no | 342 | 2 | 684
116 |  | Miscellaneous Panel Spare - Synchornizing socket - 220 KV & 132 KV | No | 3524 | 2 | 7048
117 |  | Analog Meter - Frequency Meter - Frequency meter | No. | 12454 | 1 | 12454
118 |  | Analog Meter - Voltmeter - with Transducer for 132 KV | No. | 5512 | 2 | 11024
119 |  | Analog Meter - Voltmeter - 0-500V 415VAC | No | 9888 | 1 | 9888
120 |  | Analog Meter - Voltmeter - 0-500V,PTR-415VAC | No. | 9888 | 1 | 9888
121 |  | Analog Meter - Voltmeter - DC-75-0-75V WITH DC SHUNT CL-0 75MV | No. | 8856 | 1 | 8856
122 |  | Analog Meter - Ampere Meter - 0-1000A CTR CL-1.5 | No. | 7588 | 1 | 7588
123 |  | Analog Meter - Ampere Meter - 0-400 CTR CL-1.5 | No | 7588 | 1 | 7588
124 |  | Analog Meter - Ampere Meter - Amp meter DC -WITH DC SHUNT 0-75MV 90-0-200A | No. | 7588 | 1 | 7588
125 |  | Analog Meter - Ampere Meter - Amp meter with transducer for 220 KV & 132KV | No | 5512 | 4 | 22048
126 |  | Digital Meter - KWH (Energy meter) - KWH METER 3P,4W,LEAST COUNT-1KWH | No | 12556 | 1 | 12556
127 |  | Digital Meter - KW METER - KW METER 3P,4W,CTR-1A,90-800KWO | No | 12556 | 1 | 12556
128 |  | Miscellaneous- - Card - Carrier Equipment of Each type | Set | 345672 | 1 | 345672
129 |  | Miscellaneous- - Power supply - module of Bus- bar protection | No | 3000 | 1 | 3000
130 |  | Miscellaneous- - merosil - (Non linear resistor ) | No | 900 | 1 | 900
131 |  | Miscellaneous- - CT & PTs - Inter-posing CT & PTs each type | Set | 2400 | 1 | 2400
132 |  | plcc(carrier) Miscellaneous-items------ - Telephone 4 wire with necessary connecting cable - Telephone 4 wire with necessary connecting cable | set | 5674 | 2 | 11348
133 |  | plcc(carrier) Miscellaneous-items------ - Co-axial connector - Co-axial connector | set | 1356 | 2 | 2712
134 |  | plcc(carrier) Miscellaneous-items------ - Straight through joint - Straight through joint | set | 1234 | 1 | 1234
135 |  | plcc(carrier) Miscellaneous-items------ - Switch - Switch of each type (01 No. 8 LAN port Ethenet switch) | set | 52187 | 1 | 52187
136 |  | Contactor Air Break 30 Amp |  | 3391.4 | 2 | 6782.8
137 |  | MCB 50 V DC 32 A | no | 32000 | 1 | 32000
138 |  | MCCB 415 Volt AC Four pole 400A, Thermal Mag 80-100% setting | no | 19554 | 1 | 19554
139 |  | MCCB 415 Volt AC Four pole 63A, 10ka Thermal Mag 80-100% setting | no | 15447 | 1 | 15447
140 |  | MCCB 415 Volt AC Four pole 32A, Thermal Mag 80-100% setting | no | 13345 | 1 | 13345
141 |  | MCCB 220V DC Double Pole 250A, 4ka Thermal Mag 80-100% setting | no | 15248 | 1 | 15248
142 |  | MCCB 48V DC Double Pole 250A, 4ka Thermal Mag 80-100% setting | no | 13224 | 1 | 13224
143 |  | Annunciations Annunciations windows with necessary Annunciation relay for 220 KV & 132 KV | no | 10092 | 2 | 20184
144 |  | Terminal connector for bushing. HV-100 MVA | No | 2826.15 | 2 | 5652.3
145 |  | Terminal connector for bushing. LV-100 MVA | No | 1170 | 2 | 2340
146 |  | Terminal connector for bushing. HV-80 MVA | No | 2712.65 | 2 | 5425.3
147 |  | Oil Transformer Oil | LTR | 73.16 | 300 | 21948
148 |  | Current Transformer 145KV 800/400/1 A 5 core Accuracy 0.2 | no | 171270 | 2 | 342540
149 |  | Current Transformer 145KV 400/200/1A 5 core Accuracy 0.2 | no | 209975 | 1 | 209975
151 |  | PT (Potential Transformer) PT 1-phase, 33KV/110 Volt - | No | 56563 | 2 | 113126
152 |  | Grading capacitors 220KV |  | 181000 | 1 | 181000
153 |  | Grading capacitors 132KV | No | 181000 | 1 | 181000
154 |  | Battery Charger Relay 220V DC DC Instant U/V Relay With Contineous Setting 40-48%AUX | no | 25623 | 1 | 25623
155 |  | Battery Charger Relay 220V DC Instant ,O/V Relay Setting 110% Aux 230VAC | no | 15662 | 1 | 15662
156 |  | Battery Charger Relay 220V DC Instant ,O/V Relay Setting 95% Aux 230VAC | no | 13554 | 1 | 13554
157 |  | Battery Charger Relay 220V DC Set of Rely | no | 6574 | 1 | 6574
158 |  | Battery Charger Relay 48V DC Instant ,U/V Relay Setting 95% Aux 230VAC | no | 18321 | 1 | 18321
159 |  | Battery Charger Relay 48V DC Instant ,O/V Relay Setting 110% Aux 230VAC | no | 18552 | 1 | 18552
160 |  | Battery Charger Spares 220V DC Thyristor/diode | Set | 3452 | 1 | 3452
161 |  | Battery Charger Spares 220V DC Set of conntractor | Set | 2345 | 1 | 2345
162 |  | Battery Charger Spares 220V DC Set of woun resistor | Set | 2432 | 1 | 2432
163 |  | Battery Charger Spares 220V DC Set of Switches | Set | 456 | 1 | 456
164 |  | Battery Charger Spares 220V DC Potentiometer | No | 1987 | 1 | 1987
165 |  | Battery Charger Spares 48V DC Fuse of thyristor with indicator | No | 987 | 6 | 5922
166 |  | Battery Charger Spares 48V DC Set of wound resistor | Set | 2087 | 1 | 2087
167 |  | Battery Charger Spares 48V DC Set of Switches | Set | 456 | 1 | 456
168 |  | Battery Charger Spares 48V DC Potentiometer | No | 1564 | 1 | 1564
169 |  | Battery Spares Inter cell connector with bolts and nuts for 300 AH | No | 1699 | 7 | 11893
170 |  | Rubber Gaskets rings and seals for SF6 gas (complete replacement for one breaker) | Set | 2878 | 1 | 2878
171 |  | Closing coils with resistors. | No. | 8456 | 2 | 16912
172 |  | fixed, moving and arcing contacts including insulating nozzles for one pole of CB. | Set | 15326 | 1 | 15326
173 |  | Pressure gauges & coupling devices of each type. | set | 26553 | 1 | 26553
174 |  | All types of coupling for SF6 gas. | No. | 8859 | 1 | 8859
175 |  | Terminal pads and connectors. | No. | 12886 | 2 | 25772
176 |  | Corona rings. | No. | 30256 | 1 | 30256
177 |  | Control Relay. | No. | 8992 | 8 | 71936
178 |  | Control Valves. | Set | 38000 | 1 | 38000
179 |  | Copper contact fingers for female and male contacts. | Set | 12456 | 1 | 12456
180 |  | Terminals Connectors. | No. | 5233 | 2 | 10466
181 |  | Terminal Pads. | No. | 4222 | 6 | 25332
182 |  | Rotor housing bearing assembly. | No. | 32236 | 2 | 64472
183 |  | Corona shielding ring of each type. | Set | 2900 | 2 | 5800
184 |  | Bearings . | Set | 12856 | 2 | 25712
185 |  | Interlocking coils with resistor. | No. | 4465 | 5 | 22325
186 |  | Rubber gaskets rings and seals for SF6 gas (complete replacement for one breaker). | Set | 2478 | 1 | 2478
187 |  | Trip coils with resistor. | No. | 8896 | 4 | 35584
188 |  | Closing coils with resistorss. | No. | 8698 | 4 | 34792
189 |  | Fixed, moving and arcing contacts including insulating nozzles for one pole of CB. | Set | 13458 | 1 | 13458
190 |  | Pressor gage and coupling device of each type | set | 22648 | 1 | 22648
191 |  | All types of coupling for SF6 gas. | No. | 7884 | 1 | 7884
192 |  | Terminals pads and connectors. | No. | 11886 | 2 | 23772
193 |  | Corona rings. | No. | 30256 | 1 | 30256
194 |  | Control Relay. | No. | 8233 | 8 | 65864
195 |  | Resister. | No. | 8852 | 1 | 8852
196 |  | Control Valves. | Set | 38000 | 1 | 38000
197 |  | Wattmeter with Transducer for 220 KV & 132 KV. | No. | 12232 | 2 | 24464
198 |  | VAR meter with Transducer for 220 Kv & 132 KV. | No. | 12232 | 2 | 24464
199 |  | Semaphore Indicator for Earth Switch 220 KV & 132 KV. | No. | 5234 | 4 | 20936
200 |  | Trip Transfer Switch 220 KV & 132 KV. | No. | 22645 | 2 | 45290
201 |  | Set of prints for EPAX(24/8). | Set | 189786 | 1 | 189786
202 |  | Set of Prints for Protection coupler. | Set | 198067 | 1 | 198067
203 |  | Shaft sleeves for HVW spray pumps. | Set | 4223 | 1 | 4223
204 |  | Self starter. | No. | 42400 | 1 | 42400
205 |  | Shaft sleeves for hydrant pumps and jockey pump. | Set | 4223 | 1 | 4223
206 |  | Quartzoid Bulb Detector. | No. | 654 | 5 | 3270
207 |  | Projector(merxles). | No. | 1050 | 2 | 2100
208 |  | Deluge Valve. | Set | 8100 | 1 | 8100
209 |  | Isolation Valve(each size). | Set | 8997 | 1 | 8997
210 |  | electrical Control panel Annunciation printed circuit board in the control panel. | Set | 15000 | 1 | 15000
211 |  | strainer. | No. | 1447 | 1 | 1447
212 |  | level Switch. | No. | 1872 | 1 | 1872
213 |  | safety valve for hydro pneumatic system. | No. | 4785 | 1 | 4785
214 |  | Pressure switch . | No. | 4380 | 1 | 4380
215 |  | Bronze pipe fited with nozzle & guide coupling. | No. | 3750 | 1 | 3750
216 |  | Hydrant Valve. | No. | 8755 | 1 | 8755
217 |  | Pressure Gauge. | No. | 1980 | 1 | 1980
218 |  | Self starter assembly for DG set. | No. | 46558 | 1 | 46558
219 |  | Soleniod coil assembly for DG Set. | No. | 26445 | 1 | 26445
220 |  | Switches for DG Set. | Set | 9098 | 1 | 9098
221 |  | Timer for DG. | Set | 22557 | 1 | 22557
222 |  | D.C Starter assembly with clutch engaging and disengaging arrngement complet with motor for DG. | No. | 25664 | 1 | 25664
223 |  | High water temperature safety control for DG. | No. | 2022 | 1 | 2022
224 |  | AVR Card type For DG. | No. | 28776 | 1 | 28776
225 |  | Inter cell connector with bolts and nuts for 500 AH. | No. | 1899 | 10 | 18990
226 |  | Fuse of thyristor with indicator for 220 V. | No. | 1123 | 6 | 6738
227 |  | AUX RELAY WITH 2NO SELF RESET CONTACT 220VDC. | No. | 22323 | 1 | 22323
228 |  | Restrited earth fault protection relay | No. | 34600 | 2 | 69200
229 |  | CURRENT TRANSFORMER 1000/1A,15VA,CL-1. | No. | 32996 | 2 | 65992
230 |  | CURRENT TRANSFORMER 400/1A,15VA,CL-1. | No. | 28996 | 2 | 57992
231 |  | CURRENT TRANSFORMER 400/1A,15VA,CL-5PS. | No. | 26556 | 1 | 26556
232 |  | VOLTAGE TRANSFORMER SINGLE PHASE 415/3,110/3.50VA,CL-0.5. | No. | 26223 | 1 | 26223
233 |  | Terminal connector on 216 kv kv LA to suit single moose ACSR. | No. | 810 | 1 | 810
234 |  | Terminal connector (through)on 216 kv kv LA to suit single moose ACSR. | No. | 810 | 1 | 810
235 |  | Terminal Connector on 132 Kv Wave trap to suit single moose ACSR (Top Terminal). | No. | 810 | 1 | 810
236 |  | Expension type terminal connector on 245 kv CB to suit 4" EH IPS AL Tube. | No. | 5220 | 1 | 5220
237 |  | Expension type terminal connector on 245 kv centre break isolator to suit 4" EH IPS AL Tube. | No. | 5220 | 1 | 5220
238 |  | Terminal connector suitable for 4"EH IPS AL Tube on main way & single moose ACSR on branch way | No. | 2430 | 1 | 2430
239 |  | Expension type terminal connector suitable for 4"EH IPS AL Tube for tandem isolator. | No. | 5220 | 2 | 10440
240 |  | Terminal connector on 245 kv tandem isolator to suit single moose ACSR with 250 mm sub conductor spacing. | No. | 810 | 3 | 2430
241 |  | Sliding(through) type terminal connector on 220 kv BPI to suit 4" Eh IPS AL Tube.@1620.0 | No. | 1620 | 3 | 4860
242 |  | Expension type terminal connector on 220 kv BPI to suit 4" Eh IPS AL Tube.@6480.0 | No. | 6480 | 1 | 6480
243 |  | T connector to suit single moose ACSR on both main & branch way . | No. | 1080 | 0 | 0
244 |  | Corona bell suitable for 4"EH IPS AL Tube. | No. | 1530 | 3 | 4590
245 |  | Connector for 220 kV Circuit Breaker. | No. | 1935 | 3 | 5805
246 |  | Twin Moose Turn buckle tension assambly 220 KV | No. | 16020 | 3 | 48060
247 |  | without turn buckle tension assambly. | No. | 14220 | 3 | 42660
248 |  | twin Moose Suspension assambly. | No. | 6300 | 1 | 6300
249 |  | Single moose tension assambly. | No. | 5940 | 3 | 17820
250 |  | single moose droping assambly. | No. | 5940 | 1 | 5940
251 |  | Clamp for 220 KV Isolator suit for single Moose ACSR. | No. | 1380.6 | 2 | 2761.2
252 |  | Interconnector between single moose ACSR to 4"AL Tube. | No. | 2678.6 | 4 | 10714.4
253 |  | Single moose Through Clamp assambly. | No. | 5940 | 1 | 5940
254 |  | Expension type Terminal connector on 145 kv CB to suit 3" EH IPS AL Tube. | No. | 4680 | 2 | 9360
255 |  | Rigid type terminal connector on 145 kv isolator to suit 3" IPS AL Tube. | No. | 1764 | 4 | 7056
256 |  | Corona Bell suitable for 3" EH IPS AL Tube. | No. | 1044 | 3 | 3132
257 |  | Interconnector between 3"EH IPS AL tube & Single moose ACSR. | No. | 2070 | 2 | 4140
258 |  | Extension type terminal connector suitable for 3"EH IPS AL Tube for tandem isolator. | No. | 4680 | 2 | 9360
259 |  | Sliding (through) type terminal connector suitable for 3"EH IPS AL Tube for tandem isolator. | No. | 1980 | 1 | 1980
260 |  | Terminal Connector on 245 kv tandem isolator to suit single moose ACSR. | No. | 810 | 3 | 2430
261 |  | Sliding (through) type terminal connector on 132 kv BPI to suit 3"EH IPS AL Tube. | No. | 1404 | 3 | 4212
262 |  | T connector to suit single moose ACSR on both and branch way. | No. | 1080 | 3 | 3240
263 |  | Clamp for 132 KV CVT. | No. | 1485 | 1 | 1485
264 |  | Single moose tension assambly 132 KV. | No. | 4141 | 1 | 4141
265 |  | Single moose Through Clamp assambly132 KV. | No. | 4140 | 3 | 12420
266 |  | Terminal connector for 132 KV Isolator suitable for single moose ACSR . | No | 1288.22 | 3 | 3864.66
267 |  | Clamp for 132 KV Isolator. | No | 2077.05 | 0 | 0
268 |  | Terminal Connector on 33Kv LA suit twin moose ACSR. | No. | 2340 | 1 | 2340
269 |  | Terminal Connector (Through) on 33Kv LA twin moose ACSR. | No. | 2340 | 1 | 2340
270 |  | Terminal Connector on horn Gap fuse to suit twin moose ACSR with 250mm sub conductor spacing | No. | 2340 | 1 | 2340
271 |  | Terminal Connector to suit Quard Moose ACSR on main and twin moose ACSR on branch way . | No. | 4500 | 8 | 36000
272 |  | Terminal Connector on 33Kv bushing of 132/33Kv &33/.44Kv Transformer to suit moose ACSR. | No. | 2700 | 1 | 2700
273 |  | Twin Moose tension assambly. | No. | 5940 | 6 | 35640
274 |  | Twin moose droping assambly. | No. | 5940 | 6 | 35640
275 |  | Twin moose Through Clamp assambly. | No. | 6300 | 3 | 18900
276 |  | Quad moose tension assambly with turn buckle . | No. | 17640 | 3 | 52920
277 |  | Quad moose tension assambly without turn buckle. | No. | 17640 | 3 | 52920
278 |  | single ACSR panther Tension assambly. | No. | 1561 | 6 | 9366
279 |  | Single through clamp assemble for ACSR panther | No. | 4676 | 5 | 23380
280 |  | Motorized operating Mechanism for Isolator | No. | 15000 | 3 | 45000
281 |  | Twine moose 250 mm sub conductor spacing to single ACSR panther clamp. | No. | 2820.4 | 3 | 8461.2
282 |  | Cell of Standard qualilty suitable for 33 KV 5 MVAR Capacitor bank. | Job/no | 111911 | 1 | 111911
283 |  | Terminal Clamp for 33 KV PT to suit twine moose ACSR with 250 mm sub conductor spacing. | No. | 2454.4 | 4 | 9817.6
284 |  | pilot fitting (90 KN Disc insulator. | No | 1310 | 5 | 6550
285 |  | pilot fitting for ACSR Zebra conductor. | Set | 1713 | 16 | 27408
286 |  | Pipe type earthing | No. | 9110 | 1 | 9110
287 |  | come along clamp automatic type suitable for 7/10 SWG earth wire upto intial sag tension made up to dia casted galvenized steel. | No. | 13563.3 | 4 | 54253.2
288 |  | Come along clamps bolted type with four number G.I. nut/bolts 7/10 SWG earth wire. | No. | 14528 | 4 | 58112
290 |  | Air Break contactor (siemens make) | no. | 1472.75 | 2 | 2945.5
291 |  | Anti pumping relay | no | 13196.81 | 6 | 79180.86
292 |  | Timer | no | 1473.64 | 2 | 2947.28
293 |  | MCB 16 Amp. 4 pole . | No. | 1961 | 0 | 0
294 |  | Clamp for 220 KV Isolator | No. | 4066.25 | 4 | 16265
296 |  | Terminal connector on 245 kv central break Isolator to suit 4 EH IPS AL TUBE | No. | 3877.48 | 2 | 7754.96
297 |  | Over load relay (siemence make) range 5 to 8 Aamp. For marshlling box. | No. | 1958.7 | 1 | 1958.7
298 |  | Copper contact fingers for female and male contact 245 KV 1600 Amp@ 15938.2 | No. | 15937.2 | 2 | 31874.4
299 |  | Terminal connector on 245 KV suit 4" EH IPS AL Tube @3085.7 | No. | 3086 | 3 | 9258
300 |  | Copper contact fingers for female and male contact 245 KV 800 Amp@ 14726.4 | No. | 14726.4 | 2 | 29452.8
301 |  | Bimetal relay range .9 to 1.5 Amp. | No. | 1961.2 | 1 | 1961.2
302 |  | Terminal connector on 245 KV Wave Trap to suit single moose ACSR(as per sample) | No. | 3646.05 | 5 | 18230.25
303 |  | Terminal connector on 245 KV CVT to suit single moose ACSR(as per sample) | No. | 1569.6 | 4 | 6278.4
304 |  | 245 KV 800/400/1A CT Clamp to suit single moose ACSR (as per sample) | No. | 3646.05 | 5 | 18230.25
305 |  | Rigid type terminal connector ON 245 KV Isolator to suit 4" EH IPS AL Tube (as per sample) | No. | 3646.05 | 5 | 18230.25
306 |  | Terminal connector on 245 KV Cente break isolator to suit single moose ACSR with 250 mm sub conductor spacing(as per sample) | No. | 1569.6 | 5 | 7848
307 |  | Terminal connector suitable for 4" EH IPS AL Tube on main way & single moose ACSR on branch way(as per sample) | No. | 3646.05 | 4 | 14584.2
308 |  | Receive back old repairable D-60 Line 1 Distance Protection relay | No. | 20000 | 1 | 20000
309 |  | Copper flexible bond | No. | 587.64 | 0 | 0
310 |  | 245 KV outdoor Capacitive Voltage Transformer 1 ph 4400 PF with accurecy class0.2 | No. | 406392 | 1 | 406392
311 |  | 120 kv KV Surge aarestor | No. | 57997 | 1 | 57997
312 |  | MCB 63 Amp. 4 pole | No. | 2944.1 | 1 | 2944.1
313 |  | Receive Back old D400 firware version 2.75 | No. | 25000 | 2 | 50000
314 |  | MCB 6 Amp double pole DC | No. | 1958.8 | 1 | 1958.8
316 |  | 132 KV Tripping/Closing Coil 220 Volt DC | No | 5894.1 | 4 | 23576.4
317 |  | 132 KV Dismental Tower Materials old & used | Kg | 8.26 | 0 | 0
318 |  | Disc Insulator Old & Used 70 KN | No | 66 | 54 | 3564
319 |  | ACSR Panther Conductor/Earthwire old & used in pices | meter | 19.56 | 0 | 0
320 |  | 132 KV Suspension H/F Set old & used | SET | 363 | 6 | 2178
321 |  | 220 KV Dismental Tower Materials old & used | Kg | 8.26 | 0 | 0
322 |  | Disc Insulator Old & Used 90 KN | No | 45 | 84 | 3780
323 |  | ACSR Zebra Conductor/Earthwire old & used in pises | meter | 34.7 | 0 | 0
324 |  | 220 KV Suspension H/F Set old & used | SET | 596 | 6 | 3576
325 |  | Phase Failure Relay | No | 7077.64 | 3 | 21232.92
326 |  | N S Type Fuse different 20/16/10/6/2A | No | 376.42 | 10 | 3764.2
328 |  | Old & used ACSR Zebra Conductor | Kg. | 34.7 | 29397 | 1020075.9 | 14930
329 |  | Old and used Disc insulator 160 KN | No | 40 | 4140 | 165600
330 |  | Old and used Vibration Damper Zebra | No | 20 | 310 | 6200
331 |  | Old and used single tension fitting Zebra | No | 50 | 110 | 5500
332 |  | Old and used single suspension fitting Zebra | No | 55 | 63 | 3465
333 |  | Old and used Double tension fitting Zebra | No | 100 | 48 | 4800
334 |  | Old and used single suspension pilot fitting Zebra | No | 100 | 10 | 1000
335 |  | Old and used Disc insulator 90 KN | No | 45 | 882 | 39690
336 |  | L.E.D. Tube Light 36 Watt | No. | 1116.64 | 0 | 0
337 |  | 2 Core 4 mm PVC Copper armed Cable | Meter | 113.52 | 230 | 26109.6
339 |  | Old and uses ACSR Zebra Conductor in Pices | kg | 34.7 | 0 | 0
340 |  | Old and used Disc insulator 160 KN | No. | 40 | 360 | 14400
341 |  | Old and used Double tension fitting Zebra | No. | 50 | 24 | 1200
342 |  | Old and used vibrating damper Zebra | No. | 20 | 24 | 480
343 |  | Copper JAW 1600 Amp 33 KV | No. | 9178 | 3 | 27534
344 |  | Blade 1600 Amp 33 KV | No. | 10001.67 | 2 | 20003.34
345 |  | Terminal connector to twine moose ACSR on branch way | No. | 3234.38 | 2 | 6468.76
346 |  | T CLAMP SUITABLE FOR 220 KV CVT | No. | 2478 | 4 | 9912
347 |  | Closing coil 220 volt DC suitable for 220 KV (Areva make) Circuit Breaker | No. | 7310.1 | 4 | 29240.4
348 |  | Tripping coil 220 volt DC suitable for 220 KV (Areva make) Circuit Breaker | No. | 7310.1 | 4 | 29240.4
349 |  | Closing coil 220 volt DC suitable for 33 KV (ABB make) Circuit Breaker | No. | 5881.1 | 2 | 11762.2
350 |  | Tripping coil 220 volt DC suitable for 33 KV (ABB make) Circuit Breaker | No. | 5882.3 | 3 | 17646.9
352 |  | ACSR Moose Conductor | KMeter | 300000 | 1 | 300000
353 |  | Dry Battery Cell 50 AH, 2 Volt | No. | 14245.8 | 8 | 113966.4
354 |  | Terminal Connector cell | No. | 962.77 | 8 | 7702.16
356 |  | 220 KV, 1600 Amp, Aluminium alloy made Expension type terminal connector suitable for 4" AL IPS Tube as per sample | No. | 6185.56 | 3 | 18556.68
357 |  | 220 KV, 1600 Amp, Aluminium alloy made Sliding (through) type terminal connector suitable for 4" AL IPS Tube as per sample | No. | 3348.84 | 3 | 10046.52
358 |  | 220 KV, 1600 Amp, Aluminium alloy made terminal connector suitable for 4" AL IPS Tube to center break isolator as per sample | No. | 4707.02 | 2 | 9414.04
359 |  | 220 KV, 1600 Amp, Aluminium alloy made terminal connector suitable twine moose ACSR (on main) and single moose ACSR (on branch ways) as per sample | No. | 2704.56 | 4 | 10818.24
360 |  | 132 KV, 1600 Amp, Aluminium alloy made CT Clamp suitable for 3" AL IPS Tube as per sample | No. | 3530.56 | 4 | 14122.24
361 |  | Old & used ACSR Zebra Conductor | Kg. | 34.7 | 77730 | 2697231
362 |  | Old and used Disc insulator 160 KN | No | 40 | 4384 | 175360
363 |  | Old and used Disc insulator 90 KN | No | 45 | 860 | 38700
364 |  | Old and used single suspension fitting Zebra | No | 55 | 63 | 3465
365 |  | Old and used single tension fitting Zebra | No | 50 | 204 | 10200
366 |  | Old and used Double tension fitting Zebra | No | 100 | 48 | 4800
367 |  | Old and used single suspension pilot fitting Zebra | No | 100 | 12 | 1200
368 |  | Old and used Vibration Damper Zebra | No | 20 | 345 | 6900
370 |  | HTLS Conductor equivalent to ACSR Zebra conductor (including 2.55 sag +wastages+S/S end conductor) CCC Type | km | 1 | 2.4 | 2.4
371 |  | Single suspansion assembly hardware | No. | 1 | 6 | 6
372 |  | Single suspansion pilot assembly hardware | No. | 1 | 3 | 3
373 |  | Single Tension assembly | No. | 1 | 24 | 24
374 |  | Double suspansion assembly hardware | No. | 1 | 6 | 6
375 |  | Double Tension assembly | No. | 1 | 6 | 6
376 |  | Vibration Dampers | No. | 1 | 16 | 16
377 |  | Mid span joint | No. | 1 | 4 | 4
378 |  | Repair Sleeves | No. | 1 | 3 | 3
379 |  | T Clamp for both end | No. | 1 | 6 | 6
380 |  | Terminal pads without holes | No. | 1 | 6 | 6
381 |  | Terminal pads with holes | No. | 1 | 6 | 6
382 |  | 160 KN Polymer Long Rod Insulator | No. | 1 | 36 | 36
383 |  | 90 KN Polymer Long Rod Insulator | No. | 1 | 15 | 15
|  | 145 KV Outdoor CVT of Standard quality 5 core (04 Protection of PS Accuracy class and 1 Metering core of 0.2 Accuracy class)1 Ph. | No. | 159300 | 1 | 159300
|  | SF-6 Gas | Kg | 5894.1 | 40 | 235764
|  | Silica Gel | Kg | 295 | 0 | 0
|  | Supply of special type 33 KV Isolator Jaw rating of 800 Amp with heavy duty copper fingur and tension spring and provided heavy duty aluminium pad for termination 7 G.I. frame as per sample | No. | 6841.54 | 0 | 0
|  | Supply of 220 KV, 1600 Amp CT Clamps suitable for CT to single moose conductor connection as per sample | No. | 2837.43 | 6 | 17024.58
|  | 132 KV, 800 Amp, CT Clamps suitable for 4" IPS Tube to single moose conductor connection | No. | 2837.43 | 6 | 17024.58
|  | single Tension fitting (120 KN) for ACSR Panther Conductor | No. | 7269.7 | 8 | 58157.6
|  | C-Wedge Clamp suitable for moose connection | No. | 3088.89 | 5 | 15444.45
|  | 245 KV Outdoor Current Transformer 1 P Ratio 1600/800/400/1A 5 core Having accuracy class 0.2S | No. | 622327.28 | 2 | 1244654.56
|  | 33 KV CT 1 P Ratio (400/200/1A 3 core Having accuracy class 0.2S | No. | 88984.98 | 7 | 622894.86
|  | Receive back old and used Nitrojen FEC Panel | Set | 475328 | 1 | 475328
|  | Closing coil CGL Make SF-6 Gas Circuit Breaker | No. | 17700 | 2 | 35400
|  | Tripping coil CGL Make SF-6 Gas Circuit Breaker | Set | 35400 | 1 | 35400
|  | Closing coil CGL Make Vacuum Circuit Breaker | No. | 11800 | 2 | 23600
|  | Tripping coil CGL Make Vacuum Circuit Breaker | Set | 23600 | 1 | 23600
|  | RCCB 100A, 4 Pole, 440 Volts | No. | 8834.66 | 2 | 17669.32
|  | RCCB 63A, 4 Pole, 440 Volts | No. | 7363.2 | 1 | 7363.2
|  | MCB 40/32A, 3 Pole, 440 Volts | No. | 2944.1 | 3 | 8832.3
|  | MCB 6/3A, 2 Pole, 240 Volts | No. | 1882.1 | 3 | 5646.3
|  | MCB 32/16A, 2 Pole, 240 Volts | No. | 1412.46 | 10 | 14124.6
|  | MCB 10A, 1 Pole,DC 220 Volts | No. | 2000.1 | 3 | 6000.3
|  | Supply of good quality reputed company make Power cable aluminium (PVC) Armoured 3.5 core 35 sqmm as per TS of PTCUL | Meter | 251558.3 | 0.4381 | 110207.6912
|  | 33 kv, 1600 amp aluminium alloy isolator clamps suitable for isolator to double moose conductor connection | Nos. | 3733.64 | 13 | 48537.32
|  | Special type 33 kv isolator Jaw rating of 800 amp with heavy duty copper fingur and tension spring and provide heavy duty aluminium pad for termination & G.I. Frame | Nos. | 7553.58 | 4 | 30214.32
|  | Special type 33 kv isolator Blade rating of 800 amp with heavy duty copper materials with stands for fixing of 800 Amp special type clamp for fixing of Blade at post and water caps/shielding plates for jaw | Nos. | 5390.95 | 4 | 21563.8
|  | C wedge clamps suitable for moose to moose ACSR conductor | Nos. | 3409.68 | 16 | 54554.88
|  | Special type isolator Jaw with capacity 800 amp with heavy duty copper fingur and tension spring and provide heavy duty aluminium pad for termination & G.I. Frame | Nos. | 7109.5 | 6 | 42657
|  | Special type isolator Blade with capacity of 800 amp with heavy duty copper materials with stands for fixing of 800 Amp special type clamp for fixing of Blade at post and water caps/shielding plates for jaw | Nos. | 5076.25 | 6 | 30457.5
|  | Good quality, reputed make 33 KV CT 1phase, ratio(1600/800/1A) 3 core having accuracy class 0.2S, without juction box as per technical specification of PTCUL | Nos. | 92021.36 | 4 | 368085.44
|  | Good quality, reputed make 33 KV CT 1phase, ratio(800/400/1A) 3 core having accuracy class 0.2S, without juction box as per technical specification of PTCUL | Nos. | 92021.36 | 3 | 276064.08
|  | Good quality Aluminium alloy C wedge clamps suitable for moose to moose ACSR conductor | Nos. | 3402.17 | 22 | 74847.74
21463990.3812
384 |  | Templates non G.I.(old and used) | Kg | 99.9 | [8 empty] | 1904.2 | 190229.58
385 |  | Templates G.I.(old and used) | Kg | 76.6 | [8 empty] | 0 | 0
386 |  | Old used and burnt clamps Connector @40.0 | Kg | 40 | [8 empty] | 0 | 0
387 |  | Old and Burnt and melted clamps20 | Kg | 20 | [8 empty] | 0 | 0
388 |  | Damaged /faulty Charging motor suitable for 33 KV ABB Make circuit breaker. | No. | 2500 | [8 empty] | 0 | 0
389 |  | Faulty Main-2 Distance relay P442 (AREVA make) | No. | 1500 | [8 empty] | 0 | 0
390 |  | Damaged old battery cell 12 V 65 AH | No. | 100 | [8 empty] | 2 | 200
391 |  | Faulty Bay Control Unit.@2500 | No. | 2500 | [8 empty] | 0 | 0
392 |  | Faulty and burnt RXMD2 Relay(CVT Selection Relay) | Set | 500 | [8 empty] | 0 | 0
393 |  | Damaged 2 Volt 500 AH (VRLA type )Battery cells | No. | 100 | [8 empty] | 107 | 10700
394 |  | Burne & damage CT 220 KV 1600/800/1A | No. | 2500 | [8 empty] | 0 | 0
395 |  | Damaged 2 Volt 300 AH (VRLA type )Battery cells | No. | 100 | [8 empty] | 0 | 0
396 |  | Faulti Magnetic Pickup | No. | 100 | [8 empty] | 1 | 100
397 |  | Unused brunt melted Clamps connector and aliminium conductor Scrap | Kg | 20 |  | 20 | 0 | 0
398 |  | Receive back Repaired 220 kv breaker (areva make) spring operating mechanism | No. | 25000 | 1 | 25000
399 |  | Receive Back faulty 132 KV spring operaing mechnism | No. | 2500 | 1 | 2500
400 |  | Receive back Old and Burnt and melted clamps | No. | 20 | [8 empty] | 15 | 300
401 |  | 132 KV Dismental Tower Materials old & used | Kg | 8.26 | [8 empty] | 0 | 0
402 |  | 220 KV Dismental Tower Materials old & used | Kg | 8.26 | [8 empty] | 0 | 0
403 |  | Receive back Old and burnt Terminal connector | Kg | 20 | [8 empty] | 0 | 0
404 |  | ACSR moose Conductor (old & used) | Kg | 20 | [8 empty] | 0 | 0
405 |  | Receive back Old crack/damage 120 KV Surge arrester | Set | 17565 | [8 empty] | 1 | 17565
406 |  | Receive back Old and damaged 220 KV CT 1600 Amp. | No. | 10000 | [8 empty] | 1 | 10000
407 |  | Receive back Old and damaged 220 KV CT 1600 Amp. | No. | 2500 | [8 empty] | 1 | 2500
408 |  | Receive back old and brunt clamp &connector and aluminium conductor | Kg. | 20 | [8 empty] | 40 | 800
409 |  | Receive Back damaged/incomplete CB. ABB Make | No. | 2000 | [8 empty] | 1 | 2000
410 |  | Receive back Old and damaged 220 KV CT 1600 Amp. | No. | 2500 | [8 empty] | 1 | 2500
|  | Receive Back old and damaged clamp and connectors | Kg | 20 | [8 empty] | 10 | 200
|  | Receive Back old and damaged aluminium conductor | Kg | 20 | [8 empty] | 50 | 1000
|  | Receive Bacl old 33 KV Circuit Breaker ABB Make | No | 33660 | 0 | 0
|  | Receive Back old Current Transformer 220 KV, 1600 Amp | No | 45900 | 4 | 183600
|  | Receive Back old Current Transformer 220 KV, 1600 Amp | No | 45900 | 0 | 0
|  | Receive Back old and damaged 33 KV Outdoor Vacuum circuit breaker alongwith structure | No | 2500 | [8 empty] | 1 | 2500
|  | Receive back old and dammaged 800/400/1A CT | No | 1000 | [8 empty] | 1 | 1000
|  | Receive back old and dammaged 800/400/1A CT | No | 500 | [8 empty] | 2 | 1000
|  | Receive Back old and damaged 33 KV Outdoor Vacuum circuit breaker alongwith structure | No. | 2500 | [8 empty] | 1 | 2500
|  | Receive back old and dammaged 800/400/1A CT | No. | 1000 | [8 empty] | 1 | 1000
|  | Receive back old and dammaged 800/400/1A CT | No. | 500 | [8 empty] | 2 | 1000
|  | Receive Back Old & used 216 KV Surge arrester complete | No. | 22139 | [8 empty] | 1 | 22139
|  | Receive back damaged 90 KN Polymer Long Rod Insulator | No. | 1 | [8 empty] | 1 | 1
|  | Receive Back damaged 33 KV Circuit Breaker | No | 2500 | [8 empty] | 1 | 2500
|  | Damaged 132 KV IsolatorJaw | Kg | 350 | [8 empty] | 0.5 | 175
|  | Damaged 132 KV IsolatorJaw | Kg | 20 | [8 empty] | 1.5 | 30
|  | Burn Aluminium Conductor | Kg | 30 | [8 empty] | 20 | 600
|  |  | Total |  |  | 211100 |  | 0 | [5 empty] | 272539.58
21675090.3812
|  |  | G.Total |  |  | 21947629.9612
[10 empty] | Singnature of J.E. |  |  | Date:-
[10 empty] | Singnature of A.E. |  |  | Date:-
[10 empty] | Singnature of E.E. |  |  | Date:-
T&P 220 KV S/S Mahuakheraganj
S. No. | Item code | Name of Item | Unit | Unit rate in Rs. | Useable |  | Unserviceable |  | Non-Moving |  | Obsolete |  | Scrap
[5 empty] | Qty. | Total Amount in Rs. | Qty. | Total Amount in Rs. | Qty. | Total Amount in Rs. | Qty. | Total Amount in Rs. | Qty. | Total Amount in Rs.
1 |  | Computer Chair | No. | 10083.6 | 6 | 60501.6
2 |  | Table T-8 | No. | 8365.72 | 8 | 66925.76
3 |  | Godrej Table T-9 | No. | 12752.83 | 2 | 25505.66
4 |  | Computer Table | No. | 8263.73 | 6 | 49582.38
5 |  | Single Sleeve Pulley Block | No. | 2826.2 | 1 | 2826.2
6 |  | Raincoat with cap | No. | 1010.2 | 5 | 5051
7 |  | Safety Belt | No. | 1055.6 | 5 | 5278
8 |  | Rubber Gum Boots | Pair | 1021.5 | 5 | 5107.5
9 |  | D.F.Hammer | No. | 499.4 | 1 | 499.4
10 |  | Fire Fightng Equipment Fire Bucket | No | 325.66 | 18 | 5861.88
11 |  | Unitezed Table T-104 | No. | 16893 | 1 | 16893
12 |  | Unitezed Table T-102 | No. | 13571.84 | 2 | 27143.68
13 |  | Easy Table-CPRZE | No. | 5781.09 | 2 | 11562.18
14 |  | Conference Table (10 seater) Encarta | No. | 40955.34 | 1 | 40955.34
15 |  | Executive Chair EARL72OR | No. | 6420.74 | 10 | 64207.4
16 |  | Executive Chair 7001D | No. | 13524.07 | 1 | 13524.07
17 |  | Executive Chair 7002D | No. | 12685.15 | 3 | 38055.45
18 |  | Executive Chair 7003 | No. | 6495.61 | 8 | 51964.88
19 |  | Task Chair- 1007 | No. | 3171.76 | 27 | 85637.52
20 |  | Multipurpase Stool | No. | 985.35 | 6 | 5912.1
21 |  | Waiting Chair (Metal perforated)- VIA3STRWI Arm | No. | 5831.73 | 4 | 23326.92
22 |  | Lounge Sofa- Premium Lounge 2STR | No. | 11602.91 | 4 | 46411.64
23 |  | Conventional Storage-KD Plain (4 Shelves) | No. | 12183.54 | 11 | 134018.94
24 |  | Back Storage-Vertcal Fitting Cavinet (4 Sheleves) | No. | 16318.53 | 8 | 130548.24
25 |  | Display-Storage-Book Case @ 17976.20 | No. | 17946.2 | 8 | 143569.6
26 |  | Cupboards-slim line with Locker | No. | 13908.7 | 2 | 27817.4
27 |  | Beds-Vienna King bed | No. | 16163.05 | 2 | 32326.1
28 |  | Digital Multimeter along with accessories Make- Megger | No. | 3594.12 | 1 | 3594.12
29 |  | Digital Earth Leakage Clamp Meter (Tong Tester) along with accessories make Megger | No. | 12062 | 1 | 12062
30 |  | SF-6 Gas Evecuation and Refilling device (SF-6 Gas Trolley with Gas evacuation and Refilling facility) Model PICCOLO series alonge with accessories. Make- DILO (Germany) | No. | 1004265 | 1 | 1004265
|  | (B) RS 485 Cable | mtr. |  | 500 | 0
|  | © 2.5 sq. mm. 25 mtr. | mtr. |  | 20 | 0
|  | (D) RS 485 TO 232 Conerter | No. |  | 2 | 0
|  | € Cable 120 mm (10mtr) for PCITS 2000/2 | No. |  | 6 | 0
|  | (F) PVC Pipe/Conduit | mtr. |  | 500 | 0
31 |  | Oil BDV Testing Kit 0-80KV (Transformer Oil Dielectric Strength Measuring Instrument) along with accessories. Make- DILI (Germany) | No./set | 198088 | 1 | 198088
32 |  | SF-6 Gas Leakage Detector/Sensor along with accessories. Make DILO | No./set | 39641.44 | 2 | 79282.88
33 |  | Gapless Zinc Oxide LA Tester along with accessories as testing unit,laptop lenova,(Make-Beacon) | No. | 194402.4 | 1 | 194402.4
34 |  | Megger 5 KV ,Analouge Motorized Insulation Tester along with accessories | No. | 4479 | 1 | 4479
35 |  | Megger 1 KV ,Analouge Motorized Insulation Tester along with accessories | No. | 3359.2 | 1 | 3359.2
36 |  | D-Spanner Set | No. | 1169.8 | 2 | 2339.6
37 |  | Ring-Spanner Set | No. | 1837.3 | 2 | 3674.6
38 |  | Torqe Wrench Set | No. | 13998.4 | 2 | 27996.8
39 |  | Insulating Gloves | No. | 179.57 | 5 | 897.85
40 |  | Helmets | No. | 111.24 | 5 | 556.2
41 |  | Spliced Extension ladders with step 25.4 mm Dia Aluminium Cprragated pipe and Complete with filly safety lick and Rope etc. Make- Sopan | No. |  |  | 0
|  | (A) 5 Meter |  | 1232.98 | 1 | 1232.98
|  | (B) 10 Meter |  | 2230 | 1 | 2230
|  | (C) 20 Meter |  | 6416.55 | 2 | 12833.1
42 |  | Polymide or Braided White Nylon Rope Make- Rachem | No. |  |  | 0
|  | (A) 12 MM | mtr. | 36.14 | 100 | 3614
|  | (B) 14 MM | mtr. | 30.12 | 100 | 3012
|  | © 20 MM | mtr. | 57 | 100 | 5700
43 |  | UPS APC 600 VA @ 2800 | No. | 2800 | 2 | 5600
44 |  | Printer HP 11008 @ 5250 | No. | 5250 | 2 | 10500
45 |  | ADSL Modem (Broad band modem with IPSEC) @ 3784.20 | No. | 3784.2 | 2 | 7568.4
46 |  | Dining Table along with 06 no. chair | No. | 49770 | 2 | 99540
47 |  | Earh Discharge rod suitable for EHV Line | No. | 5618.25 | 6 | 33709.5
48 |  | Pipe Wrench 18" | No. | 1112.3 | 1 | 1112.3
49 |  | Pipe Wrench 22" | No. | 1396.05 | 1 | 1396.05
50 |  | Rachet Spanner (goti) set | No. | 7888.3 | 2 | 15776.6
51 |  | Vaccum Cleaner with Blower and sunction | No. | 22110 | 1 | 22110
52 |  | Drill Machine with bits | No. | 6583 | 1 | 6583
53 |  | Tool box of Standard size | No. | 5084.8 | 1 | 5084.8
54 |  | First Aid box with standard medicine and shoock chart. | No. | 2247.3 | 1 | 2247.3
55 |  | Pick Axe 1.5 kg. | No. | 488.05 | 1 | 488.05
56 |  | Torch Standard Quality | No. | 567.5 | 2 | 1135
57 |  | Nose plier Standard quaility | No. | 476.7 | 2 | 953.4
58 |  | Cutting plier Standard quality | No. | 624.25 | 2 | 1248.5
59 |  | Screw Driver set standard quality | No. | 851.25 | 2 | 1702.5
60 |  | Non aadhar based biometric attendence system with software @ 11764.20 | No. | 11764.2 | 1 | 11764.2
61 |  | Tullu pump | No. | 5874 | 1 | 5874
62 |  | LED Smart TV | No. | 115687.2 | 1 | 115687.2
63 |  | Common meter reading Instrument | No. | 81184 | 1 | 81184
64 |  | Desktop Computer make HCL | No. | 38627.4 | 2 | 77254.8
65 |  | 12 MM Steel rope drum of 400 MTR Long | No | 58982.3 | 1 | 58982.3
66 |  | Single dheave pulley open of 5 Ton capacity | No | 3168.3 | 4 | 12673.2
67 |  | Double sheave pulley 5 Ton capacity | No | 4112.3 | 2 | 8224.6
68 |  | Hydraulic Conductor cutter | No | 32007.5 | 1 | 32007.5
69 |  | Bolted type come along clamp, 7 bolts, for ACSR Zebra Conductor | No | 4672.8 | 4 | 18691.2
70 |  | Bolted type come along clamp, 7 bolts for ACSR Panther Conductor | No | 4672.8 | 2 | 9345.6
71 |  | Come along clamp 3 bolts type suitable for 7/10 SWG Earth wire | No | 2259.7 | 1 | 2259.7
72 |  | Four sheave sagging pulley 10 Ton capacity | No | 7599.2 | 2 | 15198.4
73 |  | Sling 18 MM 10 MTR | No | 4088.7 | 2 | 8177.4
74 |  | Sling 18 MM 5 MTR | No | 2625.5 | 3 | 7876.5
75 |  | D-Shackle 4.75 Ton | No | 371.7 | 3 | 1115.1
76 |  | Sefetey Belt full body Sefetey Harness PN 42 (01) (REPUTED MAKE LIKE Karam etc.) | No | 4472.2 | 4 | 17888.8
77 |  | PP Rope 12 MM 220 MTR | No | 5196.8 | 1 | 5196.8
78 |  | PP Rope 20 MM 220 MTR | No | 14543.2 | 1 | 14543.2
79 |  | PP Rope 24 MM 220 MTR | No | 19588.8 | 1 | 19588.8
80 |  | Chain Shackle 10 Ton Chain pulley block 3 MTR | No | 38765.36 | 1 | 38765.36
81 |  | Chain Shackle 2 Ton Chain pulley block 3 MTR | No | 12059.6 | 1 | 12059.6
82 |  | 25 Inch 2700 W Petrol Chain Saw of reputed make | No | 53085.84 | 1 | 53085.84
3528833.07
Format of Monthly Inventory for Uploading on PTCUL Website
Name of Circle/Zone: - Kumaun Zone Name of Sub Station- 132 Kv Sub station Jaspur
Name of Division: - Mahuakheraganj Month of-Aug 2026
Month of:- Aug 2020
S.No. | Item Code | Item Description | Unit | Useable | UnserviceableDismantle/Incomplete/ Damage | Obsolete | Non Moving | Scrap | Book Value | Total
2 | AA0A002004 | ACSR Conductor Panther | Mtr. | 920 |  |  |  |  | 111.543 | 102619.56
4 | CC1C103002 | Power Cable -440V LT - - 3.5x400 Sq. mm | Mtr | 240 |  |  |  |  | 963.373 | 231209.52
9 | CC4C401001 | HF Cable -75 Ohm HP CABLE- | Mtr | 242.17 |  |  |  |  | 71 | 17194.07
10 | FF7F702005 | MS Flat- 32x6mm | MT | 0.009 |  |  |  |  | 28220 | 253.98
11 | II0I00I003 | Disc Insulator 120 KN Porceline | No | 52 |  |  |  |  | 464 | 24128
12 | 1101001007 | Disc Insulator 70 KN | No | 32 |  |  |  |  | 965.24 | 30887.68
15 | 1101006001 | PG Clamp Panther- Panther | No. | 12 |  |  |  |  | 948.86 | 11386.32
16 | II1I104001 | C-wedge Clamp Zebra- Zebra | No. | 2 |  |  |  |  | 2175.5 | 4351
17 | 1111105001 | C-wedge Clamp Panther- Panther | No. | 13 |  |  |  |  | 3864.5 | 50238.5
18 | 1131301004 | Mid Span Joint Panther | No | 18 |  |  |  |  | 1345.2 | 24213.6
19 | II5I502004 | Repair Sleeve Panther | No | 18 |  |  |  |  | 1418.75 | 25537.5
20 | II5I501004 | Single Tension Fitting Zebra | No | 1 |  |  |  |  | 2604 | 2604
21 | JJ3J301005 | Circuit Breaker Sapres 132KV 110V DC Trip Coil | No | 1 |  |  |  |  | 3348.25 | 3348.25
25 | KK0K005001 | 33 Kv Lightening Arrester. @7930 | No. | 2 |  |  |  |  | 7930 | 15860
26 | SS4S402020 | Post Insulator 33KV | No. | 170 |  |  |  |  | 1764 | 299880
28 | VV1V103015 | Terminal connector for bushing. HV-40 MVA | No | 2 |  |  |  |  | 1873 | 3746
29 | VV2V204015 | Terminal connector for bushing. HV-40 MVA | No | 3 |  |  |  |  | 1129.33 | 3387.99
31 | VV3V305005 | Current Transformer 33 KV 800-400/1A 3 core | No |  |  |  |  | 2 | 1500 | 3000
33 | VV3V305010 | Current Transformer 33 KV 400/200/1A 3 core | No |  |  |  |  | 1 | 1500 | 1500
37 | VV6V507003 | CVT CVT - CVT 132 KV/110 Volt - 145kv | No | 2 |  |  |  |  | 288510 | 577020
40 | VV1V103045 | Clamps and connector scrap | Kg. |  |  |  |  | 8 | 80 | 640
42 | FF4F402068 | Old & used Bended tower Parts | KG. | 400 |  |  |  |  | 14 | 5600
43 | QQ1Q104001 | Wire Mesh | Mtr. | 100 |  |  |  |  | 1502.29 | 150229
44 | QQ1Q104001 | Old ,used & rusted wire mesh | Kg. |  |  |  |  | 200 | 20 | 4000
46 | II5I503003 | G.I. Hanger Suitable for 132 Kv Line (ACSR Panther). | No. | 16 |  |  |  |  | 1117.97 | 17887.52
47 | PP0P001013 | Come along clamps automatic type suitable for7/10 SWG earth wire upto initial sag tansion made upto die casted galvenized steel. | No. | 4 |  |  |  |  | 12933.325 | 51733.3
48 | PP0P001013 | Come along clamps bolted type with 5 No. G.I. bolted Provision suitable for7/10 SWG earth wire upto initial sag tansion made upto die casted galvenized steel. | No. | 4 |  |  |  |  | 13455.425 | 53821.7
49 | 1151501005 | Tension Fitting For ACSR. Panther | No. | 12 |  |  |  |  | 1418.75 | 17025
50 | 1151504005 | Suspension Fitting suitable for line. | No. | 1 |  |  |  |  | 1259.85 | 1259.85
51 |  | Dead End clamps Complete ACSR Panther. | No. | 13 |  |  |  |  | 5852.8 | 76086.4
53 | JJ5J501005 | Old Used & diffective spring charge Motor for CB. | no. |  |  |  |  | 1 | 500 | 500
54 | VV3V305010 | 33 Kv Current Transformer 1Ph 400/200/1Awith junction box ).2S | no. | 3 |  |  |  |  | 41182 | 123546
55 | VV6V505002 | Potential Transformer 1 Ph (0.2 Class) 33 Kv | no. | 1 |  |  |  |  | 41913 | 41913
56 | VV3V305009 | 33 Kv Current Transformer 1Ph 400/200/1Awith junction box ).2S | no. | 1 |  |  |  |  | 57994.64 | 57994.64
57 | FF4F402068 | 132 Kv Old & used dismental Bended tower material. | Kg. | 1100 |  |  |  |  | 8.26 | 9086
58 | 1101001007 | Disc Insulator old & used 70 KN | No. | 15 |  |  |  |  | 66 | 990
70 | VV3V03003 | 145KV (5 Core)Current Transformer (1-Phase) 400/200/1A | no. | 1 |  |  |  |  | 170937.16 | 170937.16
71 | VV6V503002 | 145KV (5 Core)Capacitive Voltage Transformer 1-Ph. | no. | 2 |  |  |  |  | 198441.78 | 396883.56
73 | FF1F107004 | Anchor bolts. | No. | 12 |  |  |  |  | 1840.8 | 22089.6
74 | II1I104002 | C-wedge Clamps for Zebra/Panther conductor. | No. | 8 |  |  |  |  | 2749.8 | 21998.4
75 | AA0A002003 | ACSR Zebra conductor (in 30 mtr. & above Pcs.). | mtr | 100 |  |  |  |  | 279.9 | 27990
77 | CC3C307003 | 33 KV Outdoor cable termination Kit suitable for 3 x 400 Sqmm. @17486.273 | N0. | 2 |  |  |  |  | 17486.273 | 34972.546
78 | CC3C315006 | Lugs for 33 Kv cable size 3 x 400 Sqmm. @567.58 | no. | 15 |  |  |  |  | 567.58 | 8513.7
81 | SS4S402009 | Male contact armfoer 33 Kv centre break isolator (Elpro make). @ 20388.70 | No. | 2 |  |  |  |  | 20388.7 | 40777.4
82 | SS4S402008 | Female contact armfoer 33 Kv centre break isolator (Elpro make). @ 20388.70 | No. | 2 |  |  |  |  | 20388.7 | 40777.4
83 | SS4S402004 | Jaw for 33 Kv 800 Amp, isolator. @ 6844.94 | No. | 3 |  |  |  |  | 6844.94 | 20534.82
84 | SS4S402013 | Blade for 33 Kv 800 Amp, isolator. @ 4887.62 | No. | 1 |  |  |  |  | 4887.62 | 4887.62
93 | KK0K003001 | 120 KV Surge Arrester/Lightening Arrester (Polymeric) @58705 | no. | 2 |  |  |  |  | 58705 | 117410
94 | CC0C002013 | Control Cable Copper Aromoured (PVC) 2C x 2.5Sqmm. @143552.90 | Km. | 1 |  |  |  |  | 143552.9 | 143552.9
95 | CC0C002011 | Control Cable Copper Aromoured (PVC) 4C x 2.5Sqmm. @230182.60 | Km. | 1 |  |  |  |  | 230182.5 | 230182.5
96 | CC0C002018 | Control Cable Copper Aromoured (PVC) 6C x 2.5Sqmm. @322995.50 | Km. | 0.5 |  |  |  |  | 322995.5 | 161497.75
97 | CC0C001009 | Control Cable Copper Aromoured (PVC) 10C x 2.5Sqmm. @494726.80 | Km. | 0.53 |  |  |  |  | 494726.8 | 262205.204
98 | VV3V305004 | 33 KV CT Old & used 400/200/1 (3 core). @ 7000 | no. | 3 |  |  |  |  | 7000 | 21000
99 | JJ0J005007 | Old used & defective 33 KV CB. (Burst). @2500. | no. |  |  |  |  | 1 | 2500 | 2500
100 | VV8V805002 | PT 1-Ph. 33 KV/110Volt. (Burst). @ 1500 | no. |  |  |  |  | 1 | 1500 | 1500
101 | VV7V701006 | 132 KV CVT clamps suitable for zebra conductor @2849.70 | no. | 1 |  |  |  |  | 2849.7 | 2849.7
102 | II1I104002 | C wedge clamps for zebra/Panther conductor @2855.60 | no. | 3 |  |  |  |  | 2855.6 | 8566.8
103 | FF4F403001 | Copper Scrap | Kg. |  |  |  |  | 15 | 350 | 5250
104 | FF4F402001 | Aluminium Scrap | Kg. |  |  |  |  | 10 | 200 | 2000
105 | JJ7J707005 | SF-6 Gas cylinder (3 Kg. Empty) | no. |  |  |  |  | 7 | 200 | 1400
106 | KK2K103001 | LA Counter (burst & burnt) | no. |  |  |  |  | 15 | 50 | 750
107 | VV6V507003 | 145 KV CVT 1-ph (Accuracy class 0.5)@5000 | no. |  |  |  |  | 3 | 5000 | 15000
108 | VV3V305005 | Good quality, reputed make 33 KV CT 1 Phase, ratio 800/400/1A, 3 core having accuracy class 0.2s. @92021.36 | no. | 3 |  |  |  |  | 92021.36 | 276064.08
113 | VV1V101035 | LV bushing set of rated Voltage-52KV, Rated Current-1250Amp having Standard- Is:2099/IEC 137 Mounting Angle-<30⁰From I Having Weight-60 Kg. Approx set. @315101 | no. | 1 |  |  |  |  | 315100.8 | 315100.8
115 | VV3V03003 | 132 KV CT (burst and burnt) | no. |  |  |  |  | 1 | 3000 | 3000
116 | VV2V204003 | Oil Sampling Bottle Stainless Steel 02 Ltrs. Capacity. @23541 | no. | 5 |  |  |  |  | 23541 | 117705
117 | SS5S501015 | 132 KV Isolator Clamp. @2846.16 |  | 10 |  |  |  |  | 2846.16 | 28461.6
118 | VV5V407018 | 132 KV CT/CVT Clamp. @2947.64 |  | 10 |  |  |  |  | 2947.64 | 29476.4
119 | VV7V701006 | 132 KV CB clamp suitable for Zebra conductors. @2637.30 |  | 8 |  |  |  |  | 2637.3 | 21098.4
120 | VV5V407031 | 132 KV Horizontal clamp suitable for Zebra conductors. @2715.18 |  | 8 |  |  |  |  | 2715.18 | 21721.44
121 | SS5S501015 | 33 KV Isolator Clamp. @2566.50 |  | 8 |  |  |  |  | 2566.5 | 20532
122 | VV7V701006 | 33 KV CB Clamp. @2849.70 |  | 6 |  |  |  |  | 2849.7 | 17098.2
123 | VV7V701006 | 33 KV CT/CVT Clamp. @2537 |  | 8 |  |  |  |  | 2537 | 20296
124 | VV5V407031 | 33 KV Horizontal clamp suitable for Zebra conductors. @2433.16 |  | 8 |  |  |  |  | 2433.16 | 19465.28
127 | ZZ2Z005001 | Vibration Damphor for Panthor Conductor. @ 1917.50 |  | 100 |  |  |  |  | 1917.5 | 191750
128 | MM3M303007 | Digital Ammeter. @8821.68 |  | 6 |  |  |  |  | 8821.68 | 52930.08
129 | MM2M205007 | Digital Volt meter. @8821.68 |  | 6 |  |  |  |  | 8821.68 | 52930.08
130 | MM2M206001 | Digital P.F. meter. @8991.60 |  | 4 |  |  |  |  | 8991.6 | 35966.4
131 | MM3M304012 | Digital MW. meter. @8991.60 |  | 5 |  |  |  |  | 8991.6 | 44958
132 | MM2M205021 | Digital MVAR meter. @9121.40 |  | 5 |  |  |  |  | 9121.4 | 45607
133 | JJ7J707001 | SF-6 Gas | Kg. | 15 |  |  |  |  | 5888.2 | 88323
134 | VV2V203008 | Slica Gel | Kg. | 75 |  |  |  |  | 291.46 | 21859.5
[9 empty] | Total | 5235048.7
Stock Inventory for the month of Aug. 2026
Name of Zone |  | Kumaon Zone | 132 KV Sub Station Almora (Mr. Madhur Kumar Rathi)
Name of circle |  | Haldwani
S.No. | Code | Name Of Material | Unit | Unit rate in Rs. | Useable |  | Unserviceable |  | Non-Moving |  | Obsolete |  | Scrap
[5 empty] | Qty. | Total Amount in Rs. | Qty. | Total Amount in Rs. | Qty. | Total Amount in Rs. | Qty. | Total Amount in Rs. | Qty. | Total Amount in Rs.
CABLE
1 | CC0C002010 | 6X2.5 sq mm Control cable (in pieces) | Mtr. | 50 | 765 | 38250 | 0 | 0 | 0 | 0 | 0 | 0 | 0 | 0
2 | CC0C002008 | 10X2.5 sq mm Control cable (in pieces) | Mtr. | 50 | 543 | 27150 | 0 | 0 | 0 | 0 | 0 | 0 | 0 | 0
3 | CC4C401001 | H.F. Cable | Mtr. | 50 | 875 | 43750 | 0 | 0 | 0 | 0 | 0 | 0 | 0 | 0
4 |  | PVC Multi stand Copper wire size 1.0 Sqmm | Mtr. | 28.35 | 13 | 368.55 | 0 | 0 | 0 | 0 | 0 | 0 | 0 | 0
|  | METER |  |  |  | 0 |  | 0 |  | 0 |  | 0 |  | 0
5 | MM3M302006 | Digital Ampere Meter size 150x150mm,CTR 400/1A | No. | 5436.65 | 3 | 16309.95 | 0 | 0 | 0 | 0 | 0 | 0 | 0 | 0
6 | MM3M302010 | Digital Ampere Meter size 95x95mm,CTR 400/1A | No. | 4982.65 | 2 | 9965.3 | 0 | 0 | 0 | 0 | 0 | 0 | 0 | 0
7 | MM3M302012 | Digital Ampere Meter size 150x150mm,CTR 300/1A | No. | 4994 | 1 | 4994 | 0 | 0 | 0 | 0 | 0 | 0 | 0 | 0
8 | MM3M302013 | Digital Ampere Meter size 150x150mm,CTR 200/1A | No. | 5096.15 | 1 | 5096.15 | 0 | 0 | 0 | 0 | 0 | 0 | 0 | 0
9 |  | Digital Ampere Meter size 150x150mm,CTR 100/1A | No. | 5096.15 | 2 | 10192.3 | 0 | 0 | 0 | 0 | 0 | 0 | 0 | 0
10 | MM3M301005 | Digital KV Meter size 150x150 mm,PTR 132KV/110 Volt | No. | 5096.15 | 2 | 10192.3 | 0 | 0 | 0 | 0 | 0 | 0 | 0 | 0
11 | MM3M301010 | Digital KV Meter size 150x150 mm,PTR 33KV/110 Volt | No. | 5050.75 | 2 | 10101.5 | 0 | 0 | 0 | 0 | 0 | 0 | 0 | 0
12 | MM3M303011 | Digital MW Meter size 150x150 mm,CTR 400/1A,PTR 33KV/110 V. | No. | 5652.3 | 1 | 5652.3 | 0 | 0 | 0 | 0 | 0 | 0 | 0 | 0
13 | MM3M303011 | Digital MW Meter size 150x150 mm,CTR 400/1A,PTR 33KV/110 V(Faulty) | No. | 10 | 0 | 0 | 0 | 0 | 0 | 0 | 0 | 0 | 1 | 10
14 | MM3M304007 | Digital MVAR Meter size 150x150 mm,CTR 400/1A,PTR 33KV/110 V. | No. | 5652.3 | 1 | 5652.3 | 0 | 0 | 0 | 0 | 0 | 0 | 0 | 0
15 |  | Digital Ampere Meter size 95x95mm,CTR 50/1A | No. | 3915.75 | 2 | 7831.5 | 0 | 0 | 0 | 0 | 0 | 0 | 0 | 0
16 | MM3M302013 | Digital control panel Ampere Meter AE Make size150x150mm CTR 200/1A | No. | 4483 | 3 | 13449 | 0 | 0 | 0 | 0 | 0 | 0 | 0 | 0
|  | JAW/Clamp/Cannector |  |  |  | 0 |  | 0 |  | 0 |  | 0 |  | 0
17 | HH8H801001 | 33 KV Jow | No. | 1500 | 2 | 3000 | 0 | 0 | 0 | 0 | 0 | 0 | 0 | 0
18 | HH8H801003 | 132 KV Jow | No. | 3700 | 3 | 11100 | 0 | 0 | 0 | 0 | 0 | 0 | 0 | 0
19 |  | 132 KV Isolator Jow of Bimco | No. | 1850 | 10 | 18500 | 0 | 0 | 0 | 0 | 0 | 0 | 0 | 0
20 |  | best quality heavy duty 33 KV Isolator clamp suitable for panther conductor | No. | 1248 | 5 | 6240 | 0 | 0 | 0 | 0 | 0 | 0 | 0 | 0
21 | II1I104003 | PG Clamp Z/Z | No. | 854 | 14 | 11956 | 0 | 0 | 0 | 0 | 0 | 0 | 0 | 0
22 | II1I104002 | 3 Bolted PG Clamp Z/P | No. | 1019.23 | 13 | 13249.99 | 0 | 0 | 0 | 0 | 0 | 0 | 0 | 0
23 | II1I104002 | C-Wedge Clamp Suitable for ACSR Z/P Conductor | No. | 3229.07 | 16 | 51665.12 | 0 | 0 | 0 | 0 | 0 | 0 | 0 | 0
24 |  | Bimetallic Connector for STEM and ACSR Panther Conductor | No. | 3961.15 | 10 | 39611.5 | 0 | 0 | 0 | 0 | 0 | 0 | 0 | 0
25 |  | 6 Bolted Terminal Connector for ACSR Dog Conductorof 33KV Isolator | No. | 1129.33 | 6 | 6775.98 | 0 | 0 | 0 | 0 | 0 | 0 | 0 | 0
26 |  | PG Clamp for Panther Conductor P/P |  | 1462 | 13 | 19006 | 0 | 0 | 0 | 0 | 0 | 0 | 0 | 0
|  | CT |  |  |  | 0 |  | 0 |  | 0 |  | 0 |  | 0
|  | 145KV Current Transformer Single Phase Ration 200/100/1A | Nos | 326270 | 3 | 978810 | 0 | 0 | 0 | 0 | 0 | 0 | 0 | 0
27 |  | 132 KV CT ratio 800/400/1-1A | No. | 18000 | 3 | 54000 | 0 | 0 | 0 | 0 | 0 | 0 | 0 | 0
28 |  | 132 KV CT ratio 400/200/1-1A | No. | 15000 | 3 | 45000 | 0 | 0 | 0 | 0 | 0 | 0 | 0 | 0
29 |  | C.T 33 KV | No. | 23484 | 3 | 70452 | 0 | 0 | 0 | 0 | 0 | 0 | 0 | 0
30 |  | 33 KV C.T. 200 /100/1A (Old & used) | No. | 16000 | 1 | 16000 | 0 | 0 | 0 | 0 | 0 | 0 | 0 | 0
31 |  | 33KV CT Junction Boxes | No. | 7037 | 4 | 28148 | 0 | 0 | 0 | 0 | 0 | 0 | 0 | 0
32 |  | Hot dip Galv. Nuts Bolts 16X90mm | No. | 18.2 | 55 | 1001 | 0 | 0 | 0 | 0 | 0 | 0 | 0 | 0
|  | COPPR /ISOLATOR |  |  |  | 0 |  | 0 |  | 0 |  | 0 |  | 0
33 |  | HDE Copper Tube for 33KV Isolator 800 Amp. | No. | 2809.13 | 6 | 16854.78 | 0 | 0 | 0 | 0 | 0 | 0 | 0 | 0
34 |  | HDE Copper Tube for E/S of 33KV Isolator 800 Amp. | No. | 2235.95 | 5 | 11179.75 | 0 | 0 | 0 | 0 | 0 | 0 | 0 | 0
35 |  | HDE Copper Flat for E/S of 33KV Isolator 800 Amp. | No. | 3722.8 | 5 | 18614 | 0 | 0 | 0 | 0 | 0 | 0 | 0 | 0
36 |  | HDE Copper Tube for 33KV Isolator 1200 Amp. | No. | 3944.12 | 9 | 35497.08 | 0 | 0 | 0 | 0 | 0 | 0 | 0 | 0
37 |  | HDE Copper Jaw for 33KV Isolator 1200 Amp. | No. | 4284.63 | 12 | 51415.56 | 0 | 0 | 0 | 0 | 0 | 0 | 0 | 0
38 |  | Copper Blade for 33KV Isolator 1200 Amp. | No. | 4086 | 3 | 12258 | 0 | 0 | 0 | 0 | 0 | 0 | 0 | 0
39 |  | Copper Jaw for 33KV Isolator 1200 Amp. | No. | 4199.5 | 4 | 16798 | 0 | 0 | 0 | 0 | 0 | 0 | 0 | 0
40 |  | Flexible copper Bond rope type including both side copper lugs | No. | 1298 | 10 | 12980 | 0 | 0 | 0 | 0 | 0 | 0 | 0 | 0
|  | CIRCUIT BREAKER / PARTS |  |  |  | 0 |  | 0 |  | 0 |  | 0 |  | 0
41 |  | 33 KV circuit breakar (BHEL make Old,used ) | No. | 5000 | 3 | 15000 | 0 | 0 | 0 | 0 | 0 | 0 | 0 | 0
42 |  | 33 KV circuit breakar (BHEL make Old,used ) | No. | 25000 | 1 | 25000 | 0 | 0 | 0 | 0 | 0 | 0 | 0 | 0
43 |  | 1-Phase 230 Volt AC Spring Charge Motor 33KV SF-6 Gas | No. | 33709.5 | 0 | 0 | 0 | 0 | 0 | 0 | 0 | 0 | 0 | 0
44 |  | Contractor for Spring Charge Motor 110 volt DC | No. | 13614.32 | 2 | 27228.64 | 0 | 0 | 0 | 0 | 0 | 0 | 0 | 0
45 |  | Tripping Coil for 132KV SF-6 Circuit Breaker | No. | 8853 | 1 | 8853 | 0 | 0 | 0 | 0 | 0 | 0 | 0 | 0
46 |  | Antipumping Relay for 33KV Circuit Breaker | No. | 4540 | 2 | 9080 | 0 | 0 | 0 | 0 | 0 | 0 | 0 | 0
47 |  | Auxiliary switch 13No+13Nc for 33KV Circuit. Breaker | No. | 17025 | 1 | 17025 | 0 | 0 | 0 | 0 | 0 | 0 | 0 | 0
48 |  | Tripping Coil for 110V.DC, CGL Make | No. | 7924.73 | 1 | 7924.73 | 0 | 0 | 0 | 0 | 0 | 0 | 0 | 0
49 |  | L/R Switch for 33KV VCB (BHEL Make) | No. | 5664 | 1 | 5664 | 0 | 0 | 0 | 0 | 0 | 0 | 0 | 0
50 |  | NIT Switch | No. | 7922 | 1 | 7922 | 0 | 0 | 0 | 0 | 0 | 0 | 0 | 0
51 |  | Auxiliary Conteractor for Density Monitor 110/220 Volt DC | No. | 6782 | 3 | 20346 | 0 | 0 | 0 | 0 | 0 | 0 | 0 | 0
52 |  | Vacuum Interrupter Bottle for 36KV VCB ABB Make | No. | 112365 | 1 | 112365 | 0 | 0 | 0 | 0 | 0 | 0 | 0 | 0
53 |  | Vacuum Interrupter Bottle for 36KV,1250Amp.25KA, VCB BHEL Make | No. | 112365 | 1 | 112365 | 0 | 0 | 0 | 0 | 0 | 0 | 0 | 0
54 |  | Contractor NONC,Volt Coil 110V -125V,DC 25Amp,3No+3NC TC make | No. | 6804 | 3 | 20412 | 0 | 0 | 0 | 0 | 0 | 0 | 0 | 0
55 |  | Contractor for Low Gas Pressure 110 volt DC | No. | 10203.65 | 2 | 20407.3 | 0 | 0 | 0 | 0 | 0 | 0 | 0 | 0
56 |  | 33KV 4.5 Amp. High Glass Fuse | No. | 6242.5 | 4 | 24970 | 0 | 0 | 0 | 0 | 0 | 0 | 0 | 0
57 |  | HRC Fuse 6 Amp. Havells/GE make | No. | 140.63 | 4 | 562.52 | 0 | 0 | 0 | 0 | 0 | 0 | 0 | 0
58 |  | SF-6 gas | Kg. | 3876.3 | 3 | 11628.9 | 0 | 0 | 0 | 0 | 0 | 0 | 0 | 0
|  | BATTERY CHARGER / PARTS |  |  |  | 0 |  | 0 |  | 0 |  | 0 |  | 0
59 |  | Hydro Meter | No. | 329.15 | 1 | 329.15 | 0 | 0 | 0 | 0 | 0 | 0 | 0 | 0
60 |  | 110V 60A, Battrey Charger | No. | 30000 | 0 | 0 | 0 | 0 | 0 | 0 | 0 | 0 | 1 | 30000
61 |  | 2Volt ,200AH Lead -Acid battery (old&Deff.) | No. | 200 | 0 | 0 | 0 | 0 | 0 | 0 | 0 | 0 | 55 | 11000
62 |  | 2Volt ,200AH battery (old&Deff.) | No. | 200 | 0 | 0 | 0 | 0 | 0 | 0 | 0 | 0 | 2 | 400
63 |  | 110 v,200AH,Battery charger (old&Deff.) | No. | 10000 | 1 | 10000 | 0 | 0 | 0 | 0 | 0 | 0 | 0 | 0
64 |  | 33 KV Post Insulator | No. | 18510.1 | 5 | 92550.5 | 0 | 0 | 0 | 0 | 0 | 0 | 0 | 0
65 |  | 22KV Post Insulator | No. | 879.63 | 6 | 5277.78 | 0 | 0 | 0 | 0 | 0 | 0 | 0 | 0
|  | T/F |  |  |  | 0 |  | 0 |  | 0 |  | 0 |  | 0
66 |  | Stainless steel T/F Oil Sampling Container of 2 Ltr. Capacity | No. | 13614.33 | 1 | 13614.33 | 0 | 0 | 0 | 0 | 0 | 0 | 0 | 0
67 |  | T/F oil | Ltr. | 73.16 | 1780 | 130224.8 | 0 | 0 | 0 | 0 | 0 | 0 | 0 | 0
68 |  | PRV for 20MVA Power T/F | No. | 22643 | 1 | 22643 | 0 | 0 | 0 | 0 | 0 | 0 | 0 | 0
69 |  | Silica Gel(best qulity 8-10 mm) | Kg. | 587.64 | 3 | 1762.92 | 0 | 0 | 0 | 0 | 0 | 0 | 0 | 0
70 |  | Silica Gel | Kg. | 703.28 | 51 | 35867.28 | 0 | 0 | 0 | 0 | 0 | 0 | 0 | 0
71 |  | Heavy Duty Turn Buckle | Nos | 9954 | 4 | 39816 | 0 | 0 | 0 | 0 | 0 | 0 | 0 | 0
72 |  | foam type fire extinguisher( old & unuseable) | No. | 1500 | 0 | 0 | 0 | 0 | 0 | 0 | 0 | 0 | 9 | 13500
73 |  | Annuciator(microcontroller based alarm ) | No. | 37878 | 2 | 75756 | 0 | 0 | 0 | 0 | 0 | 0 | 0 | 0
74 |  | M.S. Round 36 mm | K.G. | 13 | 385.5 | 5011.5 | 0 | 0 | 0 | 0 | 0 | 0 | 0 | 0
75 |  | M.S. Channel 125X65 mm with (Scrap) | K.G | 20 | 255 | 5100 | 0 | 0 | 0 | 0 | 0 | 0 | 0 | 0
76 |  | Rail Pieces 90 C+S | No. | 500 | 2 | 1000 | 0 | 0 | 0 | 0 | 0 | 0 | 0 | 0
77 |  | ACSR Weasel Conductor | Mtr. | 15.32 | 1500 | 22980 | 0 | 0 | 0 | 0 | 0 | 0 | 0 | 0
78 |  | GI Stay Set | No. | 418.82 | 5 | 2094.1 | 0 | 0 | 0 | 0 | 0 | 0 | 0 | 0
79 |  | 145 KV CVT (Old & used dismental) | No. | 75000 | 4 | 300000 | 0 | 0 | 0 | 0 | 0 | 0 | 0 | 0
80 |  | 145 KV Capacitive Voltage Transformer ( Old ) | No. | 15000 | 3 | 45000 | 0 | 0 |  | 0 |  | 0 |  | 0
81 |  | 48 V.AFCO make Bettery Charger D.C., D.B. | No. | 10000 | 1 | 10000 | 0 | 0 | 0 | 0 | 0 | 0 | 0 | 0
82 |  | 33 KV Bus Isolator (Incomplete) | No. | 2000 | 2 | 4000 | 0 | 0 | 0 | 0 | 0 | 0 | 0 | 0
83 |  | Empty Oil Drum | No. | 250 | 0 | 0 | 0 | 0 | 0 | 0 | 0 | 0 | 32 | 8000
84 |  | 1x5 Mvar Capacitor Bank Suitable for 33KV (Old & Defective) | set | 5000 | 0 | 0 | 0 | 0 | 0 | 0 | 0 | 0 | 1 | 5000
85 |  | Single Phase reactors for Capacitor bank | Nos | 1000 | 0 | 0 | 0 | 0 | 0 | 0 | 0 | 0 | 6 | 6000
86 |  | ACSR Zebra conductor in cut pieces O/U | Mtr. | 40 | 162.0 | 6480 | 0 | 0 | 0 | 0 | 0 | 0 | 0 | 0
87 |  | ACSR Panther Conductor (Scrap & Damage) | K.M. | 15000 | 0.783 | 11745 | 0 | 0 | 0 | 0 | 0 | 0 | 0 | 0
88 |  | ACSR Zebra Conductor in cut pieces O/U | Mtr. | 40 | 50 | 2000 | 0 | 0 | 0 | 0 | 0 | 0 | 0 | 0
[6 empty] | 3049074.36 |  | 0 |  | 0 |  | 0 |  | 73910
Name of Zone |  | Kumaon Zone | 132 KV Bhowali-Almora Line (Mrs.Lata Joshi)
Name of circle |  | Haldwani
S.No. | Code | Name Of Material | Unit | Unit rate in Rs. | Useable |  | Unserviceable |  | Non-Moving |  | Obsolete |  | Scrap
[5 empty] | Qty. | Total Amount in Rs. | Qty. | Total Amount in Rs. | Qty. | Total Amount in Rs. | Qty. | Total Amount in Rs. | Qty. | Total Amount in Rs.
1 |  | Bolted Type Tension Fitting | No. | 1350 | 10 | 13500 | 0 | 0 | 0 | 0 | 0 | 0 | 0 | 0
2 |  | Bolted Type Tension fitting for Panther | No. | 500 | 13 | 6500 | 0 | 0 | 0 | 0 | 0 | 0 | 0 | 0
3 |  | Tension Clamp SWG Earth Wire | No. | 600 | 93 | 55800 | 0 | 0 | 0 | 0 | 0 | 0 | 0 | 0
4 |  | ACSR Panther Conductor | K.M. | 118000 | 1.327 | 156586 | 0 | 0 | 0 | 0 | 0 | 0 | 0 | 0
5 |  | 120 KN DISC Insulator | No. | 250 | 30 | 7500 | 0 | 0 | 0 | 0 | 0 | 0 | 0 | 0
6 |  | 70 K.N. Disc Insulator | No. | 250 | 175 | 43750 | 0 | 0 | 0 | 0 | 0 | 0 | 0 | 0
7 |  | Tension fitting for comprection Type for Panther Conductor | No | 863.2 | 1 | 863.2 | 0 | 0 | 0 | 0 | 0 | 0 | 0 | 0
8 |  | Single Suspension fitting | No. | 900 | 3 | 2700 | 0 | 0 | 0 | 0 | 0 | 0 | 0 | 0
9 |  | G.J.V. Bolts | No. | 80 | 6 | 480 | 0 | 0 | 0 | 0 | 0 | 0 | 0 | 0
10 |  | 5Bolted Tension Fitting For Zebra Conductor | No. | 1350 | 6 | 8100 | 0 | 0 | 0 | 0 | 0 | 0 | 0 | 0
11 |  | C-Wedge Clamp Suitable for ACSR P/P Conductor | No. | 2252.97 | 22 | 49565.34 | 0 | 0 | 0 | 0 | 0 | 0 | 0 | 0
12 |  | Galv. Nut & Bolts of dia 10 mm & length 75mm with spring & plane washer 02mm thickness | No. | 15.89 | 205 | 3257.45 | 0 | 0 | 0 | 0 | 0 | 0 | 0 | 0
13 |  | Galv. Nut & Bolts of dia 10 mm & length 87.5mm with spring & plane washer 02mm thickness | No. | 21 | 480 | 10080 | 0 | 0 | 0 | 0 | 0 | 0 | 0 | 0
14 |  | Galv. Nut & Bolts of dia 10 mm & length 100mm with spring & plane washer 02mm thickness | No. | 21 | 404 | 8484 | 0 | 0 | 0 | 0 | 0 | 0 | 0 | 0
15 |  | Galv. Nut & Bolts of dia 16 mm & length 75mm with spring & plane washer 02mm thickness | No. | 25.54 | 756 | 19308.24 | 0 | 0 | 0 | 0 | 0 | 0 | 0 | 0
16 |  | Latic type structure foundation bolt (0.207 MT/90 No.) | MT | 108393.25 | 0.1702 | 18448.5311 | 0 | 0 | 0 | 0 | 0 | 0 | 0 | 0
17 |  | Compressur type doble taintion fitting for ACSR Panther conductor | No. | 1077.3 | 2 | 2154.6 | 0 | 0 | 0 | 0 | 0 | 0 | 0 | 0
18 |  | Single tention Compression type fitting complete suitable for ACSR Panther conductor | No. | 5448 | 2 | 10896 | 0 | 0 | 0 | 0 | 0 | 0 | 0 | 0
19 |  | Vibration Damper size 7/3,15mm for G.S. Earth wire complete | No. | 1362 | 10 | 13620 | 0 | 0 | 0 | 0 | 0 | 0 | 0 | 0
20 |  | Jumper Cone lugs suitable for ACSR Panther conductor | No. | 283.75 | 18 | 5107.5 | 0 | 0 | 0 | 0 | 0 | 0 | 0 | 0
21 |  | C wedge clamp Dog to Panther | No. | 3286.3 | 35 | 115020.5 | 0 | 0 | 0 | 0 | 0 | 0 | 0 | 0
22 |  | Galv. Tower Part for "C" Type Tower | M.T. | 29841 | 5.259 | 156933.819 | 0 | 0 | 0 | 0 | 0 | 0 | 0 | 0
23 |  | Templete for "C" Type Tower 3 No. | M.T. | 29841 | 1.42 | 42374.22 | 0 | 0 | 0 | 0 | 0 | 0 | 0 | 0
24 |  | Templete for "S" Type Tower 1 No. | M.T. | 29841 | 0.46 | 13726.86 | 0 | 0 | 0 | 0 | 0 | 0 | 0 | 0
25 |  | Templete for "S2" Type Tower 1 No. | M.T. | 29841 | 0.445 | 13279.245 | 0 | 0 | 0 | 0 | 0 | 0 | 0 | 0
26 |  | Templete for "DC" Type Tower 1 No. | M.T. | 29841 | 0.823 | 24559.143 | 0 | 0 | 0 | 0 | 0 | 0 | 0 | 0
27 |  | U. B. +0 type Tower Part Galv. | M.T. | 29493 | 2.423 | 71461.539 | 0 | 0 | 0 | 0 | 0 | 0 | 0 | 0
28 |  | Cross Aram for UB +0 Type Tower (damaged) | K.G. | 12 | 88.024 | 1056.288 | 0 | 0 | 0 | 0 | 0 | 0 | 0 | 0
29 |  | Nuts & Bolts mixed off size 5/8", ½ " | K.G. | 16 | 33 | 528 | 0 | 0 | 0 | 0 | 0 | 0 | 0 | 0
30 |  | C.C.R. Galv. Structure 01 set with Nuts Bolts | M.T. | 80756.58 | 0.5246 | 42364.9019 | 0 | 0 | 0 | 0 | 0 | 0 | 0 | 0
31 |  | C.G.R. Galv. Structure 01 set with Nuts Bolts | M.T. | 80756.58 | 0.3395 | 27416.8589 | 0 | 0 | 0 | 0 | 0 | 0 | 0 | 0
32 |  | A.B.L. Galv. Structure 02 sets with Nuts Bolts | M.T. | 80756.58 | 0.7383 | 59622.583 | 0 | 0 | 0 | 0 | 0 | 0 | 0 | 0
33 |  | C.P.R. Galv. Structure 01 set with Nuts Bolts | M.T. | 80756.58 | 0.0748 | 6040.5922 | 0 | 0 | 0 | 0 | 0 | 0 | 0 | 0
34 |  | Earth wire SWG 7/10 old , used and in pieces | Kg. | 5 | 10240 | 51200 | 0 | 0 | 0 | 0 | 0 | 0 | 0 | 0
35 |  | Hot Dip Galv. Nuts & Bolts 16X45 mm | No. | 10.92 | 815 | 8899.8 | 0 | 0 | 0 | 0 | 0 | 0 | 0 | 0
36 |  | Hot Dip Galv. Nuts & Bolts 16X40 mm | No. | 11.35 | 204 | 2315.4 | 0 | 0 | 0 | 0 | 0 | 0 | 0 | 0
37 |  | Hot Dip Galv. Nuts & Bolts 16X50 mm | No. | 15.35 | 53 | 813.55 | 0 | 0 | 0 | 0 | 0 | 0 | 0 | 0
38 |  | Hot Dip Galv. Flat Washer16X5 mm | No. | 3.38 | 860 | 2906.8 | 0 | 0 | 0 | 0 | 0 | 0 | 0 | 0
39 |  | Hot Dip Galv. Flat Washer16X6 mm | No. | 4.26 | 1974 | 8409.24 | 0 | 0 | 0 | 0 | 0 | 0 | 0 | 0
40 |  | Repair Sleeve for Panther Conductor | No. | 113.44 | 3 | 340.32 | 0 | 0 | 0 | 0 | 0 | 0 | 0 | 0
41 |  | Mid Span Joint for Panther | No. | 315.45 | 10 | 3154.5 | 0 | 0 | 0 | 0 | 0 | 0 | 0 | 0
42 |  | J-Type Hooks | No. | 15.32 | 35 | 536.2 | 0 | 0 | 0 | 0 | 0 | 0 | 0 | 0
43 |  | Joist 70X125X4 | K.G | 20 | 46.4 | 928 | 0 | 0 | 0 | 0 | 0 | 0 | 0 | 0
44 |  | Galv. Nut & Bolts of dia 06mm & length 62.5mm with spring & plane washer 02mm thickness | No. | 7.26 | 424 | 3078.24 | 0 | 0 | 0 | 0 | 0 | 0 | 0 | 0
45 |  | Galv. Nut & Bolts of dia 06mm & length 75mm with spring & plane washer 02mm thickness | No. | 8.4 | 336 | 2822.4 | 0 | 0 | 0 | 0 | 0 | 0 | 0 | 0
46 |  | Galv. Nut & Bolts of dia 06mm & length 100mm with spring & plane washer 02mm thickness | No. | 10.67 | 500 | 5335 | 0 | 0 | 0 | 0 | 0 | 0 | 0 | 0
47 |  | Galv. Nut & Bolts of dia 08mm & length 50mm with spring & plane washer 02mm thickness | No. | 8.91 | 224 | 1995.84 | 0 | 0 | 0 | 0 | 0 | 0 | 0 | 0
48 |  | Galv. Nut & Bolts of dia 08mm & length 62.5mm with spring & plane washer 02mm thickness | No. | 11.24 | 792 | 8902.08 | 0 | 0 | 0 | 0 | 0 | 0 | 0 | 0
49 |  | Galv. Nut & Bolts of dia 08mm & length 75mm with spring & plane washer 02mm thickness | No. | 13.51 | 860 | 11618.6 | 0 | 0 | 0 | 0 | 0 | 0 | 0 | 0
50 |  | Galv. Nut & Bolts of dia 08mm & length 100mm with spring & plane washer 02mm thickness | No. | 14.64 | 961 | 14069.04 | 0 | 0 | 0 | 0 | 0 | 0 | 0 | 0
51 |  | Galv. Nut & Bolts of dia 12mm & length 62.5mm with spring & plane washer 02mm thickness | No. | 20.32 | 56 | 1137.92 | 0 | 0 | 0 | 0 | 0 | 0 | 0 | 0
52 |  | Galv. Nut & Bolts of dia 12mm & length 75mm with spring & plane washer 02mm thickness | No. | 22.59 | 406 | 9171.54 | 0 | 0 | 0 | 0 | 0 | 0 | 0 | 0
53 |  | Galv. Nut & Bolts of dia 12mm & length 100mm with spring & plane washer 02mm thickness | No. | 27.13 | 251 | 6809.63 | 0 | 0 | 0 | 0 | 0 | 0 | 0 | 0
54 |  | Galv. Nut & Bolts of dia 08 mm & length 50mm with spring & plane washer 02mm thickness | No. | 11.35 | 530 | 6015.5 | 0 | 0 | 0 | 0 | 0 | 0 | 0 | 0
55 |  | Galv. Nut & Bolts of dia 10 mm & length 50mm with spring & plane washer 02mm thickness | No. | 12.48 | 340 | 4243.2 | 0 | 0 | 0 | 0 | 0 | 0 | 0 | 0
56 |  | Galv. Nut & Bolts of dia 10 mm & length 62.5mm with spring & plane washer 02mm thickness | No. | 12.48 | 300 | 3744 | 0 | 0 | 0 | 0 | 0 | 0 | 0 | 0
57 |  | Galv. Stud | No. | 6.24 | 1640 | 10233.6 | 0 | 0 | 0 | 0 | 0 | 0 | 0 | 0
1179765.8111
Format of Monthly Inventory for Uploading on PTCUL Website
Name of Circle/ Zone:- O&M Kumaon Zone Haldwani | [5 empty] | Name of Substation 132 KV S/s Ranikhet
Name of Division O&M Div. Almora | [6 empty] | Month till 22 Aug 2026
SR. No. | Item Code | item Description | Unit | Quantity |  |  |  |  | Book Value Per Unit | Total Cost
|  |  |  | Useable | Unserviceable | Obsolete | Non-Moving | Scrap
Capital Items
1 | FF0F050008 | Structure - ATM | MT |  |  |  | 2.83 |  | 108393.303 | 306753.0475
2 | FF0F050020 | Structure - CGR | MT |  |  |  | 0.62572 |  | 67296 | 42108.4531
3 | FF0F050022 | Structure - CCR | MT |  |  |  | 1.9925 |  | 67296 | 134085.2611
4 | FF0F050032 | 132 kv Peak type structure XPM | Kg |  |  |  | 240.92 |  | 30 | 7227.6
5 | FF2F201004 | MS Earthing rod - 36mm Dia | MT |  |  |  | 1.5 |  | 38480 | 57720
6 | II0I001004 | 120KN Polymer Disc Insulator | No. |  |  |  | 4 |  | 9363.75 | 37455
7 | II0I001007 | 70KN Disc Insulator | No. |  |  |  | 368 |  | 280 | 103040
8 | II5I501004 | ACSR Zebra Single Tension Fitting | No. |  |  |  | 46 |  | 2340 | 107640
9 | II5I501005 | ACSR Panther Single Tension Fitting | No. |  |  |  | 6 |  | 3977.0278 | 23862.1668
10 | II5I504004 | ACSR Zebra Single Suspension Fitting | No. |  |  |  | 19 |  | 1133 | 21527
11 | KK0K003001 | 132 KV LA (Old and Used) | No. | 14 |  |  |  |  | 1500 | 21000
12 | KK0K005001 | 33 KV LA (Old and Used) | No. | 9 |  |  |  |  | 500 | 4500
13 | VV0V003007 | 132 KV /33KV 5MVA Power TF (GEC) Defective | No. | 1 |  |  |  |  | 100000 | 100000
14 | VV1V101034 | 132/33 KV HV-40 MVA Transformer Bushing | No. |  |  |  | 1 |  | 15000 | 15000
15 | VV3V303005 | 145 KV (5 core) CT (200/100/1A) | No. | 1 |  |  |  |  | 178180 | 178180
16 | VV3V305009 | 33 KV CT 400/200/1A 3 Core | No. | 1 |  |  |  |  | 56455 | 56455
17 | VV4V305012 | 33KV CT 300/150/1 A | No. | 1 |  |  |  |  | 25470 | 25470
18 | VV4V305013 | 33 KV CT 200-100/1 Amp 3 Core | No. | 6 |  |  |  |  | 19000 | 114000
19 | VV6V602003 | 145 KV CVT (Accuracy Class 0.5) | No. |  |  | 5 |  |  | 15000 | 75000
M&R
1 | AA0A002004 | Acsr Conductor Panther | Mtr | 160 |  |  |  |  | 118 | 18880
2 | AA0A002011 | ACSR Conductor Weasel | Mtr | 1410 |  |  |  |  | 15.3225 | 21604.725
3 | AA1A102002 | Stay wire set | Set | 5 |  |  |  |  | 807.605 | 4038.025
4 | AA1A102003 | GI wire 8 No. | Mtr | 234 |  |  |  |  | 40.86 | 9561.24
5 | CC0C001018 | 4C x 2.5 Sqmm armoured control cable (copper) | Kmtr | 0.43 |  |  |  |  | 239776 | 103103.68
6 | CC1C103010 | 3.5C x 70 Sqmm armoured power cable (Al) | Kmtr | 0.39 |  |  |  |  | 555201.8 | 216528.702
7 | CC1C103014 | 4C x 16 Sqmm armoured power cable (Al) | Kmtr | 0.275 |  |  |  |  | 206298.22 | 56732.0105
8 | CC3C307002 | 33 KV Heat Shrink Cable termination kit outdoor type for 3-ph 300 sqmm XLPE cable | No. | 1 |  |  |  |  | 69561 | 69561
9 | CC3C317002 | HT Tape roll suitable for 11 KV to 33 KV | No. | 1 |  |  |  |  | 1115.1 | 1115.1
10 | FF1F101068 | steel nut&bolt of different size | Kg | 22 |  |  |  |  | 354 | 7788
11 | FF1F108003 | U Type bolt- with Nuts and Washer | KG | 67 |  |  |  |  | 260 | 17420
12 | FF3F301007 | S.T. Round Pole (6.5Mtr cut piece) | No. |  |  |  | 1 |  | 350 | 350
13 | GG0G001001 | Petrollium Jelly | KG | 7.5 |  |  |  |  | 448.325 | 3362.4375
14 | GG0G001003 | CRC Bottle 500 ml | No. | 2 |  |  |  |  | 764.64 | 1529.28
15 | GG0G001006 | Grease Standard Quality | Kg. | 0.1 |  |  |  |  | 590 | 59
16 | II0I001003 | Disc Insulator (Line 2S account) | No. | 32 |  |  |  |  | 464 | 14848
17 | II0I005002 | PG Clamp Zebra to Panther | No. | 6 |  |  |  |  | 1049.875 | 6299.25
18 | II0I006001 | 3 Bolted PG Clamp Panther to Panther | No. | 10 |  |  |  |  | 1660.26 | 16602.6
19 | II1I104002 | C-Wedge Clamp Zebra to Panther | No. | 7 |  |  |  |  | 3229.075 | 22603.525
20 | II1I105001 | C-Wedge Clamp Panther to Panther | No. | 9 |  |  |  |  | 2252.975 | 20276.775
21 | II2I201001 | SP Pole Stay Clamp | No. |  |  |  | 9 |  | 186.6233 | 1679.6101
22 | II2I204005 | PG Clamp for HV Transformer Bushing for 20MVA 132/33KV Transformer | No. | 3 |  |  |  |  | 1371.71 | 4115.13
23 | II3I301004 | Panther Conductor Mid Span Joint | No. |  |  |  | 15 |  | 1223.53 | 18352.95
24 | II3I302009 | 7/10 SWG Conductor Repair Sleeve | No. |  |  |  | 10 |  | 508.48 | 5084.8
25 | II3I303009 | 7/10 SWG Wire Vibration Damper | No. |  |  |  | 10 |  | 561.825 | 5618.25
26 | JJ3J301005 | 132 KV SF6 Circuit Breaker 110 V DC Trip Coil | No. | 2 |  |  |  |  | 11293.25 | 22586.5
27 | JJ3J301007 | 132 KV SF6 Circuit Breaker 110 V DC Closing Coil | No. | 2 |  |  |  |  | 9023.25 | 18046.5
28 | JJ3J301014 | 132 KV SF6 Circuit Breaker Spring Charging Motor | No. | 1 |  |  |  |  | 28329.6 | 28329.6
29 | JJ5J501005 | 33KV SF6 Circuit Breaker 220 V AC/DC Spring Charging Motor | No. | 2 |  |  |  |  | 27217.3 | 54434.6
30 | JJ5J501006 | 33 KV SF6 Circuit Breaker 110V DC Trip Coil | No. | 5 |  |  |  |  | 8266.9883 | 41334.9415
31 | JJ5J501008 | 33 KV SF6 Circuit Breaker 110V DC Closing Coil | No. | 3 |  |  |  |  | 7922.3 | 23766.9
32 | JJ7J701004 | Limit switch 110VDC CB Auxiliary Switch for spring | No. | 12 |  |  |  |  | 3489.215 | 41870.58
33 | JJ7J701007 | Local/Remote Switch CB Auxiliary Switch | No. | 3 |  |  |  |  | 5211.92 | 15635.76
34 | JJ7J701013 | 14NO+14NC CB Auxiliary Switch | No. | 1 |  |  |  |  | 13614.325 | 13614.325
35 | JJ7J701020 | Auxiliary Power Contact for 132KV ABB Make Breaker | No. | 3 |  |  |  |  | 2831.83 | 8495.49
36 | JJ7J707001 | SF6 Gas | KG | 17 |  |  |  |  | 3852.7 | 65495.9
37 | JJ7J710028 | Circuit Breaker Operation Counter | No. | 3 |  |  |  |  | 3393.65 | 10180.95
38 | JJ7J701002 | T&C Selector switch | No. | 5 |  |  |  |  | 7543.74 | 37718.7
39 | JJ3J301009 | Interlocking relay for ABB 132 KV Breaker 110 VDC | No. | 5 |  |  |  |  | 2831.825 | 14159.125
40 | JJ3J301019 | Air Break Contactor LC -1 250 Volt aux contacts 1 NO + 1 NC 25 Amp | No. | 2 |  |  |  |  | 1401 | 2802
41 | JJ3J302030 | Supply of Anti pumping relay for 33KV ABB Make Breaker | No. | 1 |  |  |  |  | 4301.65 | 4301.65
42 |  | Antipumping Relay for 132KV ABB Make Breaker | No. | 5 |  |  |  |  | 3382.3 | 16911.5
43 | KK0K003001 | 132 KV Lighting Arrestor | No. | 1 |  |  |  |  | 83178.2 | 83178.2
44 | KK0K005001 | 33 KV Lighting Arrestor | No. | 1 |  |  |  |  | 16720.8 | 16720.8
45 | MM2M202007 | 132 KV Voltmeter | No. | 2 |  |  |  |  | 6985.6 | 13971.2
46 | MM2M202011 | 33 KV Voltmeter | No. | 3 |  |  |  |  | 6985.6 | 20956.8
47 | MM3M303007 | Digital Ampere Meter (0-400A) | No. | 3 |  |  |  |  | 5141.05 | 15423.15
48 | MM3M303009 | Digital Ampere Meter (0-200A) | No. | 2 |  |  |  |  | 5141.05 | 10282.1
49 | MM3M304015 | MW meter (-25 MW to 25 MW) | No. | 5 |  |  |  |  | 6979.7 | 34898.5
50 | MM2M205016 | MVAR meter (-12.5 MVAR to +12.5 MVAr) | No. | 4 |  |  |  |  | 6979.7 | 27918.8
51 | NN4N403001 | Indication lamp red colour LED 110VDC | No. | 5 |  |  |  |  | 703.28 | 3516.4
52 | NN4N403002 | Indication Lamp Yellow colour LED 110 VDC | No. | 2 |  |  |  |  | 703.28 | 1406.56
53 | NN4N403003 | Indication Lamp Green colour LED 110 VDC | No. | 2 |  |  |  |  | 703.28 | 1406.56
54 | NN4N411005 | 63 Amp 250 V Rotary Switch | No. | 1 |  |  |  |  | 540 | 540
55 | PP1P141005 | Submersible pump 5HP | No. | 1 |  |  |  |  | 700 | 700
56 | PP0P018009 | GI D-Shackle | No. | 24 |  |  |  |  | 1649.64 | 39591.36
57 | PP0P010002 | Heavy duty turn buckle for transmission lines 5 Ton | No. | 12 |  |  |  |  | 18526 | 222312
58 | SS3S301005 | 132KV Isolator Male contact blade | No. | 6 |  |  |  |  | 3400.46 | 20402.76
59 | SS3S301006 | 132KV Isolator Female contact blade | No. | 3 |  |  |  |  | 4653.5 | 13960.5
60 | SS3S301016 | 132KV Isolator supporting Insulator | No. | 5 |  |  |  |  | 6800 | 34000
61 | SS4S402001 | 33KV Isolator Jaw | No. | 10 |  |  |  |  | 3575.3 | 35753
62 | SS4S402015 | 33 KV Isolator Blade Copper tube | No. | 10 |  |  |  |  | 3121.3 | 31213
63 | SS4S402020 | 33 KV Bus Post Insulator | No. | 14 |  |  |  |  | 8435.82 | 118101.48
64 | SS5S501017 | 132 KV isolator clamp | No. | 5 |  |  |  |  | 2820.2 | 14101
65 |  | Isolator Clamp 132 KV for ACSR Panther Conductor | No. | 5 |  |  |  |  | 2339.94 | 11699.7
66 | SS5S501021 | Single Panther Isolator Clamp(33 KV Terminal Pad type) | No. | 6 |  |  |  |  | 1139.275 | 6835.65
67 | SS5S501026 | Single Dog Isolator Clamp | No. | 2 |  |  |  |  | 913.71 | 1827.42
68 | SS6S606006 | Power Contact for 132KV ABB Make Breaker | No. | 5 |  |  |  |  | 4483.25 | 22416.25
69 | SS6S610020 | HRC Fuse 10 AMP | No. | 1 |  |  |  |  | 68 | 68
70 | SS6S610022 | HRC Fuse 6 AMP | No. | 7 |  |  |  |  | 64 | 448
71 | SS6S610026 | HRC Fuse 4 AMP | No. | 12 |  |  |  |  | 62 | 744
72 | SS6S610027 | HRC Fuse 2 AMP | No. | 9 |  |  |  |  | 60 | 540
73 | SS7S702002 | Double Pole MCB 10 Amp 110 Volt | No. | 4 |  |  |  |  | 448.33 | 1793.32
74 |  | Dc MCB 2pole Rating 10A 110V DC | No. | 6 |  |  |  |  | 675.325 | 4051.95
75 | SS7S702004 | Dc MCB 2pole Rating 6A 110V DC | No. | 2 |  |  |  |  | 675.325 | 1350.65
76 | SS7S702006 | Dc MCB 2pole Rating 4A 110V DC | No. | 5 |  |  |  |  | 675.325 | 3376.625
77 | SS7S702007 | MCB 2pole 2A 110V DC | No. | 5 |  |  |  |  | 681 | 3405
78 | SS7S704008 | Double Pole MCB 02 Amp | No. | 8 |  |  |  |  | 448.33 | 3586.64
79 |  | MCB 2 Pole Rating 2A 240VAc | No. | 4 |  |  |  |  | 675.325 | 2701.3
80 | SS7S705001 | 3 Pole 440 Volt LT Circuit Breaker rated current 60A breaking Capacity Ics-37KA with Lugs of C&S make | No. | 2 |  |  |  |  | 11336.38 | 22672.76
81 | VV2V204003 | Transformer Oil Sampling stainless steel Bottle 2 Ltr | No. | 3 |  |  |  |  | 13614.33 | 40842.99
82 | VV2V204004 | Transformer Oil Sampling stainless steel Bottle 1 Ltr | No. | 3 |  |  |  |  | 10430.65 | 31291.95
83 | VV2V204001 | Transformer Oil Old & Used | Ltr | 826 |  |  |  |  | 50 | 41300
84 | VV2V204007 | Transformer Drms Old & Used | No. | 13 |  |  |  |  | 250 | 3250
85 | VV2V210001 | TF conservator shutoff valve 75mm bore | No. | 1 |  |  |  |  | 18154.325 | 18154.325
86 | VV5V407023 | CT clamp | No. | 7 |  |  |  |  | 1652 | 11564
87 |  | CT clamp suitable for panther conductor | No. | 5 |  |  |  |  | 1469.1 | 7345.5
88 | VV2V205001 | Online leakage arrester kit | No. | 1 |  |  |  |  | 33619.38 | 33619.38
89 | VV2V203001 | Silica gel in blue colour | Kg | 35 |  |  |  |  | 595.9 | 20856.5
90 | ZZ2Z005004 | AC Ampere meter size 65x65 mm range 0-25 Amp | No. | 1 |  |  |  |  | 2264.325 | 2264.325
91 |  | Thermal over load relay Make Telemechanic | No. | 3 |  |  |  |  | 1856.25 | 5568.75
92 |  | Premium Butain gas bottle 300gm | No. | 2 |  |  |  |  | 1115.1 | 2230.2
93 |  | Surge Counter for LA | No. | 4 |  |  |  |  | 12873.8 | 51495.2
94 |  | Foundation Bolt 25mm | Set | 15 |  |  |  |  | 200 | 3000
Scrap
1 | ZZ1Z001001 | Fire Fighting Foam type 50 Ltr | No. |  |  |  |  | 8 | 500 | 4000
2 |  | TF oil Empty oil drum | No. |  |  |  |  | 156 | 200 | 31200
3 |  | TF oil Empty oil drum | No. |  |  |  |  | 73 | 250 | 18250
4 |  | CO2 Type Fire Ext. 2.2 Kg. Capacity scrap | No. |  |  |  |  | 2 | 150 | 300
5 |  | CO2 Type Fire Ext. 4.5 Kg. Capacity scrap | No. |  |  |  |  | 4 | 300 | 1200
6 |  | CO2 Type Fire Ext. 9 Kg. Capacity scrap | No. |  |  |  |  | 2 | 675 | 1350
7 |  | CO2 Type Fire Ext. 22.5 Kg. Capacity scrap | No. |  |  |  |  | 2 | 1650 | 3300
8 |  | AFFF mechanical foam type 9 Ltr Capacity Fire Ext. Scrap | No. |  |  |  |  | 2 | 100 | 200
9 |  | Stored pressure type 10 Kg Capacity Fire Ext. Scrap | No. |  |  |  |  | 4 | 100 | 400
10 |  | Stored pressure type 10 Kg Capacity Fire Ext. Scrap | No. |  |  |  |  | 10 | 100 | 1000
11 |  | Stored pressure type 25 Kg Capacity Fire Ext. Scrap | No. |  |  |  |  | 4 | 250 | 1000
12 |  | (WTI) Scrap | No. |  |  |  |  | 1 | 50 | 50
13 |  | Oil Surge Relay Transformer Relay (Scrap) | No. |  |  |  |  | 1 | 500 | 500
14 |  | UB+0 type tower part galv. Damaged | Kg. |  |  |  |  | 70 | 40 | 2800
15 | YY0Y003005 | 300 AH Tubular lead acid battery cell 2 Volt | No. |  |  |  |  | 55 | 200 | 11000
16 | JJ0J005007 | 33 KV CB (Defective) | No. |  |  |  |  | 1 | 5000 | 5000
3700027.1951
Name of Circle/ Zone :- Haldwani / Kumaon Name of Substation :- 132 KV S/s Pithoragarh
Name of Division:- O&M Almora Month : July 2025
Stock & T&P Material Up To : 22 August-2026 of Sri Anand Singh Gobari J.E. At 132 KV Substation Pithoragarh
S.n. | Item code | Item Description | Unit | Quantity |  |  |  |  | Book Value per Unit | Total Cost
|  |  |  | Useable | Unservicable | Obsolete | Non Moving | Scrap
1 | AA0A002001 | ACSR Conductor Moose | Km | 0.098 |  |  |  |  | 300000 | 29400
2 | AA0A004001 | ACSR Conductor Zebra Conductor in pieces | Mtr. | 65 |  |  |  |  | 100 | 6500
3 | BB0B002001 | 552.50 KVARCapacitor Cell suitable for2X5 MVAR CAPACITOR Bank | Nos | 1 |  |  |  |  | 115109 | 115109
4 | CC0C002010 | PVC Control Cable 6core | Km. | 0.065 |  |  |  |  | 120039.3 | 7802.5545
5 | CC0C002010 | PVC Control Cable 6core | Km. | 0.229 |  |  |  |  | 114793 | 26287.597
6 | CC0C002011 | PVC Control Cable 4 core | Km. | 0.065 |  |  |  |  | 88528 | 5754.32
7 | CC0C002013 | PVC Control Cable 2X2.5 sqmm copper | Mtr | 500 |  |  |  |  | 100.24 | 50120
8 | FF3F301036 | 66 KV Dismanteled Colum with Nuts & Bolts | MT | 2.492 |  |  |  |  | 55000 | 137060
9 | FF3F301040 | Galvanised Steelstructure with bolts & Nuts (01 No. Colum) | MT | 0.845 |  |  |  |  | 79980 | 67583.1
10 | FF4F401011 | Galvanised Nuts & Bolts-16x85 mm | No | 50 |  |  |  |  | 9.5 | 475
11 | FF4F401023 | Galvanised Nuts & Bolts-16x50 mm / 16 X 2"/5/8" | No | 964 |  |  |  |  | 7 | 6748
12 | FF6F601006 | GI Pack Washer- 16x8 mm | No | 91 |  |  |  |  | 3 | 273
13 | FF7F701004 | MS Earthing rod- 36 mm dia | kg | 141.9 |  |  |  |  | 30 | 4257
14 | FF9F902001 | Alimunium - Strip 25x3 mm | Mtr. | 37 |  |  |  |  | 15 | 555
15 | HH6H601004 | Jaws Finger of 132 KV Isolater | No. | 7 |  |  |  |  | 5788.5 | 40519.5
16 | HH8H801002 | Jaw of 33 KV Isolater | No. | 4 |  |  |  |  | 3206.38 | 12825.52
17 | HH8H801006 | 132/33 KV Jaw | No. | 5 |  |  |  |  | 3700 | 18500
18 | HH9H901017 | Old & Used Isolator Clamp for Double Panther conductor | No | 6 |  |  |  |  | 500 | 3000
19 | HH9H901020 | Heavy duty terminal connector 6 bolted for ACSR Dog conductor for 33 KV Isolator | No | 11 |  |  |  |  | 1163.38 | 12797.18
20 | II1I102004 | PG Clamp Moose- Panther 3 bolted type | No | 2 |  |  |  |  | 1190.62 | 2381.24
21 | II1I102004 | Old & Used PG Clamp Moose- Panther | No | 9 |  |  |  |  | 350 | 3150
22 | II1I103003 | PG Clamp Deer- Panther | No | 3 |  |  |  |  | 220 | 660
23 | II1I104002 | PG Clamp Zebra- Panther | No | 17 |  |  |  |  | 500 | 8500
24 | II1I104002 | Old & Used PG Clamp Zebra- Panther | No | 10 |  |  |  |  | 300 | 3000
25 | II1I104003 | PG Clamp Zebra- Dog with 16 mm dia 4 bolted type | No | 9 |  |  |  |  | 709.37 | 6384.33
26 | II1I105003 | PG Clamp Panther- Dog 3 bolted type | No | 7 |  |  |  |  | 1100.95 | 7706.65
27 | II1I106001 | PG Clamp Panther to Racoon with 13 mm dia 3 bolted type | No | 5 |  |  |  |  | 698 | 3490
28 | II2I204002 | C-wedge Clamp suitable for ACSR Zebra- Panther conductor | No | 6 |  |  |  |  | 3229.08 | 19374.48
29 | II8I807002 | Bolted Type Tension Fitting Moose Conductor | No | 4 |  |  |  |  | 3405 | 13620
30 | II8I807005 | Bolted Type Tension Fitting Panther | No | 4 |  |  |  |  | 1350 | 5400
31 | II8I807005 | Bolted Type Tension Fitting Panther | No | 6 |  |  |  |  | 3178 | 19068
32 | II8I807005 | Old & Used Bolted Type Tension Fitting Panther | No | 6 |  |  |  |  | 1500 | 9000
33 | JJ1J103005 | Tripping coil of 132 Kv SF6 Ckt. Breaker of AREVA make | No | 2 |  |  |  |  | 4653.5 | 9307
34 | JJ1J103005 | Tripping coil of 132 Kv SF6 Ckt. Breaker of ABB make | No | 2 |  |  |  |  | 5221 | 10442
35 | JJ1J105005 | Tripping coil 110 V DC forABB Breaker | No | 3 |  |  |  |  | 3961.15 | 11883.45
36 | JJ1J105005 | Tripping coil ABB Make | No | 2 |  |  |  |  | 6787.3 | 13574.6
37 | JJ1J105005 | Tripping coil 110 V DC for 33 KV BHEL Ckt. Breaker | No | 1 |  |  |  |  | 5003.2 | 5003.2
38 | JJ1J105007 | Closing coil 110V DC for ABB breaker | No | 5 |  |  |  |  | 3961.15 | 19805.75
39 | JJ1J105007 | Closing coil ABB Make | No | 3 |  |  |  |  | 6804.33 | 20412.99
40 | JJ1J105034 | Single phase Spring charge motor for 33 KV SF6 Ckt. Breaker CGL make | No | 1 |  |  |  |  | 30645 | 30645
41 | KK0K005001 | 33 KV Polymer Lightning Arrestor with surge counter | No | 1 |  |  |  |  | 20001 | 20001
42 | KK1K001007 | 132 KV Lightning Arrester counter | No | 2 |  |  |  |  | 11782.3 | 23564.6
43 | LL6L602002 | 1.5 Sq.mm Flexible wire roll (90 mtr. Each) | Nos. | 1 |  |  |  |  | 2944.1 | 2944.1
44 | MM3M301006 | Volt Meter | Nos. | 2 |  |  |  |  | 5835.1 | 11670.2
45 | MM3M302006 | Ampere Meter | Nos. | 3 |  |  |  |  | 5835.1 | 17505.3
46 | MM1M114005 | T&C selector switch | Nos. | 1 |  |  |  |  | 5245.1 | 5245.1
47 | MM1M108016 | 440 V,63 Amp TP Iron Clad Switch make Havells | Nos. | 1 |  |  |  |  | 7706.65 | 7706.65
48 |  | Energy meter | Nos. | 1 |  |  |  |  | 10215 | 10215
49 | QQ1Q106001 | Wire mesh fencing with four row barbed wire | Mtr. | 20 |  |  |  |  | 3972 | 79440
50 | SS1S104007 | Contactor 415V AC 220v ac 38 Amps. 440v with auxilary | Nos. | 2 |  |  |  |  | 5675 | 11350
51 | SS5S501003 | 63 Amp. 4 poleMCCB | Nos. | 10 |  |  |  |  | 7945 | 79450
52 | VV2V201002 | nitril gasket 10mm thickness | Sqmtr. | 5.28 |  |  |  |  | 2542.4 | 13423.872
53 | VV2V201003 | nitril gasket 8mm thickness | Sqmtr. | 7.7 |  |  |  |  | 2264.32 | 17435.264
54 | VV2V201005 | nitril gasket 6mm thickness | Sqmtr. | 6.48 |  |  |  |  | 2037.32 | 13201.8336
55 | VV3V301001 | ElectrolT/F oil as per Is 335:1993 | KL | 0.209 |  |  |  |  | 81213.5 | 16973.6215
56 |  | Transformer oil old & used(Centrifuged) | Ltr | 627 |  |  |  |  | 50 | 31350
57 | VV3V301007 | Empty Trasformer oil Drum | Nos. | 135 |  |  |  |  | 250 | 33750
58 |  | Transformer oil drums old &used | Nos | 3 |  |  |  |  | 250 | 750
59 | VV3V301003 | Stainless steel T/F Oil Sampling Container of 2 Ltr. Capacity | No | 6 |  |  |  |  | 13620 | 81720
60 | VV3V301004 | Stainless steel T/F Oil Sampling Container of 1 Ltr. Capacity | No | 3 |  |  |  |  | 10442 | 31326
61 | VV4V403002 | magnetic oil level guage | No | 1 |  |  |  |  | 16911.5 | 16911.5
62 | VV5V503002 | 132 KV three core CT having CT ratio 800/400/1A(Hepta care) | No | 1 |  |  |  |  | 105693 | 105693
63 | VV5V503013 | 145 KV CT 200/100/1A with terminal connector | Nos. | 3 |  |  |  |  | 73468 | 220404
64 | VV7V705005 | Junction Box for 33 KV CT | No | 1 |  |  |  |  | 6549 | 6549
65 | VV7V705005 | Junction Box for 33 KV PT | Nos. | 1 |  |  |  |  | 5133 | 5133
66 | II1I104001 | PG Clamp Zebra to Zebra Conductor | No | 1 |  |  |  |  | 1469 | 1469
67 | FF4F401043 | 12 mm Thickness 2.5 inches long GI Nuts & bolts with two washer | Nos. | 40 |  |  |  |  | 29.205 | 1168.2
68 |  | Aluminum cable 3.5 X 35 Sqmm | Km | 0.065 |  |  |  |  | 276592 | 17978.48
69 |  | 132 KV LA(Old & Used) | Nos | 1 |  |  |  |  | 1500 | 1500
70 |  | Online oil leakage Arrestor Kit | Nos | 1 |  |  |  |  | 35105 | 35105
71 |  | Silica gel in blue colour crystal | Kg | 2 |  |  |  |  | 703.3 | 1406.6
72 |  | SF6 Gas | kg | 10 |  |  |  |  | 3876.3 | 38763
73 |  | 33 KV outdoor termination kit 3 X 300 sqmm | Nos | 1 |  |  |  |  | 69502 | 69502
74 |  | Galvnizing coating spraywith zinc of 400 ml pack | Nos | 14 |  |  |  |  | 1876.2 | 26266.8
75 |  | Old & used 20 MVA T/F (NGEF Make) | Nos | 1 |  |  |  |  | 3000000 | 3000000
Obselet & Scrap Material -
76 | JJ1J105019 | Defective Spring charge motor of 33 kv ckt. Breaker (ABB) | Nos. |  |  |  |  | 1 | 500 | 500
77 | YY0Y002005 | Battery set 110V, 60AH, old used and unserviceable | Set |  |  |  |  | 1 | 5000 | 5000
78 | YY1Y101006 | 02 V 300 AH Battery Cell Old & Used Damaged | Nos. |  |  |  |  | 10 | 500 | 5000
79 |  | Battery set 110V, 300 AH Tubular lead acid, old used and unserviceable | Set |  |  |  |  | 1 | 11000 | 11000
80 |  | CT Junction Box | Nos |  |  |  |  | 2 | 200 | 400
81 |  | PT Junction Box | Nos |  |  |  |  | 1 | 200 | 200
82 | VV8V810003 | 145KV C.V.T. ABB make | Nos |  |  | 3 |  |  | 80000 | 240000
83 | CC5C506002 | 11 KV Cable box XLPE 3X400 Sq.mm outdoor type | No. |  |  | 1 |  |  | 0 | 0
84 | NN9N906001 | 11KV, 630 A, 350 MVA ,V.C.B. incoming panel make C.G.L. | No. |  |  | 1 |  |  | 312567 | 312567
85 | NN9N906002 | 11KV, 630 A, 350 MVA,V.C.B. outgoing panel make C.G.L. | No. |  |  | 2 |  |  | 312567 | 625134
86 | NN9N906002 | 11KV, 630 A, 350 MVA ,V.C.B. bus coupler make C.G.L. | No. |  |  | 1 |  |  | 312567 | 312567
87 | VV7V705002 | Old & Used 33 KV PT (1Ph) | No. |  |  | 3 |  |  | 20000 | 60000
88 | VV5V505021 | Old & Used 33 KV CT 400/200/1 Amp,2 core | Nos. |  |  | 3 |  |  | 20000 | 60000
89 |  | Old and used 132 KV CT 400/200/100/1A (SCT make) | Nos |  |  | 3 |  |  | 15000 | 45000
90 |  | Old & used 145 Kv CVT (ABB Make) | Nos |  |  | 3 |  |  | 15000 | 45000
91 |  | Old & Used 33 KV Ckt. Breaker (VCB) ABB Make | Nos |  |  | 2 |  |  | 40000 | 80000
92 |  | Old & used 145 KV CVT Alstom Make | Nos |  |  | 3 |  |  | 15000 | 45000
93 |  | old & used 33 KV CT,(Ratio-400/200/1A) | Nos |  |  | 3 |  |  | 20000 | 60000
94 |  | old & used 33 KV CT,(Ratio-200/100/1A) | Nos |  |  | 3 |  |  | 20000 | 60000
95 |  | Old & Used 33 KV PT (1Ph) | Nos |  |  | 3 |  |  | 20000 | 60000
T&P at 132 KV Substation Pithoragarh
S.n. | Item code | Item Description | Unit | Quantity |  |  |  |  | Book Value per Unit | Total Cost
|  |  |  | Useable | Unservicable | Obsolete | Non Moving | Scrap
1 | PP4P402010 | Steel Almirah 1830x760x460 | No.s | 1 | [5 empty] | 0
2 | PP4P402013 | Steel Almirah 1280x760x415 | No.s | 1 | [5 empty] | 0
3 | PP4P425022 | Office table with drawer | No.s | 2 | [5 empty] | 0
4 |  | Aram Chair Cane back sheet | No.s | 4 | [5 empty] | 0
5 | PP4P406002 | Office rack solid top 760x930x315 | No.s | 1 | [5 empty] | 0
6 | PP4P411008 | Bench wooden firmed | No.s | 1 | [5 empty] | 0
7 | PP1P117012 | Socket set Taparia | No.s | 1 |  |  |  |  | 2800 | 2800
8 | PP1P119012 | Pipe Wrench18" | No.s | 1 |  |  |  |  | 375 | 375
9 | PP1P121001 | Slide/adjustable wrench 8" | No.s | 1 |  |  |  |  | 150 | 150
10 | PP2P205004 | Digital Multimeter (Small) | No.s | 1 |  |  |  |  | 450 | 450
11 | PP1P118009 | Screw Driver 12" | No.s | 1 |  |  |  |  | 50 | 50
12 |  | Nose Plier | No.s | 1 |  |  |  |  | 125 | 125
13 | PP1P116008 | BOX Spanner | No.s | 2 |  |  |  |  | 40 | 80
14 | PP1P1140020 | D/E Spanner 12x13 | No.s | 2 |  |  |  |  | 18 | 36
15 | PP1P114018 | D/E Spanner 14x15 | No.s | 2 |  |  |  |  | 21 | 42
16 | PP1P114017 | D/E Spanner 16x17 | No.s | 2 |  |  |  |  | 25 | 50
17 | PP1P114013 | D/E Spanner 18x19 | No.s | 2 |  |  |  |  | 31 | 62
18 | PP1P114011 | D/E Spanner 20x22 | No.s | 2 |  |  |  |  | 39 | 78
19 | PP1P115015 | Ring Spanner 12x13 | No.s | 2 |  |  |  |  | 35 | 70
20 | PP1P115016 | RIng Spanner 14x15 | No.s | 2 |  |  |  |  | 37 | 74
21 | PP1P115017 | Ring Spanner 16x17 | No.s | 2 |  |  |  |  | 44 | 88
22 | PP1P115018 | Ring Spanner 18x19 | No.s | 2 |  |  |  |  | 57 | 114
23 | PP1P115019 | Ring Spanner 20x22 | No.s | 2 |  |  |  |  | 67 | 134
24 | PP1P115020 | Ring Spanner 21x23 | No.s | 2 |  |  |  |  | 97 | 194
25 | PP4P426002 | Office table with with sun mica top 4.5'x3' | No.s | 1 |  |  |  |  | 1800 | 1800
26 | PP4P411004 | Office Chair with arm (S) model | No.s | 1 |  |  |  |  | 1000 | 1000
27 | DD0D001010 | Desck Top computer make-HCl | No.s | 1 |  |  |  |  | 26600 | 26600
28 | DD0D005007 | BiLangual key board | No.s | 1 |  |  |  |  | 153 | 153
29 |  | Internal modem(56kbps) | No.s | 1 |  |  |  |  | 187 | 187
30 | PP4P411010 | Office chair | No.s | 6 | [5 empty] | 0
31 | PP4P425020 | office table | No.s | 2 | [5 empty] | 0
32 | PP4P426015 | office table with sunmica top4'x2' | No.s | 1 | [5 empty] | 0
33 | PP4P402009 | Steel Almirah1860x760x430mm | No.s | 1 | [5 empty] | 0
34 | PP4P402020 | Steel Almirah (small) | No.s | 1 | [5 empty] | 0
35 | PP4P413002 | Charan Safe | No.s | 1 | [5 empty] | 0
36 | PP1P101006 | box 67x44x29 | No.s | 1 | [5 empty] | 0
37 | PP2P205001 | Multi meter make - Motwane | No.s | 1 |  |  |  |  | 6750 | 6750
38 | PP2P205001 | Multi meter make - Rishaabh | No.s | 1 |  |  |  |  | 6750 | 6750
39 | PP2P201001 | Tong Tester Make- Motwane | No.s | 1 |  |  |  |  | 10125 | 10125
40 | PP1P144006 | Discharge rod having 4.5 mtr. In 3peices1.5 mtr. Each &25 mtr.long cable | No.s | 1 |  |  |  |  | 13500 | 13500
41 | PP2P211001 | Vaccume cleanerMake-EurekaForbes | No.s | 1 |  |  |  |  | 11812 | 11812
42 | PP1P147006 | Hand Drill With all size bit Make-Bosch | No.s | 1 |  |  |  |  | 9900 | 9900
43 | PP1P126003 | Earth Tester Make -Waco | No.s | 1 |  |  |  |  | 9000 | 9000
44 | PP2P203002 | DC Load Tester | No.s | 1 |  |  |  |  | 11137 | 11137
45 | PP4P425021 | Table with both size drawer of size 5x3 feet | No.s | 1 |  |  |  |  | 15322.5 | 15322.5
46 | PP4P432005 | Computer table with one side drawer | No.s | 1 |  |  |  |  | 3972.5 | 3972.5
47 | PP4P403003 | Filling cabinet with four drawer of 52"x15"x27"(18-20Guage) | No.s | 1 |  |  |  |  | 12768.75 | 12768.75
48 | PP4P402018 | Almirah with five sleves | No.s | 2 |  |  |  |  | 12768.75 | 25537.5
49 | PP4P411008 | Steel bench with 3 seats | No.s | 1 |  |  |  |  | 9874.5 | 9874.5
50 | PP4P409022 | Low back Excutive chair | No.s | 1 |  |  |  |  | 5902 | 5902
51 | PP4P411012 | Vistor chair | No.s | 4 |  |  |  |  | 2724 | 10896
52 | PP4P412010 | Stool | No.s | 2 |  |  |  |  | 1135 | 2270
53 |  | Stroewell Plain Almirah | No.s | 1 |  |  |  |  | 27518.78 | 27518.78
54 |  | Multipurpose visitor chair(1007) | No.s | 6 |  |  |  |  | 6717.74 | 40306.44
55 |  | Table T9 | No.s | 1 |  |  |  |  | 29667.56 | 29667.56
Scrap T&P at 132 KV Substation Pithoragarh
1 |  | Mobile phone R-220 make -Samsung | Nos. |  |  |  |  | 1 | 0 | 0
2 | PP4P411003 | Office Chair without arm (S) model | No.s |  |  |  |  | 4 | 550 | 2200
3 | DD2D201005 | Mc Afee Anti virus | No.s |  |  |  |  | 1 | 900 | 900
4 | DD2D203003 | Ms office 2007 standard molp without media | No.s |  |  |  |  | 1 | 11036 | 11036
5 | DD1D102011 | Combo drive | No.s |  |  |  |  | 1 | 297 | 297
6 | DD0D004003 | TFT 39.5cm Monitor make HCL | No.s |  |  |  |  | 1 | 3330 | 3330
7 | DD1D101005 | UPS 1.0kva,/68vahmake-Uniline | No.s |  |  |  |  | 1 | 5157 | 5157
8 | PP2P204007 | Hand driven analog megger 5kv make-waco | No.s |  |  |  |  | 1 | 14062.5 | 14062.5
9 | PP2P204010 | Electronic Analog Megger5kv Make-Waco | No.s |  |  |  |  | 1 | 16312 | 16312
10 | DD0D007019 | Multi functionPrinter Samsung SCX4521F Sl.No.-8p67bacz801714b | No.s |  |  |  |  | 1 | 12733 | 12733
11 |  | Centrifuging machine 500galen capacity | No.s |  |  |  |  | 1 |  | 0
Stock material up to : 22 August 2026 of Sri Jitendra Joshi J.E. At 132 KV Sub Division Pithoragarh
S.n. | Item code | Item Description | Unit | Quantity |  |  |  |  | Book Value per Unit | Total Cost
|  |  |  | Useable | Unservicable | Obsolete | Non Moving | Scrap
2 | AA0A005001 | ACSR panther conductor | KM | 1.3 |  |  |  |  | 82500 | 107250
3 | AA1A102001 | old & used 7/10 SWG earth wire in pieces | Kg | 16.85 |  |  |  |  | 10 | 168.5
4 | AA0A008001 | ACSR dog conductor | km | 0.99 |  |  |  |  | 85125 | 84273.75
5 | FF2F233012 | Template for “C” type tower | M.T. | 0.71 |  |  |  |  | 29841 | 21187.11
6 | FF2F233010 | Template for “B” type tower | M.T. | 0.666 |  |  |  |  | 27000 | 17982
8 | FF0F003011 | Galv. Tower parts for “C” type | M.T. | 9.8112 |  |  |  |  | 116905 | 1146978.336
9 | FF4F401027 | Galv. Nuts & bolts16*35 , W.T/Pcs.= 0.117kg | kg | 24.456 |  |  |  |  | 116.905 | 2859.0287
12 | FF4F401023 | Galv. Nuts & bolts16*50 , W.T/Pcs.= 0.141kg | kg | 33.435 |  |  |  |  | 116.905 | 3908.7187
13 | FF4F401022 | Galv. Nuts & bolts16*55 , W.T/Pcs.= 0.149kg | kg | 4.776 |  |  |  |  | 116.905 | 558.3383
15 | FF4F401008 | Galv. Nuts & bolts16*175 , W.T/Pcs.= 0.417kg | kg | 85.352 |  |  |  |  | 116.905 | 9978.0756
16 | FF4F402104 | M 16 pack washer 6mm w.t/Pcs=0.034kg | kg | 2.724 |  |  |  |  | 116.905 | 318.4492
17 | FF4F402103 | M 16 pack washer 8mm w.t/Pcs=0.045kg | kg | 3.78 |  |  |  |  | 116.905 | 441.9009
18 | FF4F402104 | M 16 pack washer 10mm w.t/Pcs=0.057kg | kg | 1.948 |  |  |  |  | 116.905 | 227.7309
19 | FF4F402105 | M 16*5 pack washer w.t/Pcs=0.011kg | kg | 6.905 |  |  |  |  | 116.905 | 807.229
20 | FF4F402139 | MS channel size 125*65 mm for top channel of SP-72 pole | M.T. | 0.386 |  |  |  |  | 73775 | 28477.15
21 | FF2F233003 | GI template B-type | M.T. | 3.587 |  |  |  |  | 76250 | 273508.75
22 | FF2F233005 | GI template C-type | M.T. | 4.065 |  |  |  |  | 76250 | 309956.25
23 | II5I501004 | Mid Span Joints | No. | 95 |  |  |  |  | 80 | 7600
24 | II5I502004 | Repair Sleeve for Panther | No. | 58 |  |  |  |  | 40 | 2320
25 | II5I501009 | Mid Span Joint for Earth wire | No. | 23 |  |  |  |  | 30 | 690
26 | II0I002002 | 120 KN silicon rubber/polymer disc insulator including cross arm & conductor end fitting | Nos. | 2 |  |  |  |  | 9363.75 | 18727.5
27 | II1I102004 | PG clamp moose to panther 4 bolted type | Nos. | 15 |  |  |  |  | 1475.5 | 22132.5
28 | II1I102001 | PG clamp moose to moose | Nos. | 15 |  |  |  |  | 2258.65 | 33879.75
29 | II0I002001 | disc insulator | Nos | 110 |  |  |  |  | 464 | 51040
30 | II0I004001 | 70 KN 11kv disc insulator | Nos | 555 |  |  |  |  | 300 | 166500
32 |  | Steel rope ½” dia best quality ISI mark | Mtr. | 280 |  |  |  |  | 355.95 | 99666
33 |  | Dismantled old & damaged tower parts | M.T. | 3.24947 |  |  |  |  | 29841 | 96967.4343
34 |  | MS angel size 65*65*6 mm for bracing of SP-72 pole | M.T. | 0.3574 |  |  |  |  | 79450 | 28395.43
35 |  | old & used tower parts | M.T. | 4.5125 |  |  |  |  | 29841 | 134657.5125
36 | FF2F233003 | Galvanized Template (2 Nos.) of B type tower including bolts,nuts & washers | MT | 1.3662 |  |  |  |  | 156751.2 | 214153.4894
37 | FF2F233005 | Galvanized Template (2 Nos.) of C type tower including bolts,nuts & washers | MT | 2.3904 |  |  |  |  | 156751.2 | 374698.0685
38 | FF2F233007 | Galvanized Template of Speciaal/C type tower including bolts,nuts & washers | MT | 2.1537 |  |  |  |  | 156751.2 | 337595.0594
39 | AA0A005001 | ACSR Panther Conductor in pieces | Kms | 7.437 |  |  |  |  | 294287.28 | 2188614.5014
40 |  | GS Earth wire7/10 SWG | Kms | 0.801 |  |  |  |  | 57806.43 | 46302.9504
41 | II8I802005 | Double Tension fitting for ACSR Panther Conductor suitable for 120 KN disc insulator | Sets | 13 |  |  |  |  | 6352.176 | 82578.288
42 |  | Pilot fitting forACSRR Panther conductor suitable for 70 KN disc insulator | Sets | 24 |  |  |  |  | 2064.292 | 49543.008
43 |  | Tension fitting for GS earth wire 7/10 SWG | Sets | 2 |  |  |  |  | 1058.696 | 2117.392
44 | II5I501004 | mid span compression joint for ACSR Panther conductor | Nos | 21 |  |  |  |  | 1164.5656 | 24455.8776
45 | II5I501009 | mid span compression joint for GS Earth wire 7/10 SWG | Nos | 5 |  |  |  |  | 476.4132 | 2382.066
46 | FF4F402184 | Flexible copper bond | Nos | 1 |  |  |  |  | 1164.5656 | 1164.5656
47 | II0I004001 | Disc insulator 70 KN | Nos | 121 |  |  |  |  | 289.0292 | 34972.5332
48 | AA0A006001 | AACSR conductor panther equivalent | Kms | 1.245 |  |  |  |  | 366729.274 | 456577.9461
49 |  | Modified earth wire (7/4 m.m.) | Kms | 1.199 |  |  |  |  | 110572.431 | 132576.3448
50 | II8I802006 | Double Tension fitting for Single AACSR Panther Conductor suitable for 160 KN disc insulator | Sets | 2 |  |  |  |  | 14484.5 | 28969
51 |  | mid span joint for AACSR panther conductor | Nos | 6 |  |  |  |  | 2655 | 15930
52 | II5I502005 | Repair sleevefor AACSR panther conductor | Nos | 6 |  |  |  |  | 1071.617 | 6429.702
53 |  | Vibration damper forAACSR panther conductor | Nos | 3 |  |  |  |  | 2912.7946 | 8738.3838
54 |  | MSJ for modifiedearth wire (7/4 m.m.) | Nos | 3 |  |  |  |  | 359.605 | 1078.815
55 |  | vibration damper for modified earth wire (7/4 m.m.) | Nos | 1 |  |  |  |  | 2414.28 | 2414.28
56 |  | Compression type tension fitting for modified earth wire (7/4 m.m.) | Sets | 1 |  |  |  |  | 2013.788 | 2013.788
57 | II0I001001 | 160 KN porcelain insulator | Nos | 7 |  |  |  |  | 1124.1506 | 7869.0542
Obselet & Scrap Material (Line)-
58 | AA0A005001 | Old used & damaged ACSR panther conductor | Mtr |  |  |  |  | 2084 | 50 | 104200
59 | AA0A008001 | old & used ACSR Dog conductor in pieces | Mtr |  |  |  |  | 2010 | 76.5 | 153765
60 |  | Banded & damaged tower parts | M.T. |  |  |  |  | 6.89 | 29841 | 205604.49
T&P at 132 KV Substation Pithoragarh (Line)
S.n. | Item code | Item Description | Unit | Quantity |  |  |  |  | Book Value per Unit | Total Cost
|  |  |  | Useable | Unservicable | Obsolete | Non Moving | Scrap
1 | PP0P001004 | Bolted type come along clamp,7 bolts for ACSR Panther conductor | No.s | 2 |  |  |  |  | 6619.8 | 13239.6
2 | PP0P001013 | come along clamp,4 bolted type suitable for 7/10 SWG Earth wire, | No.s | 1 |  |  |  |  | 4590.2 | 4590.2
3 | PP0P021012 | Single sheave pulley open type of 5 ton capacity, | No.s | 2 |  |  |  |  | 3964.8 | 7929.6
4 | PP3P301001 | Helmet yellow | No.s | 2 |  |  |  |  | 342.2 | 684.4
5 | PP3P301005 | Safety belt PN 17 full body, | No.s | 2 |  |  |  |  | 2808.4 | 5616.8
6 |  | Hydraulic conductor cutter, | No.s | 1 |  |  |  |  | 46728 | 46728
7 | PP0P017021 | Steel rope endless sling 10 ton capacity 12 mm 1.5 Mtr, | No.s | 1 |  |  |  |  | 3410.2 | 3410.2
8 | PP0P017021 | Steel rope endless sling 10 ton capacity 12 mm 3 Mtr, | No.s | 1 |  |  |  |  | 6442.8 | 6442.8
9 |  | Non-Contact High Voltage Detector & Induced Voltage Detector | No.s | 1 |  |  |  |  | 71508 | 71508
Substation Stock Inventory Status for the month of August 2026
Name of Circle/ Zone:- Kumaon Zone
Name of Division:- 220 KV O&M Division Pantnagar | [9 empty] | Name of Substation 220 KV Substation Pantnagar
Name of Sub-Division:- 220 KV Sub-Division Pantnagar | [9 empty] | Month of August 2026
S.No. | Item Code | Item Description | Unit | Unit Rate in Rs. | Useable |  | Dismantle/Incomplete/ Damage/Unservicable |  | Obsolete |  | Scrap |  | Non Moving
[5 empty] | Qty. | Total Amount in Rs. | Qty. | Total Amount in Rs. | Qty. | Total Amount in Rs. | Qty. | Total Amount in Rs. | Qty. | Total Amount in Rs.
2 | AA0A002001 | ACSR Conductor Moose | Mtr. | 300 | 748 | 224400
| AA0A002001 | ACSR Conductor Moose | Mtr. | 317 | [6 empty] | 0 | 0
| AA0A002003 | ACSR Conductor Zebra | MT | 25000 | [6 empty] | 0 | 0
| AA0A002003 | ACSR Conductor Zebra | MT | 25000 | [6 empty] | 14.99 | 374750
| AA0A002004 | ACSR Conductor Panther | MT | 25000 | [6 empty] | 2.82 | 70500
| AA1A101002 | GI Earth Wire | MT | 25000 | [6 empty] | 0.34 | 8500
|  | OPGW | MT | 25000 | [6 empty] | 0.985 | 24625
26 | AA3A301004 | IPS Aluminium Tube 4" | Mtr. | 1623.2 | 136.7 | 221891.44
| AA1A101002 | Earth wire & Fitting Scrap | Kg | 10 | 25280 | 252800
|  | Empty earth wire drum | No. | 100 | 19 | 1900
5 | BB0B002002 | Capacitor Cell- 331kvar, 6.9kv | No. | 85261.75 | 6 | 511570.5
| BB0B002002 | Capacitor Cell- 331kvar, 6.9kv | No. | 100 | [6 empty] | 4 | 400
| BB0B002002 | Capacitor Cell- 331kvar, 6.9kv | No. | 500 | [6 empty] | 15 | 7500
12 | CC0C002008 | PVC Control Cable - W/o Armoured- 10x2.5mm | Mtr | 185.1599 | 110 | 20367.5901
17 | CC0C002013 | PVC Control Cable - W/o Armoured- 2x2.5mm | Mtr | 146.91 | 290 | 42603.9
43 | CC1C103012 | Power Cable - 440V LT - - 3.5x35 Sq. mm | Mtr | 219 | 219 | 47961
|  |  | Mtr | 186.086 | 220 | 40938.92
|  |  | Mtr | 153.003 | 1758 | 268979.274
|  |  | Mtr | 333 | 700 | 233100
83 | CC2C201001 | HF Cable -75 Ohm HP CABLE- | Mtr | 235.752 | 555 | 130842.36
229 | FF0F033006 | Stub for 132KV D/c B Type | MT | 61000 | 0.399 | 24339
260 | FF0F042008 | Template A Type for 220KV Single Circuit | MT | 61000 | [6 empty] | 3 | 183000
287 | FF0F050002 | Strcture- Pipe | MT | 74000 | 0.64 | 47360
313 | FF0F050028 | Strcture-HT | MT | 56996 | 5.112 | 291363.552
314 | FF0F050029 | Strcture-MT | MT | 53115 | 7.713 | 409675.995
327 | FF0F050042 | Strcture-33KV Isolator | MT | 74000 | 0.781 | 57794
| FF0F050042 |  | Kg | 20 | [6 empty] | 805 | 16100
329 | FF0F015002 | Tower Parts- GI | MT | 28491.41 | [6 empty] | 1.72 | 49005.2252
| FF0F015002 |  | MT | 25000 | [6 empty] | 0 | 0
| FF0F015002 | Tower Parts- GI (220KV) | MT | 25000 | [6 empty] | 41.39 | 1034750
| FF0F015002 | Tower Parts- GI (132KV) | MT | 25000 | [6 empty] | 18.92 | 473000
| FF0F050031 | Gantry -GI (132KV) | MT | 25000 | [6 empty] | 20.73 | 518250
|  | Galvanised Nuts & Bolts-12x70 mm | Kg | 289.1 | 25 | 7227.5
375 | FF4F401044 | Galvanised Nuts & Bolts-12x50 mm | Kg | 289.1 | 25 | 7227.5
|  | Galvanised Nuts & Bolts-10X80 mm | Kg | 289.1 | 15 | 4336.5
385 | FF4F401054 | Galvanised Nuts & Bolts-10X100 mm | Kg | 289.1 | 15 | 4336.5
424 | FF1F101025 | HOT dipped Galvanised-16x45 mm/ (5/8"x1*3/4 | No. | 10 | 215 | 2150
426 | FF1F101027 | HOT dipped Galvanised-16x35 mm | No. | 10 | 250 | 2500
581 | FF9F904003 | Copper -Bond Round | No | 0 | 0 | 0
|  | 132 KV Line Fitting old & used | MT | 10000 | [6 empty] | 1.6 | 16000
1 | GG0G001001 | Maintenance material Petrolleum Jelly | Kg | 765.82 | 0 | 0
3 | GG0G001003 | Maintenance material CRC 400 ML Bottle | No. | 824.82 | 0 | 0
7 | GG0G001007 | Maintenance material Grease | Kg | 2122.82 | 0 | 0
|  | 220 KV Isolator Male Arm | No. | 70210 | 1 | 70210
|  | 220 KV Isolator Female Arm | No. | 82364 | 2 | 164728
|  | 220 KV Isolator Female Arm | No. | 47200 | 1 | 47200
| SS0S002001 | 220 KV Isolator (old & used) | No. | 5000 | [6 empty] | 1 | 5000
10 | SS0S005003 | Bus Isolator 33 KV 800 Amp Double break without Earth switch | No | 101598 | 1 | 101598
63 | SS3S301005 | 132 KV Isolator Spare Blade Male contact | No. | 8501 | 1 | 8501
64 | SS3S301006 | 132 KV Isolator Spare Blade Female Contact | No. | 8513 | 1 | 8513
81 | SS4S402001 | 33 KV Isolater Spare Jaws 800 Amp. | No. | 5422.1 | 0 | 0
90 | SS4S402013 | 33 KV Isolater Spare Blade 800 Amp. | No. | 7074.1 | 0 | 0
|  | 33 KV Isolater Spare Jaws 1200 Amp. | No. | 7664.1 | 6 | 45984.6
|  | 33 KV Isolater Spare Blade 1200 Amp. | No. | 10024.1 | 4 | 40096.4
101 | SS5S501002 | Isolator Clamp Rigid terminal connector 4" AL tube (33KV) | No. | 3534.1 | 2 | 7068.2
102 | SS5S501003 | Isolator Clamp Through type for 4” IPS Al tube (132KV) | No. | 2904 | 10 | 29040
106 | SS5S501008 | Isolator Clamp Twin moose | No. | 2944.1 | 10 | 29441
107 | SS5S501009 | Isolator Clamp Single moose | No. | 1115.1 | 9 | 10035.9
| SS3S301005 | 132 KV Isolater Spare 1600 A Blade Male contact | No. | 29323 | 2 | 58646
| SS3S301006 | 132 KV Isolater Spare 1600 A Blade Female Contact | No. | 29323 | 2 | 58646
|  | 220 KV Isolator clamp for moose to 30 mm | No. | 2938.2 | 2 | 5876.4
|  | 132 KV Isolator clamp for 4" IPS tube to 40 mm | No. | 2944.1 | 4 | 11776.4
|  | 33 KV Isolater Spare Blade 1600 Amp. | No. | 11204.1 | 5 | 56020.5
|  | 33 KV Isolater Spare Jaws 1600 Amp. | No. | 9434.1 | 6 | 56604.6
|  | 4" IPS Tube Clamp for Single Moose | No. | 2944.1 | 7 | 20608.7
|  | 4" IPS Tube Clamp for Twin Moose | No. | 2944.1 | 6 | 17664.6
|  | Aluminium Scrap(Burnt Clamp/Isolator Jaw/blade) | Kg | 50 | [6 empty] | 85 | 4250
|  | Aluminium Scrap (220KV Burnt Isolator) | Kg | 50 | [6 empty] | 70 | 3500
|  | Copper Scrap (33KV Burnt Isolator) | Kg | 200 | [6 empty] | 137 | 27400
|  | Copper Scrap (220KV Burnt Isolator Arm) | Kg | 200 | [6 empty] | 18 | 3600
1 | II0I001001 | Disc Insulator 160 KN Porceline | No. | 250 | 15 | 3750
3 | II0I001003 | Disc Insulator 120 KN Porceline | No. | 120 | 537 | 64440
7 | II0I001007 | Disc Insulator 70 KN | No. | 0 | 0 | 0
|  |  | No. | 100 | 430 | 43000
| II0I001001 | 220KV Old Disc Insulator | No. | 10 | [6 empty] | 817 | 8170
| II0I001003 | 132KV Old Disc Insulator | No. | 10 | [6 empty] | 420 | 4200
| II0I001002 | Disc Insulator Polymer 160 KN | No | 7316 | 4 | 29264
15 | II0I003001 | PG Clamp Moose- Moose | No. | 1078.25 | 4 | 4313
48 | II1I102001 | C-wedge Clamp Moose- Moose | No. | 3652.12 | 0 | 0
| II1I102001 | C-wedge Clamp Moose- Moose | No. | 3030.43 | 16 | 48486.88
56 | II1I104001 | C-wedge Clamp Zebra- Zebra | No. | 2933.64 | 11 | 32270.04
|  |  | No. | 2938.2 | 0 | 0
57 | II1I104002 | C-wedge Clamp Zebra- Panther | No. | 2175.5 | 17 | 36983.5
59 | II1I105001 | C-wedge Clamp Panther- Panther | No. | 2061 | 18 | 37098
67 | II1I107001 | T-Connector Twin Moose to Single Moose | No. | 1469.1 | 5 | 7345.5
91 | II2I202001 | Earth Wire Tension Clamp 7/9 SWG | No. | 586 | 17 | 9962
94 | II2I203001 | Earth Wire Suspension Clamp 7/9 SWG | No. | 473 | 62 | 29326
130 | II3I301001 | Moose Conductor Mid Span Joint | No. | 1888 | 20 | 37760
132 | II3I301003 | Mid Span Joint Zebra | No. | 1298 | 44 | 57112
|  |  | No. | 854 | 2 | 1708
|  |  | No. | 1007.7 | 0 | 0
133 | II3I301004 | Mid Span Joint Panther | No. | 1298 | 26 | 33748
|  |  | No. | 545 | 55 | 29975
137 | II3I301008 | Mid Span Joint 7/9 SWG | No. | 708 | 15 | 10620
138 | II3I301009 | Mid Span Joint 7/10 SWG | No. | 531 | 15 | 7965
|  |  | No. | 100 | 18 | 1800
139 | II3I302001 | Repair Sleeve Moose | No. | 1298 | 15 | 19470
141 | II3I302003 | Repair Sleeve Zebra | No. | 1062 | 19 | 20178
|  |  | No. | 1209.26 | 3 | 3627.78
| II3I302003 | Repair Sleeve Zebra | No. | 308 | 52 | 16016
147 | II3I302009 | Repair Sleeve 7/10 SWG | No. | 531 | 15 | 7965
150 | II3I303003 | Vibration Damper Zebra | No. | 1728.7 | 10 | 17287
151 | II3I303004 | Vibration Damper Panther | No. | 480 | 0 | 0
155 | II3I303008 | Vibration Damper 7/9 SWG | No. | 1298 | 30 | 38940
156 | II3I303009 | Vibration Damper 7/10 SWG | No. | 0 | 0 | 0
160 | II3I308001 | Bird guard | Set | 528.64 | 40 | 21145.6
163 | II3I305004 | Armour Rod Panther | No. | 1000 | 13 | 13000
195 | II7I704004 | Spacers Twin Moose | No. | 841.34 | 0 | 0
219 | II5I501004 | Single Tension Fitting Zebra | Sets | 9853 | 4 | 39412
220 | II5I501005 | Single Tension Fitting Panther | Sets | 5428 | 1 | 5428
224 | II5I501009 | Single Tension Fitting 7/9 SWG | No. | 1888 | 25 | 47200
225 | II5I501010 | Single Tension Fitting 7/10 SWG | No. | 0 | 0 | 0
229 | II5I502004 | Double Tension Fitting Zebra | No. | 19942 | 3 | 59826
230 | II5I502005 | Double Tension Fitting Panther | No. | 3500 | 1 | 3500
242 | II5I504004 | Single Suspension Fitting Zebra | No. | 9204 | 6 | 55224
247 | II5I504010 | Single Suspension Fitting 7/10 SWG | No. | 1888 | 15 | 28320
248 | II5I504010 | Single Suspension Fitting 7/10 SWG | No. | 1534 | 10 | 15340
|  | Pilot fitting for Zebra | No. | 1713 | 74 | 126762
|  | Bolted tension fitting for ACSR Moose | No. | 9440 | 10 | 94400
|  | Bolted tension fitting for ACSR Zebra | No. | 4720 | 5 | 23600
|  | T Clamp 40mm for Moose | No. | 1038.4 | 4 | 4153.6
3 | JJ0J002001 | Circuit Breaker 220KV Air Blast | No. | 10000 |  |  | 7 | 70000
11 | JJ0J005002 | Circuit Breaker 33KV 220V DC SF-6 | No. | 5000 | [6 empty] | 5 | 25000
12 | JJ0J005007 | Circuit Breaker 33KV 110V DC SF-6 | No. | 4500 | 1 | 4500 |  |  |  |  | 2 | 9000
37 | JJ2J201001 | Circuit Breaker Sapres 220KV 220V DC Trip Coil (ABB make) | No. | 12685 | 2 | 25370
37 | JJ2J201001 | Circuit Breaker Sapres 220KV 220V DC Trip Coil (CGL make) | No. | 14012.5 | 2 | 28025
| JJ2J201001 |  | No. | 13983 | 1 | 13983
40 | JJ2J201003 | Circuit Breaker Sapres 220KV 220V DC Closing Coil (CGL make) | No. | 8024 | 2 | 16048
40 | JJ2J201003 | Circuit Breaker Sapres 220KV 220V DC Closing Coil (ABB make) | No. | 12626 | 1 | 12626
59 | JJ3J301001 | Circuit Breaker Sapres 132KV 220V DC Trip Coil (CGL make) | No. | 14012.5 | 2 | 28025
61 | JJ3J301003 | Circuit Breaker Sapres 132KV 220V DC Closing Coil (CGL make) | No. | 8024 | 1 | 8024
123 | JJ5J501001 | Circuit Breaker Sapres 33KV 220V DC Trip Coil (CGL make) | No. | 14012.5 | 0 | 0
125 | JJ5J501003 | Circuit Breaker Sapres 33KV 220V DC Closing Coil (CGL make) | No. | 8024 | 0 | 0
127 | JJ5J501006 | Circuit Breaker Sapres 33KV 110V DC Trip Coil (ABB Make) | No | 6372 | 0 | 0
191 | JJ7J701007 | Circuit Breaker Auxiliary switch LOCAL/Remote Switch | No. | 2926.4 | 0 | 0
196 | JJ7J701010 | Circuit Breaker Auxiliary switch Density moniter switch | No | 0 | 1 | 0
|  | Circuit Breaker connector 4"IPS Tube (220KV) | No. | 4661 | 2 | 9322
227 | JJ4J401003 | Circuit Breaker Connector Moose | No. | 1056.1 | 7 | 7392.7
228 | JJ4J401004 | Circuit Breaker Connector Twin Moose | No | 2944.1 | 10 | 29441
397 | JJ7J707001 | SF6 Gas | Kg | 5829.2 | 21 | 122413.2
| JJ0J005002 | Defective & Damage CB | No. | 10000 |  | 0 |  |  |  |  | 1 | 10000
| JJ5J501014 | Circuit Breaker spare 33 KV SF6 Stationary arcing contact, CGL Make | No. | 13546.4 | 1 | 13546.4
2 | KK0K002001 | Lighting Arrestor 220 KV | No. | 187956 | 3 | 563868
| KK0K002001 |  | No. | 500 | 18 | 9000
3 | KK0K003001 | Lighting Arrestor 132 KV | No. | 500 | 13 | 6500
6 | KK0K005001 | Lighting Arrestor 33 KV | No. | 200 | 19 | 3800
0
144 | LL6L603001 | Lighting Spares Lighting Junction Box. | No. | 4900.6 | 3 | 14701.8
13 | MM0M008001 | Relay - Trip circuit supervision relay - Trip ckt supervision relay (ABB make 220 V DC) | No. | 5888 | 0 | 0
13 | MM0M009004 | Relay - Trip circuit supervision relay - Trip ckt supervision relay (JVS make 220 V DC) | No. | 8083 | 7 | 56581
| MM0M001008 | Relay - Distance Relay (Faulty) | No. | 100 | 1 | 100
17 | MM0M019002 | Relay - Phase failure relay - Phase failure relay with UV/OV Relay (Minilec) auto reset, system voltage 415V AC | No. | 2938.2 | 2 | 5876.4
216 | MM0M011004 | Control panel Spares Relay Thermal Overload realy | No | 2584.2 | 0 | 0
353 | MM2M202005 | Digital Meter - Volt Meter - 220 KV Digital volt meter size 140 x 70 mm PTR-220 KV/110V range (0-300 KV), Auxiliary Supply 220V DC, A.E. make | No. | 4106.4 | 3 | 12319.2
354 | MM2M202007 | Digital Meter - Volt Meter - 132 KV Digital voltmeter size 140 x 70 mm PTR-132 KV/110V Range (0-160 KV), Auxiliary Supply 220V DC, A.E. Make | No. | 4106.4 | 3 | 12319.2
| MM2M202011 | Digital Meter - Volt Meter - 33 KV Digital voltmeter size 140 x 70 mm PTR-33 KV/110V, Auxiliary Supply 220V DC, A.E. Make | No. | 4106.4 | 2 | 8212.8
| MM2M203005 | Digital Meter - Ampere Meter - Digital panel meter to display current in Amp for C&R panel range (0-1600 A), Auxiliary Supply 220V DC, Size 140 x 70 MM, A.E. Make | No. | 4106.4 | 9 | 36957.6
| MM2M204003 | Digital Meter - MW Meter - MW Meter 220 KV -size 140 x 70 mm PTR-220 KV/110V, CTR-1600/1 A, Auxiliary Supply 220V DC, A.E. Make | No. | 7888.3 | 2 | 15776.6
| MM2M204003 | Digital Meter - MVAR Meter - MVAR Meter 220 KV -size 140 x 70 mm PTR-220 KV/110V, CTR-1600/1 A, Auxiliary Supply 220V DC, A.E. Make | No. | 7888.3 | 3 | 23664.9
135 | NN4N401001 | Miscellaneous Panel Spare - Indication Lamp LED 220/110 V AC/DC - LED-Multycolour 110/220V Ac/Dc | No. | 58.76 | 10 | 587.6
| NN4N412002 | Miscellaneous Panel Spare - TNC -suitable for 220KV Control and relay panel. | No. | 12213 | 1 | 12213
202 | NN4N412004 | Miscellaneous Panel Spare - Trip transfer switch - TNC -suitable for 33KV Control and relay panel. | No. | 8732 | 0 | 0
475 | NN5N504001 | Miscellaneous- - Contactor - power contactor 65A 440V | No. | 2118.1 | 8 | 16944.8
| NN5N504001 | Miscellaneous- - Contactor - power contactor 80A 440V | No. | 10608.2 | 6 | 63649.2
| NN5N504001 | Miscellaneous- - Contactor - power contactor 32A 440V | No. | 5888.2 | 4 | 23552.8
483 | NN5N506004 | Miscellaneous- - Resistor - variable | No. | 1464 | 2 | 2928
| NN5N506047 | Single Phasing and Unbalancing Preventor 415V | No. | 2938.2 | 0 | 0
0
34 | SS2S201006 | Bus Post Insulator (without corona ring) with creepage distance of 6125 mm. - 245 kV | No. | 20000 | 12 | 240000
35 | SS3S301016 | Bus Post Insulator (without corona ring) with creepage distance of 3625 mm. - 145 kV | No. | 3175.38 | 6 | 19052.28
11 | SS6S605004 | Contactor Air Break 16 Amp. 415 V Ac | No. | 1646.1 | 0 | 0
| SS6S605004 |  | No. | 2348.2 | 0 | 0
18 | SS1S104006 | Contactor 415V AC 240 Volt A.C. Coils including frame for coil for 3ɸ Power Contactor IC-65a & IC-65a/4 | No. | 0 | 0 | 0
111 | SS4S401001 | MCB 220V DC Double Pole 32 Amp | No. | 0 | 0 | 0
|  | MCB 220V DC Single Pole 32 Amp | No. | 0 | 0 | 0
| SS7S701002 | MCB 220V DC Double Pole 20 Amp | No. | 2828.46 | 20 | 56569.2
113 | SS7S701003 | MCB 220V DC 10 Amp | No. | 2003.64 | 20 | 40072.8
124 | SS4S404001 | MCB 230V AC Single Pole 32 Amp | No. | 0 | 0 | 0
|  | A. C. D. Box MCB 25 Amp | No. | 0 | 0 | 0
|  |  | No. | 979.4 | 0 | 0
| SS7S705002 | MCB 415 AC Four Pole C3. | No | 3528.2 | 0 | 0
| SS7S705002 | MCB 415 AC Four Pole 40 Amp. | No. | 2336.4 | 0 | 0
| SS7S705002 |  | No. | 2938.2 | 2 | 5876.4
| SS7S705005 | MCB 415 AC Four Pole 10 Amp. | No. | 1528.1 | 2 | 3056.2
| SS7S705005 |  | No. | 2112.2 | 4 | 8448.8
| SS7S705007 | MCB 415 AC Tripple Pole 3 Amp. | No. | 1463.2 | 4 | 5852.8
| SS7S705007 |  | No. | 1875.02 | 4 | 7500.08
125 | SS7S704002 | MCB 230V AC Double Pole 16 Amp | No. | 1109.2 | 2 | 2218.4
| SS7S704002 |  | No. | 1404.2 | 2 | 2808.4
| SS7S704008 | MCB 230V AC Double Pole 1 Amp | No. | 1050.2 | 3 | 3150.6
140 | SS7S705008 | MCB 415 AC Tripple Pole 1 Amp. | No. | 1286.2 | 3 | 3858.6
156 | NN4N407001 | Timer delay block Time delay block | No. | 3528.2 | 4 | 14112.8
|  | Fan Control Switch | No. | 2118.1 | 0 | 0
| SS6S617008 | TPN Main Switch 415V 200A | No. | 17641 | 1 | 17641
|  | Auxiliary Connector | No. | 0 | 0 | 0
|  | Auxiliary contactor 12 A 230V | No. | 0 | 0 | 0
0
34 | VV1V101010 | Transformer Bushing -220/132 KV HV-160 MVA | No | 0 | 4 | 0
35 | VV1V101011 | Transformer Bushing -220/132 KV LV-160 MVA | No | 0 | 2 | 0
55 | VV1V101031 | Transformer Bushing -132/33KV HV-80 MVA | No | 0 | 2 | 0
56 | VV1V101032 | Transformer Bushing -132/33KV LV-80 MVA | No | 0 | 2 | 0
57 | VV1V101033 | Transformer Bushing -132/33KV Neutral-80 MVA | No | 0 | 1 | 0
94 | VV2V201001 | Transformer Gasket, Breather, Silica gel & Connector Gasket Nitril gasket 10mm | Set | 0 | 2 | 0
| VV2V202007 | Silica Gel Breather Capacity 1 kg. | No. | 5894.1 | 3 | 17682.3
118 | VV2V203001 | Silica Gel Blue crystal | Kg | 529.82 | 0 | 0
| VV1V101033 | Transformer Bushing 36KV/200A | No. | 0 | 6 | 0
169 | VV2V204001 | Oil Transformer Oil | Ltr. | 73.16 | 0 | 0
173 | VV2V204003 | Oil Oil sample Bottle 2Ltr | No. | 13847 | 1 | 13847
174 | VV2V204004 | Oil Oil sample Bottle 1Ltr | No. | 10442 | 2 | 20884
175 | VV2V204007 | Oil Empty Oil Drums | No. | 250 | 324 | 81000
|  | Bushing CT for 160 MVA T/F | No. | 0 | 1 | 0
|  | HV Bushing CT for 80 MVA T/F | No. | 0 | 2 | 0
| MM0M007001 | Bucholz Relay for 160 MVA T/F | No. | 0 | 2 | 0
|  | HV Bushing WTI CT for 80 MVA T/F | No. | 0 | 2 | 0
|  | LV Bushing WTI CT for 80 MVA T/F | No. | 0 | 2 | 0
|  | Bushing CT for 80 MVA T/F | No. | 0 | 1 | 0
| MM0M007002 | Bucholz Relay for 80 MVA T/F | No. | 0 | 2 | 0
|  | MOG with float arm for 80 MVA T/F | No. | 0 | 2 | 0
|  | Flow Indicator | No. | 0 | 2 | 0
| VV1V103007 | 160 MVA T/F HV Bushing Clamp | No. | 2360 | 1 | 2360
|  | 160 MVA T/F LV Bushing Clamp | No. | 2590.1 | 2 | 5180.2
|  | 80 MVA T/F LV Bushing Clamp | No. | 3534.1 | 6 | 21204.6
|  | 50 MVA T/F HV Bushing Clamp | No. | 2354.1 | 4 | 9416.4
|  | 50 MVA T/F LV Bushing Clamp | No. | 3534.1 | 3 | 10602.3
183 | VV2V206001 | Transformer Spare Oil Temperature indicator Meter (0-120 0C ) | No. | 200 | 0 | 0 |  |  |  |  | 1 | 200
187 | VV2V207001 | Transformer Spare Winding Temperature indicator Winding Temperature indicator Meter | No. | 39441 | 1 | 39441
|  |  | No. | 67024 | 1 | 67024
192 | VV2V208001 | Transformer Spare Level Gauge Magnetic oil Level Guage | No | 0 | 3 | 0
194 | VV2V209001 | Transformer Spare PRV Pressure Relief Vent | No | 0 | 4 | 0
212 | VV2V213003 | Transformer Spare Tap Position Indicator SR.No. TPC 2001/12050 | No | 24662 | 2 | 49324
264 | VV3V302001 | Current Transformer 245KV 1600/800/1A 5 core Accuracy 0.2 | No | 281075 | 3 | 843225
264 | VV3V302001 | Current Transformer 245KV 1600/800/1A 5 core Accuracy 0.2 | No | 1000 | 1 | 1000 |  |  |  |  | 1 | 1000
|  | Current Transformer 245KV 1200/600/1A 5 core Accuracy 0.2 | No | 430700 | 1 | 430700
269 | VV3V302006 | Current Transformer 245KV 600/300/1 A 5 core Accuracy 0.2 | No | 354000 | 2 | 708000
|  | Current Transformer 245KV 200/100/1 A 5 core Accuracy 0.2 | No | 354000 | 1 | 354000
|  | Current Transformer 145KV 1200/800/1A 5 core Accuracy 0.2 | No. | 224200 | 1 | 224200
|  | Current Transformer 145KV 1200/600/1A 5 core Accuracy 0.2 | No. | 194700 | 1 | 194700
270 | VV3V303001 | Current Transformer 145KV 800/400/1 A 5 core Accuracy 0.2 | No | 325518 | 1 | 325518
270 | VV3V303001 | Current Transformer 145KV 800/400/1 A 5 core Accuracy 0.2 | No. | 1000 | 2 | 2000
271 | VV3V303001 | Current Transformer 145KV 800/400/1 A 3 core Accuracy 0.2 | No | 182900 | 1 | 182900
274 | VV3V303005 | Current Transformer 145KV 200/100/1A 5 core Accuracy 0.2 | No | 212400 | 1 | 212400
281 | VV3V305001 | Current Transformer 33 KV 1600/800/1A 5 Core Accuracy 0.2 | No | 64900 | 4 | 259600
285 | VV3V305005 | Current Transformer 33 KV 800/400/1A 3 core Accuracy 0.2 | No | 500 | 0 | 0 |  |  |  |  | 2 | 1000
| VV3V305005 |  | No | 47200 | 1 | 47200
288 | VV3V305008 | Current Transformer 33 KV 400/200/1A 3 core Accuracy 0.2 | No | 47200 | 1 | 47200
| VV3V305008 |  | No | 52864 | 1 | 52864
| VV3V305008 |  | No | 58646 | 2 | 117292
|  | Current Transformer 33 KV 1200/600/1A 3 core Accuracy 0.2 | No. | 59000 | 2 | 118000
|  | Current Transformer 33 KV 1200/800/1A 3 core Accuracy 0.2 | No. | 58882 | 2 | 117764
328 | VV7V701013 | Twin Moose Current Transformer Clamp | No | 2944.1 | 10 | 29441
329 | VV7V701014 | Single Moose Current Transformer Clamp | No | 1115.1 | 3 | 3345.3
340 | VV7V701025 | Current Transformer Terminal Connectors 33 KV CT clamp having 20 mm dia bore | No. | 942.82 | 0 | 0
|  | CT clamp Panther to 30 mm Dia | No. | 0 | 0 | 0
|  | CT clamp Panther to 20 mm Dia | No. | 0 | 0 | 0
|  | 33 KV Clamp 4"IPS to Twin Moose | No | 0 | 0 | 0
|  | 33 KV Clamp 4"IPS to Single Moose | No. | 0 | 0 | 0
|  | 132 KV CT Clamp Suitable for Moose/4" AI Pipe | No. | 2566 | 12 | 30792
|  | 132 KV CT Clamp for 4"IPS Tube to Single Moose | No. | 0 | 0 | 0
|  | 132 KV CT Clamp 30mm to single moose | No. | 2944.1 | 6 | 17664.6
387 | VV6V502001 | PT (Potential Transformer) PT 220 KV/110 Volt with 0.2 accuracy | No | 354000 | 1 | 354000
| VV6V507004 | PT (Potential Transformer) 145 KV CVT 3 core with one 0.2 accuracy | No | 212400 | 1 | 212400
388 | VV6V503002 | PT (Potential Transformer) 145 KV PT 3 core with one 0.2 accuracy | No | 212400 | 1 | 212400
392 | VV6V505002 | PT (Potential Transformer) PT 1-phase, 33KV/110 Volt - | No. | 52784.8 | 5 | 263924
|  |  | No. | 53153.1 | 7 | 372071.7
396 | VV6V507002 | CVT CVT 220 KV/110 Volt - | No. | 206750 | 1 | 206750
| VV6V507002 |  | No. | 1000 | 7 | 7000
397 | VV6V507003 | CVT CVT - CVT 132 KV/110 Volt - 145kv | No. | 1000 | 9 | 9000
12 | YY0Y003004 | Battery Cell 2 V 400AH lead acid | No. | 200 | [6 empty] | 109 | 21800
33 | YY1Y101003 | Battery Charger 220 Volt DC for 400AH Battery set | No. | 10000 | 2 | 20000
1 | PP2P220004 | Ceiling Fan Old & Used | No. | 100 | 8 | 800
Total in Rs. | [5 empty] | 12846251.6911 |  | 70000 |  | 0 |  | 2900500.2252 |  | 0
S.No. | Item Code | Item Description | Unit | Unit Rate in Rs. | Useable |  | Dismantle/Incomplete/ Damage/Unservicable |  | Obsolete |  | Scrap |  | Non Moving
[5 empty] | Qty. | Total Amount in Rs. | Qty. | Total Amount in Rs. | Qty. | Total Amount in Rs. | Qty. | Total Amount in Rs. | Qty. | Total Amount in Rs.
P- Group (T&P)
1 | PP4P401001 | Steel Almera | No. | 14057.9 | 8 | 112463.2
2 | PP4P406006 | Steel Rack | No. | 1250 | 1 | 1250
Chair
5 | PP4P408012 | chair PCH 9003 | No. | 7665 | 7 | 53655
7 | PP4P409009 | Easy Chair PCN 500/T | No. | 4945 | 2 | 9890
9 | PP4P408017 | Computer Chair | No. | 3436.43 | 1 | 3436.43
| PP4P409004 | Chair PCH 1007 | No. | 2225 | 11 | 24475 |  |  |  |  | 3 | 6675
| PP4P409004 | Wheel chair | No. | 10447.5 | 2 | 20895
| PP4P408023 | Godrej chair 7003 | No. | 12769.42 | 4 | 51077.68
| PP4P409006 | Godrej Visitor Chair 1007 | No. | 6913.17 | 8 | 55305.36
Table
10 | PP4P433011 | Table T-8 | No. | 5693 | 4 | 22772
11 | PP4P433008 | Godrej Table T-9 | No. | 8987 | 3 | 26961
13 | PP4P424001 | Office Table 1800X900X760 | No. | 1250 | 1 | 1250
14 | PP4P431005 | Computer Table | No. | 7524.85 | 2 | 15049.7
15 | PP4P414003 | Book Case Rack | No. | 11640 | 6 | 69840
| PP4P424022 | Table with 3 drawer | No. | 11497 | 2 | 22994
| PP4P429003 | Dining V1 | No. | 11361 | 1 | 11361
| PP4P427007 | Center Table sonata | No. | 46712 | 1 | 46712
| PP4P432005 | Table wt711 | No. | 13623 | 1 | 13623
T&C Equipments
AC and other electrical/Electranics items
22 | PP2P217002 | Voltas water cooler with aquaflow eyreaforebs storage capacity 20 ltr. | No. | 53727.25 | 2 | 107454.5
23 | PP2P216002 | AC Votas 1.5 Ton | No. | 43584 | 1 | 43584
Ropes
| PP0P015003 | Para Para Rope 24 mm | Mtr | 60.0727 | 220 | 13215.9999
Other T&P
94 | PP2P201001 | Tong tester | No. | 9200 | 1 | 9200
103 | PP1P118027 | Screw driver Large (Standard Quality) | No. | 0 | 1 | 0
104 | PP1P118028 | screw driver medium (Standard Quality) | No. | 0 | 4 | 0
108 | PP1P110003 | Nose Plier (Standard Quality) | No. | 0 | 2 | 0
125 | PP2P211001 | Vaccum cleaner with blower and suction | No. | 11340 | 1 | 11340
134 | PP4P409005 | Visitor chairs without arm (Godrej make) | No. | 806.25 | 8 | 6450
144 | PP1P122004 | Portable SF6 Gas Leak Detector. | No. | 0 | 1 | 0
146 | PP1P138007 | Hydrolic Jack with gauge & house pipe | No. | 0 | 4 | 0
147 | PP1P117015 | Open Jaw spanner | No. | 0 | 6 | 0
148 | PP1P117016 | double end tubeler box | No. | 0 | 1 | 0
149 | PP1P121003 | Adjestable wriench 200 mm Long | No. | 0 | 1 | 0
150 | PP1P119002 | Pipe wrinch 450 mm Long | No. | 0 | 2 | 0
151 | PP1P109009 | Gasket punch set | No. | 0 | 1 | 0
152 | PP1P107013 | Flat file | No. | 0 | 1 | 0
153 | PP1P113017 | Lather mallet | No. | 0 | 2 | 0
154 | PP1P136001 | Cold chiesel | No. | 0 | 1 | 0
155 | PP4P411007 | Stool | No. | 618 | 1 | 618
156 | PP4P403003 | Teak wood bed (singel) | No. | 7316 | 2 | 14632
157 | PP4P433014 | Table S1070 | No. | 17231.2 | 1 | 17231.2
158 | DD0D001017 | Desktop PC | No. | 29290 | [6 empty] | 2 | 58580
159 | DD0D004003 | TFT Monitor | No. | 3700 | [6 empty] | 2 | 7400
160 | DD1D101006 | UPS 1 KVA | No. | 6864 | [6 empty] | 2 | 13728
161 | DD0D007004 | Laser Printer | No. | 5250 | [6 empty] | 1 | 5250
162 | PP2P226003 | Laser Fax | No. | 18200 | [6 empty] | 1 | 18200
163 | PP0P020001 | Trafer 10T | No. | 26105 | 1 | 26105
164 | PP0P021016 | Single pully block | No. | 1350 | 3 | 4050
165 | PP0P021015 | Double pully block | No. | 1800 | 3 | 5400
166 | PP0P021013 | Four Pully block | No. | 3375 | 2 | 6750
167 | PP1P148010 | Al Lader 15 Feet | No. | 5107.5 | 1 | 5107.5
168 | PP1P148001 | Al Lader 24 Feet | No. | 14755 | 1 | 14755
169 | DD0D007019 | Printer Samsung | No. | 12733 | 1 | 12733
170 | PP4P408009 | Chair PCH5002T | No. | 7393 | 5 | 36965
171 | PP4P409017 | Chair PCH 1004 | No. | 3198.5 | 4 | 12794
172 | PP4P402004 | Store well Plain Godrej | No. | 11852.7 | 1 | 11852.7
173 | DD1D106001 | Broad band modem | No. | 3784.2 | 1 | 3784.2
174 | PP1P148003 | Al Tower lader | No. | 111684 | 1 | 111684
175 | LL5L501005 | 30 Watt LED rechargeable portable light | No. | 108415 | 1 | 108415
176 | PP2P222004 | Desert cooler with Stand | No. | 10760 | 5 | 53800
| PP1P126014 | MRI Instrument | No. | 56523 | 1 | 56523
| PP2P223014 | Cell Phone LM6 | No. | 4500 | [6 empty] | 1 | 4500
| PP2P223007 | Cell Phone 2630 | No. | 4550 | [6 empty] | 1 | 4550
| PP2P223007 | Cell Phone 2626 | No. | 3000 | [6 empty] | 1 | 3000
177 | PP2P223009 | Karbon Cell Phone (A101) | No. | 7500 | [6 empty] | 1 | 7500
178 | PP2P223008 | Micromax Cell Phone (A60) | No. | 5300 | [6 empty] | 1 | 5300
179 | PP2P223001 | Samsung Cell Phone (grand) | No. | 10000 | [6 empty] | 1 | 10000
180 | DD0D001001 | Desktop Computer System | No. | 36102 | 2 | 72204
181 | DD0D007012 | Printer HP pro | No. | 8644 | [6 empty] | 1 | 8644
182 | DD1D101012 | UPS 600VA | No. | 2775 | 1 | 2775
| DD0D007024 | Photo copier machine | No. | 86111 | 1 | 86111
183 | PP0P004002 | Hydraulic Compressor of 100 Ton Capacity | No. | 77172 | 1 | 77172
184 | PP0P006006 | Compression die sets suitable for jointing ACSR Zebra (Steel Portion) | No. | 7994.5 | 1 | 7994.5
185 | PP0P006005 | Compression die sets suitable for jointing ACSR Zebra (Aluminium Portion) | No. | 7994.5 | 1 | 7994.5
186 | PP0P001003 | Bolted type come along clamp, 7 bolts for Zebra Conductor | No. | 3953 | 2 | 7906
187 | PP0P018009 | D Shackle 3 Ton | No. | 206.5 | 2 | 413
188 | PP0P018004 | D Shackle 6.5 Ton | No. | 413 | 2 | 826
189 | PP3P301001 | Helmet Yellow (Karam Make) | No. | 171.1 | 10 | 1711
190 | PP1P122001 | Gas Filling Device | No. | 0 | 1 | 0
191 | PP1P125001 | Connecting Pipe HP to LP | No. | 6753 | 1 | 6753
| PP4P402004 | Godrej Storewel Plain 4SH | No. | 29169.9 | 4 | 116679.6
| PP4P402002 | Godrej 4 Drawers Vertical Filling Cabinet | No. | 28650.82 | 2 | 57301.64
| DD0D007024 | Printer Canon IR 2625 with Duplex & DADF | No. | 194600 | 1 | 194600
| PP2P205005 | Digital Multimeter | No. | 49206 | 1 | 49206
| PP3P301011 | Insulating Gloves | No. | 7906 | 1 | 7906
| PP2P217002 | Water Cooler | No. | 34456 | 1 | 34456
| PP2P218005 | Kent RO Water filter | No. | 22184 | 2 | 44368
| PP2P223016 | Mobile Phone (OS Ram SIngh Adhikari) | No. | 5500 | 1 | 5500
|  | Non contact voltage detector | No. | 71508 | 1 | 71508
Total in Rs. | [5 empty] | 2039331.7099 |  | 0 |  | 0 |  | 153327 |  | 0
Name of Circle/ Zone :- Haldwani/Kumaon Name of Substation :- 220 KV S/S Haldwani
Name of Stock Holder-: D.K Paneru J.E(O&M)
Name of Division:- 220 KV O&M PTCUL Haldwani Month : August - 2026
M&R STOCK
S.N. | Item code | Item Description | Unit | Qty | Book Value per Unit | Useable |  | Unservicable |  | Non Moving |  | Obslete |  | scrap |  | Total Amount (A+B+C+D+E)
[6 empty] | Qty | Amount (A) | Qty | Amount (B) | Qty | Amount (C) | Qty | Amount (D) | Qty | Amount (E)
1 | VV4V305012 | 33 KV CT 300/150/1 Amp (Burnt damage without bushing & insulator)Scrap | No. | 4 | 1550 | [8 empty] | 4 | 6200 | 6200
2 | SS0S005003 | 33 KV Isolator (without earth switch)old,use & defective.Scrap | No. | 6 | 1500 | [8 empty] | 6 | 9000 | 9000
3 | SS0S005001 | 33 KV Isolator with earth switch)old,use & defective.scrap | No. | 5 | 1500 | [8 empty] | 5 | 7500 | 7500
4 | AA0A002003 | A.C.S.R Zebra Conductor in Pcs.(old use & damage) Scrap | Mtr. | 50 | 15 | [8 empty] | 50 | 750 | 750
5 |  | 33 KV NCT 5/1 Ap old use defective scrap | No. | 2 | 2000 | [8 empty] | 2 | 4000 | 4000
6 | VV0V006002 | 250 KVA 33/0.4 KV substation Transformer (Old brunt and damage) Scrap | No | 1 | 15000 | [8 empty] | 1 | 15000 | 15000
7 | VV3V305011 | 33 KV CT 400/200/1 Amp (old use and Burnt damage )Scrap | No | 1 | 1500 | [8 empty] | 1 | 1500 | 1500
8 | VV3V305006 | 33 KV CT 800/400/1 Amp Burnt and damage | No | 10 | 2000 | [8 empty] | 10 | 20000 | 20000
9 |  | 33 KV CT400/200/1 Amp old ,used & defective | No. | 14 | 2000 | [8 empty] | 14 | 28000 | 28000
10 |  | 33 KV 3 phase series reactor ( KVAR-6.63, 36 KV type ONAN type)old use & brunt damage scrap | No | 2 | 5000 | [8 empty] | 2 | 10000 | 10000
11 | BB0B002006 | 2x5 MVAR capacitor bank cell ABB make old use burut damage scrap | No | 2 | 500 | [8 empty] | 2 | 1000 | 1000
12 | VV5V406005 | junction Box for CT (Old Used & damage) | No | 10 | 100 | [8 empty] | 10 | 1000 | 1000
13 |  | 33 KV Fuse set(old use and damage) | No | 2 | 300 | [8 empty] | 2 | 600 | 600
14 | JJ5J503011 | 33 KV Circuit breaker Pole(Old use and defective)CGL make | No. | 1 | 2000 | [8 empty] | 1 | 2000 | 2000
15 | CC0C002013 | PVC Control Cable - W/o Armoured- 2x2.5mm ( in pices) | Mtr. | 302 | 30 | [8 empty] | 302 | 9060 | 9060
16 |  | Control Cable 2X2.5 Pic. Old & Used | Mtr. | 850 | 30 | [8 empty] | 850 | 25500 | 25500
17 | CC0C002011 | Control Cable 4X2.5 Pic. Old & Used | Mtr. | 1180 | 30 | [8 empty] | 1180 | 35400 | 35400
18 | CC0C002010 | Control Cable 6X2.5 Pic. Old & Used | No | 300 | 30 | [8 empty] | 300 | 9000 | 9000
19 |  | PG Clamp Zebra- Zebra Old & used Defective | No | 50 | 300 | [8 empty] | 50 | 15000 | 15000
20 |  | PG Clamp Zebra- T/Z Old & used Defective | No | 20 | 300 | [8 empty] | 20 | 6000 | 6000
21 |  | Current Transformar Nutral bushing (old & used) | No | 1 | 15000 | [8 empty] | 1 | 15000 | 15000
22 | KK0K002001 | Lighting Arrestor 220 KV old & used & Scrap | No | 10 | 1000 | 10 | [7 empty] | 10 | 10000 | 10000
23 | KK0K003001 | Lighting Arrestor 132 KV old & used & Scrap | No | 10 | 300 | 10 | [7 empty] | 10 | 3000 | 3000
24 | YY1Y101005 | Battery Cell 2 V 300AH lead acid (Damage) | set | 2 | 5000 | [8 empty] | 2 | 10000 | 10000
25 | NN2N205001 | C&R PANEL - 33 KV - Control relay panel tripple feedar -( old & defective ) | no | 1 | 7500 | [8 empty] | 1 | 7500 | 7500
26 |  | 132KV Control relay panel old & Scrap | No | 1 | 5000 | [8 empty] | 1 | 5000 | 5000
[9 empty] | Total(A) | [6 empty] | 257010
27 |  | ACDB (Old & Scrap) | No | 1 | 5000 |  |  | 1 | [7 empty] | 5000
28 |  | DCDB (Old & Scrap) | No | 2 | 5000 |  |  | 2 | [7 empty] | 10000
29 |  | Street light old & used & Scrap fitting | No | 15 | 200 |  |  | 15 | [7 empty] | 3000
30 |  | Battery Bank 2V*55 No 300 AH (Old & Scrap) | Set | 1 | 7000 |  |  | 1 | [7 empty] | 7000
31 |  | Transformer Oil Drum (Old & used) | No | 92 | 250 |  |  | 92 | [7 empty] | 23000
[9 empty] | Total(B) | [6 empty] | 48000
32 | VV3V305011 | 33 KV CT(400/200/1 Amp) old and used | No. | 3 | 2000 | 3 | [9 empty] | 6000
33 | VV3V305006 | 33 KV CT 800/400/1 Amp (Old,used) | No. | 3 | 1000 | 3 | [9 empty] | 3000
34 |  | Protection relay p111 Micom(old & used)defective | No. | 6 | 100 | 6 | [9 empty] | 600
35 |  | Protection relay MIT 104 (old & used) Easun Reyrolle make | No. | 1 | 200 | 1 | [9 empty] | 200
36 |  | Isolator connector for trumtulla | No | 6 | 600 | 6 | [9 empty] | 3600
37 |  | TER Bushing CT 3 core (old &used) | No | 1 | 1000 | 1 | [9 empty] | 1000
38 |  | NEUTRAL BUSHING CT 1 CORE | No | 1 | 50000 | 1 | [9 empty] | 50000
39
40 |  | Terminal contactor for 145 KV CT | No | 0 | 600 | 0 | [9 empty] | 0
41 | CC1C102002 | Power Cable -440V LT - 3.5x400 Sq. mm | Mtr. | 175 | 200 | 175 | [9 empty] | 35000
42 | MM4M425001 | Miscellaneous- - Relay contact multiplier - Relay contact multiplier | No | 55 | 600 | 55 | [9 empty] | 33000
43 | MM4M426001 | Miscellaneous- - Relay socket - for 51 | No | 61 | 300 | 61 | [9 empty] | 18300
44 | KK4K401003 | Post Insulator Solid core - 145 KV | NO | 17 | 700 | 17 | [9 empty] | 11900
45 | VV1V102005 | Transformer Bushing 40 MVA | No | 1 | 50000 | 1 | [9 empty] | 50000
46 | VV1V102004 | Transformer Bushing 220 | No | 1 | 50000 | 1 | [9 empty] | 50000
47 | VV1V102005 | Transformer Bushing 132 | No | 1 | 50000 | 1 | [9 empty] | 50000
48 | FF7F702003 | MS Flat- 50x6mm | Kg | 400 | 60 | 600 | [9 empty] | 24000
49 | FF8F802001 | Rail- 105 LBS | Kg | 127.4 | 50 | 127.4 | [9 empty] | 6370
50 |  | 70 kn DISC Insulator | No | 183 | 1109.2 | 183 | [9 empty] | 202983.6
51 |  | Transformer Oil | Ltr. | 7755 | 50 | 7755 | [9 empty] | 387750
52 |  | 2.5 PVC Control Cable - Armoured Control Cable (10 core) | Mtr. | 0 | 50 | 0 | [9 empty] | 0
53 |  | Alstom S/C-1 Haldwani SEB Panel | No. | 1 | 15000 | 1 | [9 empty] | 15000
54 |  | Distance Protection for Haldwani-Il | No. | 1 | 15000 | 1 | [9 empty] | 15000
55 |  | RTV-I Alstom Haldwani | No. | 1 | 10000 | 1 | [9 empty] | 10000
56 |  | 220 KV Substation Feeder Relay Panei-in Haldwani | No. | 1 | 10000 | 1 | [9 empty] | 10000
57 |  | Synchro Ning Panel | No. | 1 | 15000 | 1 | [9 empty] | 15000
58 |  | Pin Insulator | No. | 5 | 30 | 5 | [9 empty] | 150
59 |  | IBS Rail | Kg. | 300 | 40 | 300 | [9 empty] | 12000
60 |  | Surge Counter(scrap) | No. | 13 | 200 | 13 | [9 empty] | 2600
61 |  | Chemical Fire ending fome Type Cylinder(scrap) | No. | 6 | 300 | 6 | [9 empty] | 1800
62 |  | SF-6 Cylinder 05 Kg | No | 4 | 50 | 4 | [9 empty] | 200
63 |  | Silica Gel Breather | Kg. | 5 | 50 | 5 | [9 empty] | 250
64 |  | MW Meter | No | 2 | 20 | 2 | [9 empty] | 40
65 |  | MVAR, Meter | No | 3 | 20 | 3 | [9 empty] | 60
66 |  | KV Meter | No | 4 | 20 | 4 | [9 empty] | 80
67 |  | Energy Meter | No | 20 | 20 | 20 | [9 empty] | 400
68 |  | Tep Changer Meter | No. | 6 | 10 | 6 | [9 empty] | 60
69 |  | Amp. Meter | No | 2 | 10 | 2 | [9 empty] | 20
70 |  | Digital Panel Meter (MTC) | No | 2 | 5 | 2 | [9 empty] | 10
71 |  | Street Light | No | 40 | 50 | 40 | [9 empty] | 2000
72 |  | Starter Three Phase | No | 1 | 150 | 1 | [9 empty] | 150
73 |  | Lugs. | No | 0 | 5 | 0 | [9 empty] | 0
74 |  | Mechanical Relay | No | 16 | 30 | 16 | [9 empty] | 480
75 | CC0C001009 | 10 Core 2.5 09 mm cable old & Used | Mtr. | 640 | 50 | 640 | [9 empty] | 32000
76 |  | LA 132 KV Scrap | No | 5 | 50 | 5 | [9 empty] | 250
77 |  | Hydent Pipe Scrap Meter | No | 6 | 50 | 6 | [9 empty] | 300
78 |  | Hydent Scrap Iron | kg | 30 | 50 | 30 | [9 empty] | 1500
79 |  | SF-6 Gas | Kg | 10 | 5823.3 | 10 | [9 empty] | 58233
80 |  | PT 33 KV Scrap | Nos | 3 | 1000 | 3 | [9 empty] | 3000
81 | VV5V406003 | CT Junction Box Scrap | Nos | 2 | 100 | 2 | [9 empty] | 200
82 |  | LA 220 KV | Nos. | 3 |  | 3 | [9 empty] | 0
83 |  | CT 220 KV | Nos. | 1 | 50000 | 1 | [9 empty] | 50000
84 | JJ0J003001 | LA 220 KV(Old & Use) | Nos. | 2 | 5000 | 2 | [9 empty] | 10000
85 |  | 33 KV isolator Clamp sutaible for ACSR Conductor | Nos. | 4 | 2004.82 | 4 | [9 empty] | 8019.28
86 |  | 33 KV Circuit breaker Clamp sutaible for ACSR Conductor | Nos. | 4 | 2004.82 | 4 | [9 empty] | 8019.28
87 |  | 33 KV C.T Clamp sutaible for ACSR Conductor | Nos. | 7 | 2004.82 | 7 | [9 empty] | 14033.74
88 |  | Isolator Jaw for 33 KV isolator (1250 Amp) | Nos. | 2 | 3702.84 | 2 | [9 empty] | 7405.68
89 |  | isolator Jaw for 33 KV isolator (800 Amp) | Nos. | 2 | 2929.94 | 2 | [9 empty] | 5859.88
90 |  | C-wage Clamp(Moose to panther) | Nos. | 4 | 1436.06 | 4 | [9 empty] | 5744.24
91 |  | C-wage Clamp(panther to panther) | Nos. | 4 | 1391.22 | 4 | [9 empty] | 5564.88
92 |  | C-wage Clamp(Dog to panther) | Nos. | 4 | 1346.38 | 4 | [9 empty] | 5385.52
93 |  | C-wage Clamp(Taran tulla to panther) | Nos. | 20 | 1436.06 | 20 | [9 empty] | 28721.2
94 |  | C-wage Clamp(Taran to Zebra) | Nos. | 10 | 1436.06 | 10 | [9 empty] | 14360.6
95 |  | C-wage Clamp(Tarantulla to Moose) | Nos. | 10 | 1436.06 | 10 | [9 empty] | 14360.6
|  |  |  | Total ( F ) | [11 empty] | 1291961.5
220 KV S/s Kamluwaganja:- CAPITAL STOCK
1 |  | Circuit Breaker 132KV SF-6 old & used Scrap | No | 6 | 10000 | 6 | [7 empty] | 6 |  | 60000
2 | JJ0J005002 | Circuit Breaker 33KV old & used scrap | No | 5 | 15000 | 5 | [9 empty] | 75000
3 | VV8V810003 | CVT 132 KV/110 Volt - 145kv OLD & USED | No | 11 | 10000 | 11 | [9 empty] | 110000
4 | VV6V603002 | Current Transformer 132KV OLD & USED | No | 18 | 100000 | 18 | [9 empty] | 1800000
5 | VV6V602003 | Current Transformer 220KV OLD & USED | No | 9 | 100000 | 9 | [9 empty] | 900000
6 | VV8V810002 | CVT 220 KV/110 Volt - OLD & USED | No | 6 | 10000 | 6 | [9 empty] | 60000
7 | VV3V305011 | 33 KV CT Old & Used | No | 2 | 2000 | [8 empty] | 2 |  | 4000
8 |  | 220 KV PT class 0.2 | No | 1 | 354000 |  |  | 1 | [7 empty] | 354000
9 |  | 132 KV CT 1200/800/1 class-0.2 | No | 1 | 224200 |  |  | 1 | [7 empty] | 224200
10 | VV3V303001 | 132 KV CT 800/400/1 class-0.2 | No | 2 | 212400 |  |  | 2 | [7 empty] | 424800
11 | VV3V303003 | 132 KV CT 400/200/1 class-0.2 | No | 1 | 212400 |  |  | 1 | [7 empty] | 212400
12 | VV6V602003 | 132 Kv CVT 132/110 verson 100 Va | No | 1 | 212400 | 1 | [9 empty] | 212400
13 |  | Battery Bank 300 AH 110 Volt | Set. | 1 | 200000 | 1 | [9 empty] | 200000
14 | YY1Y102002 | Battery Charger 110 Volt 300 Ah | No. | 1 | 200000 | 1 | [9 empty] | 200000
15 |  | LA 132 KV (Old & used) | Nos | 6 | 3000 | 6 | [9 empty] | 18000
16 |  | CT 1600/800/1 Amp (old&Used) | Nos | 2 | 5000 | 2 | [9 empty] | 10000
[5 empty] | Total (G) | [10 empty] | 4864800
Name of Circle/ Zone :- Haldwani/Kumaon Name of Substation :- 220 KV S/S Haldwani
Name of Stock Holder-: D.K Paneru J.E(O&M)
Name of Division:- 220 KV O&M PTCUL Haldwani Month : August - 2026
CAPITAL STOCK :- 220 KV S/S Kamluwaganja (Haldwani)
S.N. | Item code |  | Item Description | Unit | Book Value per Unit | Useable |  | Unservicable |  | Non Moving |  | Obslete |  | scrap |  | Total Amount (A+B+C+D+E)
[6 empty] | Qty | Amount (A) | Qty | Amount (B) | Qty | Amount (C) | Qty | Amount (D) | Qty | Amount (E)
1 | JJ0J005002 | Circuit Breaker 33KV old & used scrap | No | 5 | 15000 | 5 | [9 empty] | 75000
2 | VV8V810003 | CVT 132 KV/110 Volt - 145kv OLD & USED | No | 11 | 10000 | 11 | [9 empty] | 110000
3 | VV6V603002 | Current Transformer 132KV 8 OLD & USED | No | 18 | 100000 | 18 | [9 empty] | 1800000
4 | VV6V602003 | Current Transformer 220KV OLD & USED | No | 9 | 100000 | 9 | [9 empty] | 900000
5 | VV8V810002 | CVT 220 KV/110 Volt - OLD & USED | No | 6 | 10000 | 6 | [9 empty] | 60000
6 | VV6V602003 | 132 Kv CVT 132/110 verson 100 Va | No | 1 | 212400 | 1 | [9 empty] | 212400
7 |  | Battery Bank 300 AH 110 Volt | Set. | 1 | 200000 | 1 | [9 empty] | 200000
8 | YY1Y102002 | Battery Charger 110 Volt 300 Ah | No. | 1 | 200000 | 1 | [9 empty] | 200000
9 |  | LA 132 KV (Old & used) | Nos | 6 | 3000 | 6 | [9 empty] | 18000
10 |  | CT 1600/800/1 Amp (old&Used) | Nos | 2 | 5000 | 2 | [9 empty] | 10000
[11 empty] | Total (A) |  |  |  |  | 3585400
11 |  | 220 KV PT class 0.2 | No | 1 | 354000 |  |  | 1 | [7 empty] | 354000
12 |  | 132 KV CT 1200/800/1 class-0.2 | No | 1 | 224200 |  |  | 1 | [7 empty] | 224200
13 | VV3V303001 | 132 KV CT 800/400/1 class-0.2 | No | 2 | 212400 |  |  | 2 | [7 empty] | 424800
14 | VV3V303003 | 132 KV CT 400/200/1 class-0.2 | No | 1 | 212400 |  |  | 1 | [7 empty] | 212400
[11 empty] | Total(B) |  |  |  |  | 1215400
15 | VV3V305011 | 33 KV CT Old & Used | No | 2 | 2000 | [8 empty] | 2 |  | 4000
16 |  | Circuit Breaker 132KV SF-6 old & used Scrap | No | 6 | 10000 | [8 empty] | 6 |  | 60000
[11 empty] | Total© |  |  |  |  | 64000
[5 empty] | Total (A+B+C) | [10 empty] | 4864800
Physical Verification of Stock Material at 132 KV S/S Sitarganj
Month 23/ Aug./2026
S. No. | Item code | Name of Item | Unit | Unit rate in Rs. | Useable |  | Unserviceable |  | Non-Moving |  | Obsolete |  | Scrap |  | Total Inventory Amt.
[5 empty] | Qty. | Total Amount in Rs. | Qty. | Total Amount in Rs. | Qty. | Total Amount in Rs. | Qty. | Total Amount in Rs. | Qty. | Total Amount in Rs.
1 | AA0A002002 | ACSR Moose Conductor(In bits) | Metre | 300 | 584 | 175200 | … | … | … | … | … | … | … | … | 175200
2 | AA0A002003 | Zebra Conductor Old& Used (In Bits) | Metre | 90 | 204 | 18360 | … | … | … | … | … | … | … | … | 18360
3 | AA0A002004 | ACSR Panther Conductor old &used(in bits) | Metre | 30 | 2640 | 79200 | .. | … | … | … | … | … | … | … | 79200
4 | AA0A002006 | ACSR wolf Conductor old &used(in bits) | mtr. | 30 | 80 | 2400 | … | … | … | … | … | … | … | … | 2400
5 | FF0F013006 | GI Angle of (different size) TD 30 B Type D/C Tower(old & used) | kg | 20 | 5800 | 116000 | … | … | … | … | … | … | … | … | 116000
6 | FF0F013013 | Double Circuit Dismantial Tower C+6 Type(Old & Used) | Kg. | 24.647 | 16955 | 417889.885 | … | … | … | … | … | … | … | … | 417889.885
7 | FF0F043003 | TD 30 B type tower stub setting templates (old used) | kg | 25 | 936 | 23400 | .. | .. | .. | .. | .. | .. | .. | .. | 23400
8 | FF0F043006 | Template foe 132 KV D/C C+9 Type Tower Lattice Structure Stub Template(Old& Used) | Mt | 97589.19 | 0.705 | 68800.3789 | … | … | … | … | … | … | … | … | 68800.3789
9 | FF4F402001 | AL Scrap | Kg | 120 | .. | .. | [6 empty] | 10 | 1200 | 1200
10 | II0I001003 | 120KN Disc insulator (old used) | No | 90 | 5 | 450 |  | … | … | … | … | … | … | … | 450
11 | II0I005001 | P.G. Clamp Zebra to Zebra( Old & Uded) | No | 150 | 27 | 4050 | … | … | … | … | … | … | … | … | 4050
12 | II0I008001 | P.G. Clamp for ACSR Wolf to Wolf Conductor | No | 696.2 | 3 | 2088.6 | … | … | … | … | … | … | … | … | 2088.6
13 | II1I101001 | Supply of C Wedge Clamp For AAAC Tarantulla - AAAC Tarantulla Conductor. | No | 4932.4 | 1 | 4932.4 | … | … | … | … | … | … | … | … | 4932.4
14 | II1I102001 | C Wedge clamp moose to moose | Nos | 3186 | 12 | 38232 | … | … | … | … | … | … | … | … | 38232
15 | II2I204002 | P.I.Clamp Single Moose | Nos | 1770 | 1 | 1770 | … | … | … | … | … | … | … | … | 1770
16 | II3I301004 | Mid Span joint for panther conductor | No | 1067.05 | 18 | 19206.9 | … | … | … | … | … | … | … | … | 19206.9
17 | II3I302004 | Repair Sleeve for ACSR Panther Conductor | No | 649 | 18 | 11682 | … | … | … | … | … | … | … | … | 11682
18 | II3I303004 | Vibration Dampers for ACSR Panther Conductor (Old& Used) | No | 30 | 3 | 90 | … | … | … | … | … | … | … | … | 90
19 | II3I305004 | Armrd rod for panther | Set | 1277.82 | 10 | 12778.2 | .. | … | … | … | … | … | … | … | 12778.2
20 | II4I404004 | Rigid Spacer for ACSR Moose | Nos | 1298 | 32 | 41536 | … | … | … | … | … | … | … | … | 41536
21 | II5I501010 | Tension clamp for earth wire 7/10 SWG | No | 1105.75 | 8 | 8846 | … | … | … | … | … | … | … | … | 8846
22 | II5I504002 | Single Suspension bolted type fitting (120 KN) Twin moose | sets | 6962 | 3 | 20886 | … | … | … | … | … | … | … | … | 20886
23 | II5I504004 | Suspention Clamp for ACSR Zebra conductor (Old& Used) | No | 160 | 4 | 640 | … | … | … | … | … | … | … | … | 640
24 | II5I504005 | Single Suspention fitting for ACSR panther conductor | No | 4653.92 | 4 | 18615.68 | … | … | … | … | … | … | … | … | 18615.68
25 | II5I504010 | Suspension fitting for GS Earth wire 7/10 SWG | Set | 1669.7 | 6 | 10018.2 | … | … | … | … | … | … | … | … | 10018.2
26 | II5I507004 | Gun Fitting Zebra conductor (Old & Used) | No | 300 | 18 | 5400 | … | … | … | … | … | … | … | … | 5400
27 | JJ3J301007 | 132 KV Feeder Trip coil/Close coil ( CGL Breaker) | No. | 0 | 4 | 0 | … | … | … | … | … | … | … | … | 0
28 | JJ3J301007 | Tripping/Closing Coil 132 KV ABB CB | No. | 3916 | 3 | 11748 | … | … | … | … | … | … | … | … | 11748
29 | JJ3J301009 | Circuit Breaker control switch | No. | 2459 | 4 | 9836 | … | … | … | … | … | … | … | … | 9836
30 | JJ5J501010 | Spring charge motor | No. | 12267 | 2 | 24534 | … | … | … | … | … | … | … | … | 24534
31 | JJ7J701010 | Density monitor switch | No. | 0 | 1 | 0 | … | … | … | … | … | … | … | … | 0
32 | JJ7J702003 | Contactor for spring charge motor CGL Breaker | No. | 7882.5 | 2 | 15765 | … | … | … | … | … | … | … | … | 15765
33 | JJ7J707001 | Sulphur Hex Fluoride (SF-6) Gas . | KG | 5830.82 | 8 | 46646.56 | … | … | … | … | … | … | … | … | 46646.56
34 | JJ7J707005 | SF6 Gas Empty Cylinder | No. | 0 | 2 | 0 | … | … | … | … | … | … | … | … | 0
35 | JJ8J801002 | 33 KV CB Connector with AAAC Tarantulla conductor . | No | 1410.1 | 2 | 2820.2 | … | … | … | … | … | … | … | … | 2820.2
36 | KK0K003001 | 132 Lighting Arrester(Old& Used) | No | 800 | 1 | 800 | … | … | … | … | … | … | … | … | 800
37 | PP0P001001 | Single Testionbolted type Fitting twin moose conductorWith 350 mmY strap | sets | 11682 | 3 | 35046 | … | … | … | … | … | … | … | … | 35046
38 | PP2P220003 | 1200 MM Ceiling fans (Defective & Scrap) | No | 150 | … | .. | [6 empty] | 11 | 1650 | 1650
39 | QQ1Q102001 | Fencing Scrap | Kg | 15 | 330 | 4950 | … | … | … | … | … | … | … | … | 4950
40 | SS3S301006 | Aluminium alloy made isolator Female Arm assambly of HCB 132 KV Volatge Level 1200 Ampere current . | No | 19116 | 3 | 57348 | … | … | … | … | … | … | … | … | 57348
41 | SS3S301006 | Aluminium alloy made isolator Female Arm assambly of HCB isolator with good and heavy duty copper finger complete in all respect suitable for isolator of 145 KV voltage level, 1200 ampere current ( as per sample. ) | No | 19057 | 2 | 38114 | … | … | … | … | … | … | … | … | 38114
42 | SS3S301007 | Aluminium alloy made isolator Male Arm assambly of HCB 132 KV Volatge Level 1200 Ampere current | No | 19470 | 3 | 58410 | … | … | … | … | … | … | … | … | 58410
43 | SS3S301007 | Aluminium alloy made isolator Male Arm assambly of HCB isolator with good and heavy duty copper finger complete in all respect suitable for isolator of 145 KV voltage level, 1200 ampere current ( as per sample.) | No | 19883 | 2 | 39766 | … | … | … | … | … | … | … | … | 39766
44 | SS3S301011 | Rotatary Bearing for 132 KV Isolator | No. | 0 | 3 | 0 | … | … | … | … | … | … | … | … | 0
45 | SS3S301016 | 145 KV Post insulator | No. | 15000 | 3 | 45000 | … | … | … | … | … | … | … | … | 45000
46 | SS5S501006 | 33 KV isolator terminal pad Connector suitable for single AAAC Tarantulla conductor | No | 1174.1 | 1 | 1174.1 | … | … | … | … | … | … | … | … | 1174.1
47 | SS5S501009 | 132 KV Isolator Clamp Single Moose | Nos | 2242 | 4 | 8968 | … | … | … | … | … | … | … | … | 8968
48 | SS5S501015 | Isolater Clamp Zebra Conductor (Old& Used) | No | 180 | 8 | 1440 | … | … | … | … | … | … | … | … | 1440
49 | SS5S501017 | 132 KV isolator clamp ACSR Panther conductor. | No | 1286.2 | 2 | 2572.4 | … | … | … | … | … | … | … | … | 2572.4
50 | TT1T101029 | Log sheet register .32 Pages. | No | 914.92 | 8 | 7319.36 | … | … | … | … | … | … | … | … | 7319.36
51 | VV1V103015 | 40 MVA T/F HV Side Bushing clamp For Zebra conductor | No | 1298 | 1 | 1298 | … | … | … | … | … | … | … | … | 1298
52 | VV1V103016 | 40 MVA T/F LV Side Bushing clamp For Tarantula conductor | No | 1593.73 | 2 | 3187.46 | … | … | … | … | … | … | … | … | 3187.46
53 | VV1V103045 | 132 KV CB Pad Connector with ACSR Zebra conductor | No | 1410.1 | 2 | 2820.2 | … | … | … | … | … | … | … | … | 2820.2
54 | VV2V202005 | Standard quality transparent silica gel breather 8Kg capacity as per sample | No | 10145.64 | 1 | 10145.64 | … | … | … | … | … | … | … | … | 10145.64
55 | VV2V202007 | Standard quality transparent silica gel breather 5 Kg capacity as per sample | No | 7430.46 | 1 | 7430.46 | … | … | … | … | … | … | … | … | 7430.46
56 | VV2V204001 | EHV Grade Transformer Oil | Kg. | 73.16 | 404 | 29556.64 | … | … | … | … | … | … | … | … | 29556.64
57 | VV2V204007 | T/F oil Empty Drums | No | 250 | .. | … | [6 empty] | 40 | 10000 | 10000
58 | VV2V207002 | Winding temrature indicator 0-120 *C 40 MVA T/F | No | 58764 | 1 | 58764 | … | … | … | … | … | … | … | … | 58764
59 | VV2V209001 | PRV For 40 MVA T/F | No. | 22132.5 | 2 | 44265 | … | … | … | … | … | … | … | … | 44265
60 | VV3V303002 | 132 kv CT Damaged & Burned (01.02.2021) Rece. Back Scrap | No | 2200 | .. | .. | .. | .. | .. | .. | .. | .. | 1 | 2200 | 2200
61 | VV3V303006 | 132 KV 200/100/1,1,1 Amp CT old & Used | No. | 50000 | 1 | 50000 | … | … | … | … | … | … | … | … | 50000
62 | VV3V303006 | 132 KV CT 200/100/1A 0.2 class | No | 193800 | 1 | 193800 | … | … | … | … | … | … | … | … | 193800
63 | VV3V305004 | 33 KV CT 800/400/111 | No. | 55501.5 | 1 | 55501.5 | … | … | … | … | … | … | … | … | 55501.5
64 | VV3V305004 | 33 KV CT Defective Scrap(old & Used) | No | 2000 | 1 | 2000 | … | … | … | … | … | … | … | … | 2000
65 | VV5V406003 | Supply of powder coted 45*30*15 cm matellic junction box of 16 gauge sheet including din rail for 45 connectors | No. | 10207 | 4 | 40828 | … | … | … | … | … | … | … | … | 40828
66 | VV5V406008 | CT junction box terminal link. | No. | 146.32 | 170 | 24874.4 | … | … | … | … | … | … | … | … | 24874.4
67 | VV5V407012 | 33 KV CT terminal Connector rod with AAAC Tarantulla conductor . | No | 1410.1 | 1 | 1410.1 | … | … | … | … | … | … | … | … | 1410.1
68 | VV5V407018 | 132 KV CT terminal Connector ACSR zebra conductor. | No | 1168.2 | 1 | 1168.2 | … | … | … | … | … | … | … | … | 1168.2
69 | VV5V407028 | 33kv one side 13 mm grove with cu sleeve ct clamp other side panther conductor | No | 1416 | 2 | 2832 | … | … | … | … | … | … | … | … | 2832
70 | VV6V505001 | 3-Phase 33KV110 Volt PT (Old& Used) | No | 800 | 2 | 1600 | … | … | … | … | … | … | … | … | 1600
71 | VV6V505002 | PT (Potential Transformer )Single Phase 33 KV/110 Volt | No | 5000 | 1 | 5000 | … | … | … | … | … | … | … | … | 5000
72 | VV6V507003 | Old& Used 145 KV CVT 3 Core Accurecy Class .5 132 KV /110Volt132 KV CVT(Received Back from to switch yard) | No | 1500 | 2 | 3000 | … | … | … | … | … | … | … | … | 3000
73 | VV6V507003 | Old& Used 145 KV CVT 3 Core Accurecy Class .2 132 KV /110Volt132 KV CVT(Received Back from to switch yard) | No | 1500 | 1 | 1500 | … | … | … | … | … | … | … | … | 1500
74 | VV6V601005 | PT junction box terminal link. | No. | 116.82 | 150 | 17523 | … | … | … | … | … | … | … | … | 17523
75 | VV7V701010 | 33kv PT Clamp for panther conductor | No | 531 | 4 | 2124 | … | … | … | … | … | … | … | … | 2124
76 | YY0Y003005 | 2 Volt 300 AH 10 Hr.LeadAcod Cells | No | 50 | .. | … | … | … | … | … | … | … | 55 | 2750 | 2750
77 | YY1Y102002 | 110 Volt D.C. Charger Make Caldyne Automatics LTD | No | 5000 | … | …. | …. | …. | …. | …. | …. | …. | 1 | 5000 | 5000
78 |  | 132 KV 500/1 Amp CT old & Used18.04.2026 Receved Back Swith Yard | No | 5000 | 1 | 5000 | …. | …. | …. | …. | …. | …. | …. | …. | 5000
79 |  | 132 KV 500/1 Amp CT Burned & Scrap18.04.2026 Receved Back Swith Yard | No | 2200 | … | … | …. | …. | …. | …. | …. | …. | 2 | 4400 | 4400
80 | PP4P412002 | Iron packing case scrap (old& Used) | kg | 20 | 225 | 4500 | … | … | … | … | … | … | … | … | 4500
[6 empty] | 2084858.4639 | [7 empty] | 27200 | 2112058.4639
Total (in Rs) | [5 empty] | Total Amt. of Useable |  | Total Amt. of Unserviceable |  | Total Amt. of Non. Moving |  | Total Amt. of Obsolete |  | Total Amt. of Scrap | Total Inventory Amt.
[6 empty] | 2084858.4639 | [7 empty] | 27200 | 2112058.4639
Name of Zone :- O&M Kumaon Zone Haldwani | [11 empty] | For the Month of :- Aug-2026
Name of Circle :-O&M PTCUL Haldwani
Name of Division :- O&M Division PTCUL SItarganj U.S.Nagar
Name of Substation :-132/33 KV S/S Eldeco Sitarganj
SR. No. | Item Code | Name of Item | Unit | Unit Rate in | Useable |  | Unserviceable |  | Non-Moving |  | Obsolete |  | Scrap |  | Total Inventory Amount in Rs.
[5 empty] | Qty. | Total Amount in Rs. | Qty. | Total Amount in Rs. | Qty. | Total Amount in Rs. | Qty. | Total Amount in Rs. | Qty. | Total Amount in Rs.
1 | SS4S402004 | 800 Amp.Copper Jaws for 33 KV Isolater | No | 4867.5 | 2 | 9735 | 0 | 0 | 0 | 0 | 0 | 0 | 0 | 0 | 9735
2 | SS4S402013 | 800 Amp. Copper Blades for 33 KV Isolater | NO | 5605 | 4 | 22420 | 0 | 0 | 0 | 0 | 0 | 0 | 0 | 0 | 22420
3 | SS4S402013 | 800 Amp. Blade for 33 KV Isolator old & used | NO | 500 | 6 | 3000 | 0 | 0 | 0 | 0 | 0 | 0 | 0 | 0 | 3000
6 | SS5S501015 | 132 KV Isolator Clamp single Zebra Conductor | No | 1298 | 1 | 1298 | 0 | 0 | 0 | 0 | 0 | 0 | 0 | 0 | 1298
7 | SS5S501017 | 33 KV Isolator Clamp single Panter Conductor | NO | 531 | 2 | 1062 | 0 | 0 | 0 | 0 | 0 | 0 | 0 | 0 | 1062
8 | II0I006003 | PG Clamp Panther - Dog Conductor | No | 743.4 | 60 | 44604 | 0 | 0 | 0 | 0 | 0 | 0 | 0 | 0 | 44604
9 | II1I110001 | T-Connector Panther- Panther | No. | 737.5 | 45 | 33187.5 | 0 | 0 | 0 | 0 | 0 | 0 | 0 | 0 | 33187.5
10 | JJ8J801002 | 33 KV Circuit Breaker Clamp Tarantulla Conductor | No. | 1416 | 3 | 4248 | 0 | 0 | 0 | 0 | 0 | 0 | 0 | 0 | 4248
11 | JJ8J801006 | 132 KV Circuit Breaker Clamp Zebra Conductor | No. | 826 | 2 | 1652 | 0 | 0 | 0 | 0 | 0 | 0 | 0 | 0 | 1652
12 | JJ7J707005 | SF-6 Empty Cylinder | No. | 0 | 1 | 0 | 0 | 0 | 0 | 0 | 0 | 0 | 0 | 0 | 0
13 | VV2V204001 | EHV Grade Transformer Oil | Ltr | 73.16 | 571 | 41774.36 | 0 | 0 | 0 | 0 | 0 | 0 | 0 | 0 | 41774.36
14 | VV3V305006 | Current Transformer 36 KV 800-400/1A 3 core | No. | 56522 | 2 | 113044 | 0 | 0 | 0 | 0 | 0 | 0 | 0 | 0 | 113044
15 | VV5V407012 | 33 KV Current Transformer Clamp Tarantula Conductor | No. | 1416 | 2 | 2832 | 0 | 0 | 0 | 0 | 0 | 0 | 0 | 0 | 2832
16 | VV5V407018 | 132 KV Current Transformer Clamp Zebra Conductor | No. | 944 | 2 | 1888 | 0 | 0 | 0 | 0 | 0 | 0 | 0 | 0 | 1888
17 | VV5V407023 | 33 KV Current Transformer Clamp Panther Conductor | No. | 944 | 1 | 944 | 0 | 0 | 0 | 0 | 0 | 0 | 0 | 0 | 944
18 | VV6V505002 | Potential Transformer Single-phase, 33KV/110 Volt Old & Repairable | No. | 2000 | 1 | 2000 | 0 | 0 | 0 | 0 | 0 | 0 | 0 | 0 | 2000
19 | SS5S501006 | 33 KV Isolator clamp for Tarantula conductor | No. | 1180 | 2 | 2360 | 0 | 0 | 0 | 0 | 0 | 0 | 0 | 0 | 2360
20 | SS4S402002 | 1600 Ampere Jaws for 33 KV Isolator | No. | 8460.6 | 3 | 25381.8 | 0 | 0 | 0 | 0 | 0 | 0 | 0 | 0 | 25381.8
21 | II1I104001 | C-wedge Clamp Zebra - Zebra | No. | 3481 | 14 | 48734 | 0 | 0 | 0 | 0 | 0 | 0 | 0 | 0 | 48734
22 | II1I101005 | C-wedge Clamp Tarantula - Panther | No. | 3858.62 | 10 | 38586.2 | 0 | 0 | 0 | 0 | 0 | 0 | 0 | 0 | 38586.2
23 | TT1T101029 | Log Sheet Register | No. | 972.33 | 23 | 22363.59 | 0 | 0 | 0 | 0 | 0 | 0 | 0 | 0 | 22363.59
24 | PP2P221004 | Defective & Repairable three phase Cooling Fan | No. | 1000 | 6 | 6000 | 0 | 0 | 0 | 0 | 0 | 0 | 0 | 0 | 6000
25 | II1I104002 | C Wedge Clamp for Zebra to Panther Conductor | No. | 3339.4 | 4 | 13357.6 | 0 | 0 | 0 | 0 | 0 | 0 | 0 | 0 | 13357.6
26 | II3I301004 | Mid Span Compresser Joint for ACSR Panther | No. | 1180 | 8 | 9440 | 0 | 0 | 0 | 0 | 0 | 0 | 0 | 0 | 9440
27 | II3I302004 | Repair Sleeve for ACSR Panther | No. | 534.54 | 8 | 4276.32 | 0 | 0 | 0 | 0 | 0 | 0 | 0 | 0 | 4276.32
28 | II3I305004 | Armord rod for Panther Conductor | No. | 1180 | 10 | 11800 | 0 | 0 | 0 | 0 | 0 | 0 | 0 | 0 | 11800
29 | II5I501005 | Single tension fitting for 120 KN for ACSR Panther | No. | 5345.4 | 8 | 42763.2 | 0 | 0 | 0 | 0 | 0 | 0 | 0 | 0 | 42763.2
30 | II5I504005 | Suspension Fitting for 90 KN for ACSR Panther | No. | 1888 | 6 | 11328 | 0 | 0 | 0 | 0 | 0 | 0 | 0 | 0 | 11328
31 | II5I501010 | Tension fitting for GS earth wire 7/10 SWG | Set | 1014.8 | 6 | 6088.8 | 0 | 0 | 0 | 0 | 0 | 0 | 0 | 0 | 6088.8
32 | II5I504010 | Suspension fitting for GS earth wire 7/10 SWG | set | 1416 | 6 | 8496 | 0 | 0 | 0 | 0 | 0 | 0 | 0 | 0 | 8496
33 | II3I303004 | Vibration Damper for Panther Conductor | NO. | 1577.662 | 7 | 11043.634 | 0 | 0 | 0 | 0 | 0 | 0 | 0 | 0 | 11043.634
34 | VV2V206001 | OTI O-150°C range | NO | 58528 | 2 | 117056 | 0 | 0 | 0 | 0 | 0 | 0 | 0 | 0 | 117056
35 | VV3V303003 | 145 KV (5 Core Single Phase current Transformer 400/200/1A Accuracy Clas 0.2S) | Nos | 166380 | 3 | 499140 | 0 | 0 | 0 | 0 | 0 | 0 | 0 | 0 | 499140
36 | JJ7J707001 | SF-6 Gas | Kg | 5829.2 | 35 | 204022 | 0 | 0 | 0 | 0 | 0 | 0 | 0 | 0 | 204022
37 | SS4S402001 | 33 KV Isolator Jaws old & used | NOs | 250 | 10 | 2500 | 0 | 0 | 0 | 0 | 0 | 0 | 0 | 0 | 2500
38 | SS4S402020 | 33 KV Post Insulator old & used | NOs | 150 | 24 | 3600 | 0 | 0 | 0 | 0 | 0 | 0 | 0 | 0 | 3600
39 | MM0M007003 | Defective Buchhoiz Relay (GOR-3M) | No | 200 | 0 | 0 | 0 | 0 | 0 | 0 | 0 | 0 | 1 | 200 | 200
40 | KK0K003001 | 132 KV LA Damage and burned with S/C | No | 1500 | 0 | 0 | 0 | 0 | 0 | 0 | 0 | 0 | 1 | 1500 | 1500
41 | AA1A101002 | Earth wire | kg | 10 | 0 | 0 | 0 | 0 | 0 | 0 | 0 | 0 | 13515 | 135150 | 135150
42 | JJ0J005007 | 33 KV SF-6 Circuit Breaker 3 Phase Old & Damaged | No. | 5000 | 0 | 0 | 0 | 0 | 0 | 0 | 0 | 0 | 1 | 5000 | 5000
43 | YY1Y102001 | 110 Volt dual FCBC Battery charger old & damaged | No. | 5000 | 0 | 0 | 0 | 0 | 0 | 0 | 0 | 0 | 2 | 10000 | 10000
44 | YY0Y002003 | 110 Volt 500 AH LM Type tubular transparent battery old & damaged | No. | 50 | 0 | 0 | 0 | 0 | 0 | 0 | 0 | 0 | 110 | 5500 | 5500
45 | VV2V204007 | Transformer Oil Empty Drum | No. | 50 | 0 | 0 | 0 | 0 | 0 | 0 | 0 | 0 | 14 | 700 | 700
46 | VV3V305009 | single Phase C.T.Ratio 400/200/1 Amp.3 core accuracy class 0.2 | No. | 2000 | 0 | 0 | 0 | 0 | 0 | 0 | 0 | 0 | 3 | 6000 | 6000
|  | Total |  |  |  | 1372026.004 | 0 | 0 | 0 | 0 | 0 | 0 |  | 164050 | 1536076.004