## Inventory Substation
Name of Circle/Zone:- 400KV ETC, Kashipur | [5 empty] | Name of Substation:- 400KV S/s, Kashipur
Name of Division:- 400KV O&M Division, Kashipur | [7 empty] | Month of August-2025
SR. No. | Item Code | Item Description | Unit | Quantity |  |  |  |  | Book Value (In Rs.) | Total Amount (In Rs.)
|  |  |  | Useable | Unserviceable | Obsolete | Non-Moving | Scrap
1 | FF4F404003 | Nut bolt washer 16X40mm | Kg. | 8 |  |  |  |  | 206.5 | 1652
2 | HH4H405002 | 400KV male arm assembly | No. | 3 |  |  |  |  | 68653.02 | 205959.06
3 | HH4H403001 | 400KV earth rod and fixed contact | Set | 2 |  |  |  |  | 50561.17 | 101122.34
4 | HH4H405002 | Female arm 400KV | Set | 2 |  |  |  |  | 68653.02 | 137306.04
5 | JJ1J103013 | Overhauling Kit 145KV CB for 3 pole | No. | 1 |  |  |  |  | 100600 | 100600
6 | KK0K003001 | 132KV L.A. terminal | No. | 26 |  |  |  |  | 1293.75 | 33637.5
7 | VV2V204001 | Terminal connector 420KV HV bushing. | No. | 5 |  |  |  |  | 3232.48 | 16162.4
8 | VV2V204002 | Terminal connector 245KV LV bushing. | No. | 3 |  |  |  |  | 3126.92 | 9380.76
9 | VV4V402001 | WTI | No. | 2 |  |  |  |  | 64762.5 | 129525
10 | VV4V401001 | OTI | No. | 2 |  |  |  |  | 64762.5 | 129525
11 | OI | Earthing Rods 2500 X 20 mm | No. | 16 |  |  |  |  | 0 | 0
12 | OI | 400KV Single suspension fitting, hardware with single anchoring point and complete with all hardware accessories with suspension clamp, d-shackle, corona ring etc. suitable for twin ACSR Moose conductor with sub-conductor spacing of 450mm | [7 empty] | 0
|  | (a) With thorough type suspension clamp | No. | 1 |  |  |  |  | 0 | 0
|  | (b) With drop type clamp | No. | 2 |  |  |  |  | 0 | 0
13 | OI | 650mm long welding sleeves for Alumn. Tube 4S414 | No. | 3 |  |  |  |  | 0 | 0
14 | OI | 220KV Double Tension Fitting with double anchoring point and complete with all hardware accessories viz. tension clamp, d-shackle, corana ring etc. suitable for quad moose Conductor with sub-condutor spacing of 250mm | [7 empty] | 0
|  | (a) With turn buckle | No. | 2 |  |  |  |  | 0 | 0
|  | (b) Without turn buckle | No. | 2 |  |  |  |  | 0 | 0
15 | OI | Insulator hardware with double anchoring point and complete with all hardware accessories viz. tension clamp, d-shackle etc. suitable for single ACSR Moose Conductor | [7 empty] | 0
|  | (a) With turn buckle (Per Conductor) | No. | 1 |  |  |  |  | 0 | 0
|  | (b) Without turn buckle (Per Conductor) | No. | 1 |  |  |  |  | 0 | 0
16 | OI | 132KV terminal connector to suit for ACSR moose on C.T. & CVT | No. | 7 |  |  |  |  | 2265.45 | 15858.15
17 | OI | 420/215 KV system terminal connector to suit twin moose ACSR on CT | No. | 3 |  |  |  |  | 8512.5 | 25537.5
18 | OI | 420/215 KV system terminal connector to suit twin moose ACSR on CVT | No. | 20 |  |  |  |  | 4522.56 | 90451.2
19 | OI | Multifunction Timer for 132KV CB. | No. | 4 |  |  |  |  | 6810 | 27240
20 | OI | Single suspension fitting to suit for ACSR moose. | No. | 5 |  |  |  |  | 5731.75 | 28658.75
21 | OI | CVT connecter to suit for ACSR zebra / moose. | No. | 4 |  |  |  |  | 1816 | 7264
22 | OI | Double suspension fitting for twin moose. | No. | 7 |  |  |  |  | 15759.4 | 110315.8
23 | OI | 245KV Connector 4" Al. Tube to ACSR Moose. | No. | 8 |  |  |  |  | 3516.23 | 28129.84
24 | OI | 245KV Connector 4" Al. Tube to Isolator. | No. | 7 |  |  |  |  | 2551.48 | 17860.36
25 | OI | 245KV Connector Twin moose to Isolator. | No. | 8 |  |  |  |  | 3002.07 | 24016.56
26 | OI | 245KV Connector for ACSR Moose. | No. | 8 |  |  |  |  | 2947.56 | 23580.48
27 | OI | Terminal connector for Nuetral bushing. | No. | 4 |  |  |  |  | 1759.25 | 7037
28 | OI | 245KV connector Al tube to isolator (2500A) | No. | 4 |  |  |  |  | 9477.25 | 37909
29 | OI | 245KV connector Al tube to isolator (1600A) | No. | 3 |  |  |  |  | 10215 | 30645
30 | OI | 245KV connector Al tube to CB | No. | 2 |  |  |  |  | 9477.25 | 18954.5
31 | OI | Clamp 4" AL tube to BPI | No. | 2 |  |  |  |  | 1613.97 | 3227.94
32 | OI | 245KV isolator clamp(2500A) | No. | 5 |  |  |  |  | 2605.96 | 13029.8
33 | OI | 245KV isolator clamp(1600A) | No. | 3 |  |  |  |  | 4369.75 | 13109.25
34 | OI | 245KV clamp AL tube to Breaker | No. | 2 |  |  |  |  | 4644.42 | 9288.84
35 | OI | 245KV Twin moose clamp | No. | 4 |  |  |  |  | 4535.46 | 18141.84
36 | OI | 400KV Terminal Connector moose to moose | No. | 2 |  |  |  |  | 3847.65 | 7695.3
37 | OI | 400KV universal terminal connector twin moose to isolator | No. | 3 |  |  |  |  | 9080 | 27240
38 | OI | 400KV universal terminal connector twin moose to LA | No. | 2 |  |  |  |  | 8732.69 | 17465.38
39 |  | 400KV rigid terminal connector AL tube to CT | No. | 1 |  |  |  |  | 6806.59 | 6806.59
40 | OI | 400KV expen.terminal connector 4" AL tube to CB | No. | 3 |  |  |  |  | 10550.96 | 31652.88
41 | OI | 400KV rigid terminal connector 4" AL tube to isolator | No. | 3 |  |  |  |  | 6687.42 | 20062.26
42 | OI | Inter terminal connector 4" AL tube to twin moose | No. | 2 |  |  |  |  | 8853 | 17706
43 | OI | 245KV, 2000A male arm (PR Engg.make) | No. | 2 |  |  |  |  | 7377.5 | 14755
44 | OI | 245KV, 2000A female arm (PR Engg.make) | No. | 2 |  |  |  |  | 7945 | 15890
45 | OI | Discharge Counter | No. | 3 |  |  |  |  | 11066.2 | 33198.6
46 | OI | 400KV Terminal Connector CT | No. | 4 |  |  |  |  | 4408.25 | 17633
47 | OI | Buchholz relay with gas collection device | No. | 2 |  |  |  |  | 29143.12 | 58286.24
48 | OI | Expansion bellow 200N.B | No. | 2 |  |  |  |  | 14571.56 | 29143.12
49 | OI | Expansion bellow 80N.B | No. | 2 |  |  |  |  | 6476.25 | 12952.5
50 | OI | Universal connector 245KV quard moose | No. | 8 |  |  |  |  | 14140.75 | 113126
51 | OI | Rigid 4" Al. to isolator clamp | No. | 6 |  |  |  |  | 11152.3 | 66913.8
52 | OI | Male arm 245KV, 2500A | Set | 3 |  |  |  |  | 71133.6 | 213400.8
53 | OI | Female arm 245KV, 2500A | Set | 3 |  |  |  |  | 71133.6 | 213400.8
54 | OI | 400KV counter balance spring | No. | 5 |  |  |  |  | 2808 | 14040
55 | OI | 145KV counter balance spring | No. | 6 |  |  |  |  | 2808 | 16848
56 | OI | 245KV twin CT connector | No. | 4 |  |  |  |  | 19481.8 | 77927.2
57 | OI | Through type clamp | No. | 13 |  |  |  |  | 1693.3 | 22012.9
58 | OI | Flexible clamp for isolator | No. | 2 |  |  |  |  | 6413.3 | 12826.6
59 | OI | Transformer oil (209 letre per berral) | Berral | 2 |  |  |  |  | 15290.45 | 30580.9
60 | OI | 245KV inter connector to suit 4" IPS AL. tube to isolator (2500Amp.) with GI nut bolt | No. | 3 |  |  |  |  | 7142.54 | 21427.62
61 | OI | 245KV inter connector to suit 4" IPS AL. tube to isolator (1600Amp.) with GI nut bolt | No. | 8 |  |  |  |  | 3764.2 | 30113.6
62 | OI | 245KV universal type connector suit to twin moose to CT with GI nut bolt | No. | 7 |  |  |  |  | 4938.3 | 34568.1
63 | OI | 245KV Universal type connector suit to BPI to 4" Al.tube with circuit breaker with GI nut bolt | No. | 8 |  |  |  |  | 3221.4 | 25771.2
64 | OI | C-wegde connector for ACSR moose | No. | 188 |  |  |  |  | 1758.2 | 330541.6
65 | OI | 145KV transformer bushing connector suitable for ACSR moose conductor | No. | 3 |  |  |  |  | 5413.84 | 16241.52
66 | OI | 400KV female arm assembly | No. | 1 |  |  |  |  | 68653.02 | 68653.02
67 | OI | Rigid clamp of isolator | No. | 7 |  |  |  |  | 5515.32 | 38607.24
68 | OI | 420KV aluminium universal terminal connector | No. | 4 |  |  |  |  | 15190.14 | 60760.56
69 | OI | Flexible copper bond | No. | 3 |  |  |  |  | 1572.36 | 4717.08
70 |  | Control cable 14cx2.5sqmm. | Km. | 1 |  |  |  |  | 617394 | 617394
71 | OI | Ms round 40mm dia | MT. | 3 |  |  |  |  | 79251.38 | 237754.14
72 | OI | Expansion type terminacl connecotr 4" AL tube to isolator | No. | 4 |  |  |  |  | 17700 | 70800
73 | OI | 220V DC closing latch catch gear assembly | No. | 1 |  |  |  |  | 125438.72 | 125438.72
74 | OI | 220V DC close/trip electromagnet coil | No. | 6 |  |  |  |  | 12630.72 | 75784.32
75 | OI | SF-6 gas | Kg. | 3 |  |  |  |  | 3888.1 | 11664.3
76 | OI | 245KV (5Core) Current Transformer(1PH.) 1600/800/1A with junction box. | No. | 1 |  |  |  |  | 403307.41 | 403307.41
77 | OI | 400KV male arm assembly with corona ring. | No. | 3 |  |  |  |  | 107329.26 | 321987.78
78 | OI | 400KV female arm assembly with corona ring. | No. | 3 |  |  |  |  | 124014.46 | 372043.38
79 | OI | 145KV male and female arm assembly with corona ring. | No. | 1 |  |  |  |  | 143191.82 | 143191.82
80 | OI | 630A, 3P, ACB without release. | No. | 1 |  |  |  |  | 336292.92 | 336292.92
81 | OI | Exp. connector 4" AL tube to circuit breaker | No | 3 |  |  |  |  | 11440.1 | 34320.3
82 | OI | Refrigerent gas | Kg. | 14 |  |  |  |  | 2183 | 30562
83 | OI | Outdoor fan blade for 36TR chiller | No. | 1 |  |  |  |  | 11564 | 11564
84 | OI | PG clamp moose to moose with G.I. nut bolt washer | No. | 15 |  |  |  |  | 1922.22 | 28833.3
85 | OI | PG clamp panther to panther with G.I. nut bolt washer | No. | 11 |  |  |  |  | 1721.62 | 18937.82
86 | OI | PG clamp moose to panther with G.I. nut bolt washer | No. | 15 |  |  |  |  | 2015.44 | 30231.6
87 | OI | T-clamp for G-Nandy make 132KV isolator dia 20mm. with G.I. nut bolt washer | No. | 15 |  |  |  |  | 2179.46 | 32691.9
88 | OI | 160MVA transformer 33KV bushing | No. | 1 |  |  |  |  | 151882.81 | 151882.81
89 | OI | 160MVA transformer 220KV HV side bushing | No. | 1 |  |  |  |  | 468342 | 468342
90 | OI | 132KV LV side bushings (160MVA T/F) | No. | 1 |  |  |  |  | 304422.3 | 304422.3
91 | OI | Connector rigid type for CT | No. | 6 |  |  |  |  | 11446 | 68676
92 | OI | Connector rigid type for CVT/LA | No. | 4 |  |  |  |  | 11682 | 46728
93 | OI | SF-6 gas | Kg. | 30 |  |  |  |  | 3864.5 | 115935
94 | OI | 6CX2.5 Sqmm. Control cable | Km. | 1 |  |  |  |  | 321768.3 | 321768.3
95 | OI | 4CX2.5 Sqmm. Control cable | Km. | 0.85 |  |  |  |  | 231085.3 | 196422.505
96 | OI | Good quality silica gel blue | Kg. | 38 |  |  |  |  | 558.13 | 21208.94
97 | OI | Catch gear opening assembly | No. | 1 |  |  |  |  | 229211.85 | 229211.85
98 | OI | Closing latch assembly | No. | 2 |  |  |  |  | 231521.74 | 463043.48
99 | OI | Proximity switch | No. | 1 |  |  |  |  | 47286.53 | 47286.53
100 | OI | 245KV CT (old and used/Dismantle) | No. | 1 |  |  |  |  | 1000 | 1000
101 | OI | 400KV CVT (old and Used) | No. | 2 |  |  |  |  | 700 | 1400
102 | OI | 245 CT 1600/800/1Amp. (old and used oil sepage make Heptacare). | No. | 1 |  |  |  |  | 500 | 500
103 | OI | 245KV Capacitive voltage transformer(old &used ABB). | No. | 6 |  |  |  |  | 400 | 2400
104 | OI | 245KV CT 1000/500/1Amp. (old and used, ABB). | No. | 1 |  |  |  |  | 500 | 500
105 | OI | Chiller Pump 5HP (old and used) | No. | 1 |  |  |  |  | 1100 | 1100
106 | OI | 2V, 800Ah battery bank cell (old and used) | No. | 108 |  |  |  |  | 35 | 3780
107 | OI | ACB 1000Amp. LT panel (old and used) | No. | 3 |  |  |  |  | 2000 | 6000
108 | OI | ACB 630Amp. LT panel (old and used) | No. | 2 |  |  |  |  | 2000 | 4000
109 | OI | 145KV CT 1000/500/1 Amp. (old and used) | No. | 2 |  |  |  |  | 500 | 1000
110 | OI | 400KV CT 2000/1000/1 Amp. (old and used) | No. | 3 |  |  |  |  | 600 | 1800
111 | OI | Aluminium scrap male and female arm of isolator (old and used) | Kg. | 40 |  |  |  |  | 15 | 600
112 | OI | 245KV 1600/800/1Amp. (old and used) CT | No. | 3 |  |  |  |  | 500 | 1500
113 | OI | 245KV CVT (old and used) | No. | 3 |  |  |  |  | 400 | 1200
114 | OI | 245KV 1600/1000/1Amp. CT (old and used mkg bay) | No. | 3 |  |  |  |  | 500 | 1500
115 | OI | Isolator male and female melted assembly | Kg. | 60 |  |  |  |  | 15 | 900
116 | OI | 2V800Ah cell (old and used) B/B-II | No. | 108 |  |  |  |  | 35 | 3780
Total Useable | [9 empty] | 8508778.745
1 | OI | 145KV C.T. 1000/500/1A | No. |  |  | 6 |  |  | 106280 | 637680
2 | OI | Main-I numerical distance relay REL-521 | No. |  |  | 2 |  |  | 52000 | 104000
3 | OI | (Deformation in metal base) 245KV C.T. 100/500/1A | No. |  |  | 2 |  |  | 182280 | 364560
4 | OI | 245kV CT (tank Buging) 1600/800/1A | No. |  |  | 4 |  |  | 164640 | 658560
5 | OI | 400KV circuit breaker | No. |  |  | 8 |  |  | 438092.87 | 3504742.96
6 | OI | 245KV circuit breaker | No. |  |  | 7 |  |  | 208956.42 | 1462694.94
7 | OI | 245KV circuit breaker | No. |  |  | 1 |  |  | 155914 | 155914
8 | OI | 420KV isolator | No. |  |  | 5 |  |  | 131762.8 | 658814
9 | OI | 245KV isolator | No. |  |  | 7 |  |  | 49191.28 | 344338.96
10 | OI | 145KV isolator | No. |  |  | 8 |  |  | 32325.75 | 258606
11 | OI | 145KV C.T. 1000/500/1A | No. |  |  | 1 |  |  | 500 | 500
Total Obsolete | [9 empty] | 8150410.86
1 | OI | Lead acide battery T 800 P 2V. | No. |  |  |  |  | 8 | 35 | 280
2 | OI | Disk Insulator 70 KN | No. |  |  |  |  | 7 | 5 | 35
3 | OI | Molecular filter FOR SF6 Circuit Breaker | Set |  |  |  |  | 3 | 2 | 6
4 | OI | Contactor CA - 3 - 9C - 10, 220V DC | No. |  |  |  |  | 1 | 2 | 2
5 | OI | Operation Counter | No. |  |  |  |  | 2 | 1 | 2
6 | OI | Micro filter set | No. |  |  |  |  | 1 | 2 | 2
7 | OI | Rubber gas kit, O ring and sells complete | Set |  |  |  |  | 1 | 3 | 3
8 | OI | Molecular filter FOR SF6 Circuit Breaker | Set |  |  |  |  | 3 | 3 | 9
9 | OI | Auxiliary contact assembly | No. |  |  |  |  | 1 | 5 | 5
10 | OI | Operation counter | No. |  |  |  |  | 2 | 1 | 2
11 | OI | All types of coupling for SF6 gas | Set |  |  |  |  | 1 | 3 | 3
12 | OI | Rubber gas kit, O ring and sells complete | Set |  |  |  |  | 1 | 3 | 3
13 | OI | Molecular filter | Set |  |  |  |  | 3 | 2 | 6
14 | OI | Contactor 3 phase, 250V, 20Amp. | No. |  |  |  |  | 1 | 3 | 3
15 | OI | Operation Counter. | No. |  |  |  |  | 2 | 1 | 2
16 | OI | Auxiliary contact ( 1 No + 1 NC) | No. |  |  |  |  | 10 | 1 | 10
17 | OI | Auxiliary contact switch | No. |  |  |  |  | 3 | 3 | 9
18 | OI | Limit switch and auxiliary switch | Set |  |  |  |  | 1 | 2 | 2
19 | OI | Motor hosing varing assembly rusted | Set |  |  |  |  | 1 | 5 | 5
20 | OI | Auxiliary contact | No. |  |  |  |  | 1 | 1 | 1
21 | OI | MCB, 2 pole, 415/220V | No. |  |  |  |  | 1 | 2 | 2
22 | OI | MCB, 3 pole, 6 Amp. | No. |  |  |  |  | 1 | 2 | 2
23 | OI | MCB, 2 pole, 10 Amp. | No. |  |  |  |  | 1 | 2 | 2
24 | OI | Motor hosing assembly | Set |  |  |  |  | 1 | 5 | 5
25 | OI | Semaphore for isolator | No. |  |  |  |  | 2 | 2 | 4
26 | OI | Semaphore for earth switch | No. |  |  |  |  | 2 | 1 | 2
27 | OI | Filter capacitor | No. |  |  |  |  | 2 | 4 | 8
28 | OI | Potentio meter | No. |  |  |  |  | 2 | 10 | 20
29 | OI | Set of switches | Set |  |  |  |  | 2 | 3 | 6
30 | OI | Tap changer contact | Set |  |  |  |  | 2 | 20 | 40
31 | OI | Auxiliary contact set | Set |  |  |  |  | 1 | 3 | 3
32 | OI | 420KV surge counter | No. |  |  |  |  | 3 | 15 | 45
33 | OI | 245KV Surge counter | No. |  |  |  |  | 3 | 15 | 45
34 | OI | 145KV Surge Counter | No. |  |  |  |  | 3 | 15 | 45
35 | OI | Lead acid battery 900AH | No. |  |  |  |  | 1 | 35 | 35
36 | OI | DC Isolator switch of specification RPM2410CM, 25Amp. 440V (KAYCEE Make) | No. |  |  |  |  | 1 | 180 | 180
37 | OI | Voltmeter Selector Switch for 400,220&132 KV | No. |  |  |  |  | 1 | 90 | 90
38 | OI | Set of Wound Resistor | Set |  |  |  |  | 2 | 10 | 20
39 | OI | Condensor Fan Motor | No. |  |  |  |  | 1 | 500 | 500
40 | OI | Lead acid battery 12 volt | No. |  |  |  |  | 10 | 250 | 2500
41 | OI | LZ 96 Distance Relay | No. |  |  |  |  | 2 | 2500 | 5000
42 | OI | Empty SF-6 Gas Cylinder (gas capacity 40 Kg.) | Kg. |  |  |  |  | 160 | 10 | 1600
43 | OI | Aluminium scrap 400/220/132KV Isulator Arm (400KV isolator arm) | Kg. |  |  |  |  | 140 | 15 | 2100
44 | OI | 145KV CT 1000/500/1 Amp. | No. |  |  |  |  | 1 | 500 | 500
45 | OI | Lead acide battery T 800 P 2V. | No. |  |  |  |  | 4 | 35 | 140
46 | OI | Lead acide battery T 900 P 2V. | No. |  |  |  |  | 2 | 35 | 70
47 | OI | Pole street light | Kg. |  |  |  |  | 136 | 2.5 | 340
48 | OI | 145KV CT 1000/500/1 Amp. | No. |  |  |  |  | 2 | 500 | 1000
49 | OI | Compressor capacity 12Ton | No. |  |  |  |  | 3 | 1500 | 4500
50 | OI | 196KV LA | No. |  |  |  |  | 3 | 8531.73 | 25595.19
51 | OI | 245KV CVT (old and used) defective | No. |  |  |  |  | 1 | 400 | 400
Total Scrap...…... | [9 empty] | 45189.19
Total Obsolete... | [9 empty] | 8150410.86
Total Useable….. | [9 empty] | 8508778.745
Grand Total (Useable+Obsolete+Scrap) | [9 empty] | 16704378.795
Format of Monthly Inventory for Uploading on PTCUL Website
Umesh Kumar Junior Engineer (Line) 132KV S/S Kashipur
Name of Circle/ Zone:- |  |  | 400KV(O&M)Kashipur |  |  |  | Name of Substation |  | 132KV S/SKashipur
Name of Division |  |  | 132KV(O&M)Div Kashipur |  |  |  | Month of |  | 2025-08-01
SR. No. | Item Code | item Description | Unit |  | Quantity |  |  |  | Book Value per unit | Total Cost
|  |  |  | Useable | Unserviceable | Obsolete | Non-Moving | Scrap
1 | FF3F302001 | Tower part banded (Old and Used) | MT. | 7.095 | 0 | 0 | 0 | 0 | 24000 | 170280
2 | FF2F207036 | Template for 'A' Type Tower (Incomplete) | No. | 0 | 0 | 0 | 0 | 1 | 100 | 100
3 |  | Scrap of rusted Tower Part | MT. | 0 | 0 | 0 | 0 | 0.205 | 10000 | 2050
4 | II8I804005 | Suspension single fitting for Panther | No. | 34 | 0 | 0 | 0 | 0 | 60 | 2040
5 | II0I004001 | 70 KN Disc insulator (B&S) | No. | 26 | 0 | 0 | 0 | 0 | 281 | 7306
6 | FF2F207038 | Template for B Type Tower | M.T | 0 | 0 | 0 | 0 | 0.844 | 54161 | 45711.884
7 | FF2F207040 | Template for C Type Tower | M.T | 0 | 0 | 0 | 0 | 1.008 | 54161 | 54594.288
8 | II5I502004 | Repair Sleeve for panther | No. | 8 | 0 | 0 | 0 | 0 | 484.65 | 3877.2
9 | II5I501004 | Mid Span Joint for Panther | No. | 3 | 0 | 0 | 0 | 0 | 1150.8 | 3452.4
10 | II8I801005 | Single Tension Fitting for panther | Sets | 20 |  |  |  |  | 7003.3 | 140066
11 |  | Vibration Damper | No | 50 |  |  |  |  | 1829 | 91450
12 | II5I501009 | (B)Mid Span Joint for 7/10SWG Earth Wire | No. | 7 | 0 | 0 | 0 | 0 | 590 | 4130
13 | II8I801010 | (A) Tension fitting for GS earth wire 7/10SWG or 7/3.15mm. | set | 8 | 0 | 0 | 0 | 0 | 1739.32 | 13914.56
14 | II8I801010 | (B) Tension fitting for GS earth wire 7/10SWG or 7/3.15mm. |  | 8 | 0 | 0 | 0 | 0 | 1622.5 | 12980
15 | II8I804010 | (A)Suspension fitting for GS earth wire 7/10SWG or 7/3.15mm. | set | 7 | 0 | 0 | 0 | 0 | 1739.32 | 12175.24
16 | II8I804010 | (B)Suspension fitting for GS earth wire 7/10SWG or 7/3.15mm. | set | 5 | 0 | 0 | 0 | 0 | 1864.4 | 9322
17 | II5I502009 | Repair Sleeve for earth wire 7/10SWG or 7/3.15mm | Nos | 4 | 0 | 0 | 0 | 0 | 626.58 | 2506.32
18 |  | Steel pilot wire | Mtr. | 155 | 0 | 0 | 0 | 0 | 20 | 3100
19 |  | 7/10SWG damage /rusted broken earth wire | Kg | 0 | 0 | 0 | 0 | 1439.26 | 10 | 14392.6
20 |  | 7/10SWG earth wire | Km | 1.46 | 0 | 0 | 0 | 0 | 78735.5 | 114953.83
21 |  | C-Wedge clamp (Panther to Panther) | No | 8 | 0 | 0 | 0 | 0 | 3770.1 | 30160.8
22 |  | Tower GI nut&bolt(3/4X5/8) | Kg | 20 | 0 | 0 | 0 | 0 | 348.1 | 6962
23 | II8I802005 | Double tension fitting for ACSR panther(Incomplete) | Set | 0 | 0 | 0 | 0 | 6 | 4965.62 | 29793.72
[7 empty] | Total(Useable+Scrap) |  |  | 775318.842
T&P Items
Sr. No. | Item Code | item Description | Unit |  | Quantity |  |  |  | Book Value per unit | Total Cost
|  |  |  | Useable/Qty | Unserviceable | Obsolete | Non-Moving | Scrap
1 |  | Hydraulic compressor of 100 Ton,portable,hand operated completed with accessories/tools. | No | 1 |  |  |  |  | 82718 | 82718
2 |  | Compressor die sets suitable for jointing ACSR panther Conductor(Aluminium portion) | Set | 1 |  |  |  |  | 11782.3 | 11782.3
3 |  | Compressor die sets suitable for jointing ACSR panther Conductor(Steel portion) | Set | 1 |  |  |  |  | 11782.3 | 11782.3
4 |  | Compressor die sets suitable for jointing ACSR ZebraConductor(Aluminium portion) | Set | 1 |  |  |  |  | 13623.1 | 13623.1
5 |  | Compressor die sets suitable for jointing ACSR MooseConductor(Aluminium portion) | Set | 1 |  |  |  |  | 14803.1 | 14803.1
6 |  | 12mm steelrope drum of 200mtr long | No | 1 |  |  |  |  | 29441 | 29441
7 |  | Single sheave pulley open type of 5 ton capacity. | No | 2 |  |  |  |  | 3127 | 6254
8 |  | Double sheave pulley 5 ton capacity | No | 1 |  |  |  |  | 4071 | 4071
9 |  | Hydraulic conductor cutter | No | 1 |  |  |  |  | 31978 | 31978
10 |  | Bolted type come along clamp, 7 bolts for ACSR Zebra Conductor | No | 4 |  |  |  |  | 4661 | 18644
11 |  | Bolted type come along clamp, 7 bolts for ACSR Panther Conductor | No | 2 |  |  |  |  | 4661 | 9322
12 |  | Come along clamp 3 bolted type suitable for 7/10 SWG earth wire. | No | 2 |  |  |  |  | 2265.6 | 4531.2
13 |  | Four Sheave sagging pulley 10 Ton Capacity. | No | 2 |  |  |  |  | 7599.2 | 15198.4
14 |  | Sling 18mm 10MTR | No | 2 |  |  |  |  | 4082.8 | 8165.6
15 |  | Sling 18mm 5 MTR | No | 5 |  |  |  |  | 2631.4 | 13157
16 |  | D-Shackle 4.75 Ton | No | 6 |  |  |  |  | 407.1 | 2442.6
17 |  | Safety belt full body safety harness PN42(01 reputed make like karam etc.) | No | 5 |  |  |  |  | 4436.8 | 22184
18 |  | Poly amide or Braided white nylon rope 14mm | Mtr | 130 |  |  |  |  | 1270.86 | 165211.8
19 |  | Chain Shackle 10Ton Chain pulley block 3 MTR | No | 2 |  |  |  |  | 38768.9 | 77537.8
20 |  | Chain Shackle 2 Ton Chain pulley block 3 MTR | No | 1 |  |  |  |  | 12059.6 | 12059.6
[9 empty] | Total | 554906.8
Format of Monthly Inventory for Uploading on PTCUL Website
Name of Circle/ Zone:-400kv o&m circle Kashipur | [6 empty] | Name of Substation |  |  | 132kv s/s Bazpur
Name of Division 132 KV O&M Div. PTCUL KASHIPUR | [6 empty] | Stock Inventory for the Month of August.2025
SR. No. | Item Code | item Description | Unit | Quantity | [5 empty] | Book Value
|  |  |  | Useable | Unserviceable | Obsolete | Non-Moving | Scrap | Unit Rate
1 | II5I502005 | Double Tention fitting for panther conductor. | Set | 4 |  |  |  |  | 3230 | 12920
2 | II3I305004 | Armour rod for panther conductor. | Set | 3 |  |  |  |  | 910 | 2730
3 | II3I308001 | Bird Guard. | No. | 58 |  |  |  |  | 410 | 23780
4 | II3I301004 | Mid span joint for panther conductor. | No. | 16 |  |  |  |  | 510 | 8160
5 | II3I302004 | Ropier slave for panther conductor. | No. | 2 |  |  |  |  | 185 | 370
6 |  | Pilot Fitting for 70 KN Disc Insulator. | Nos. | 3 |  |  |  |  | 225 | 675
7 | II3I302004 | Repair sleeve for panther conductor. | Nos. | 2 |  |  |  |  | 210 | 420
8 | FF0F013001 | A' Normal Tower. | KG | 379 |  |  |  |  | 66.2 | 25089.8
9 |  | 120 KN Disc Insulator. | No | 32 |  |  |  |  | 120 | 3840
10 |  | ACSR Panther conductor old & used. | KM | 0.87 |  |  |  |  | 18000 | 15660
11 |  | Single tension fitting suitable for panther conductor. | Nos. | 8 |  |  |  |  | 3376.63 | 27013.04
12 |  | Repair sleeve. | Nos. | 1 |  |  |  |  | 900 | 900
13 |  | Single tension fitting suitable for panther conductor. | Nos. | 12 |  |  |  |  | 7003.3 | 84039.6
14 |  | single Suspension fitting suitable for panther conductor. | Nos. | 12 |  |  |  |  | 5835.1 | 70021.2
15 |  | Repair sleeve suitable for ACSR panther conductor. | Nos. | 12 |  |  |  |  | 690.3 | 8283.6
16 |  | Repair sleeve suitable for GS earth wire 7/10 SWG. | Nos. | 8 |  |  |  |  | 672.6 | 5380.8
17 |  | GI hanger as per sample. | Nos. | 8 |  |  |  |  | 2171.2 | 17369.6
18 |  | Vibration damper suitable for ACSR Panther conductor. | Nos. | 8 |  |  |  |  | 1823.1 | 14584.8
19 |  | vibration damper suitable for GS earth wire 7/10 SWG. | Nos. | 6 |  |  |  |  | 1085.6 | 6513.6
20 |  | Tension fitting suitable for GS Earth 7/10 SWG. | Nos. | 8 |  |  |  |  | 1616.6 | 12932.8
21 |  | Suspension fitting suitable for GS earth wire 7/10SWG. | Nos. | 8 |  |  |  |  | 1858.5 | 14868
22 |  | 70KN Standard Disc insulator suitable for Panther conductor. | No | 34 |  |  |  |  | 1327.5 | 45135
[7 empty] | Total |  |  | 400686.84
Scrap
SR. No. | Item Code | item Description | Unit | Quantity | [5 empty] | Book Value
|  |  |  | Useable | Unserviceable | Obsolete | Non-Moving | Scrap
1 |  | Earth wire old & used,rusted and deteriorated | KG |  |  |  |  | 410 | 35 | 14350
2 |  | 70KN Disc insulator ( Damaged , old & used) | No |  |  |  |  | 36 | 100 | 3600
[7 empty] | Total |  |  | 17950
|  | JE Name |  |  | AE Name |  |  |  |  | EE Name
Name of Zone -Kumoun Zone | [5 empty] | stock | STOCK |  |  |  |  | For the Month of August -2025
Name of Circule -Kashipur Circle
Name of Division -132 KV O&M Division Kashipur
Name of Sub- Station -132 KV S/S Ramnagar
S. No. | Item code | Name of Item | Unit | Unit rate in Rs. | Useable |  | Unserviceable |  | Non-Moving |  | Obsolete |  | Scrap |  | Total Inventory Amt.
[5 empty] | Qty. | Total Amount in Rs. | Qty. | Total Amount in Rs. | Qty. | Total Amount in Rs. | Qty. | Total Amount in Rs. | Qty. | Total Amount in Rs.
1 |  | ACSR Panther Conductor | Mtr | 80 | 98 | 7840 |  | 0 |  | 0 |  | 0 | 0 | 0 | 7840
2 |  | ACSR Zebra Conductor | Mtr | 85 | 34 | 2890 |  | 0 |  | 0 |  | 0 | 0 | 0 | 2890
3 |  | ACSR Tarantula Conductor | Mtr | 257 | 41 | 10537 |  | 0 |  | 0 |  | 0 | 0 | 0 | 10537
4 |  | Empty Drum | No. | 350 | 8 | 2800 |  | 0 |  | 0 |  | 0 | 0 | 0 | 2800
5 |  | 36 mm MS Round | Kg | 19.6 | 718 | 14072.8 |  | 0 |  | 0 |  | 0 | 0 | 0 | 14072.8
6 |  | SP-45 Old steel pole | No. | 2000 | 1 | 2000 |  | 0 |  | 0 |  | 0 | 0 | 0 | 2000
7 |  | Gal. S/S strecture ATM | Kg | 28.74 | 2465 | 70844.1 |  | 0 |  | 0 |  | 0 | 0 | 0 | 70844.1
8 |  | Gal. S/S strecture AXM | Kg | 28.74 | 1119.65 | 32178.741 |  | 0 |  | 0 |  | 0 | 0 | 0 | 32178.741
9 |  | Gal. S/S strecture BTM | Kg | 28.74 | 2903.705 | 83452.4817 |  | 0 |  | 0 |  | 0 | 0 | 0 | 83452.4817
10 |  | Gal. S/S strecture CCM | Kg | 28.74 | 354.23 | 10180.5702 |  | 0 |  | 0 |  | 0 | 0 | 0 | 10180.5702
11 |  | 95mm2 ,3 1/2 Al. Cable | Mtr | 250 | 38 | 9500 |  | 0 |  | 0 |  | 0 | 0 | 0 | 9500
12 |  | Control Cable 6x2.5mm2 | Mtr | 132.75 | 57 | 7566.75 |  | 0 |  | 0 |  | 0 | 0 | 0 | 7566.75
13 |  | OSR relay suitable for NGEF make 20 MVA T/f | No. | 11917.5 | 1 | 11917.5 |  | 0 |  | 0 |  | 0 | 0 | 0 | 11917.5
14 |  | Fired C-Wedge clamp suitable for Panther to Panther | No. | 1912.48 | 18 | 34424.64 |  | 0 |  | 0 |  | 0 | 0 | 0 | 34424.64
15 |  | 33 KV CT(200-100/1A) old and used | No. | 12100 | 2 | 24200 |  | 0 |  | 0 |  | 0 | 0 | 0 | 24200
16 |  | Trip coil 110 Vsuitable for CGL make 132 KV Circuit Breader | No. | 2815 | 2 | 5630 |  | 0 |  | 0 |  | 0 | 0 | 0 | 5630
17 |  | PG Clamp Zebra to Zebra | No. | 1123.6 | 3 | 3370.8 |  | 0 |  | 0 |  | 0 | 0 | 0 | 3370.8
18 |  | Eye bolt suitable for 33 KV BHEL make VCB Circuit breaker. | No. | 519.8 | 5 | 2599 |  | 0 |  | 0 |  | 0 | 0 | 0 | 2599
19 |  | 2.5mm2x2 core control cable | Km. | 81207 | 0.465 | 37761.255 |  | 0 |  | 0 |  | 0 | 0 | 0 | 37761.255
20 |  | 2.5mm2x4 Core Control Cable | Km. | 140002.3 | 0.3 | 42000.69 |  | 0 |  | 0 |  | 0 | 0 | 0 | 42000.69
21 |  | 36 KV PT with 0.2 S Accuracy class | No. | 47790 | 0 | 0 |  | 0 |  | 0 |  | 0 | 0 | 0 | 0
22 |  | 132KV CT 1 Phase Heptacare Power (PSDF) | No. | 179286.22 | 1 | 179286.22 |  | 0 |  | 0 |  | 0 | 0 | 0 | 179286.22
23 |  | Blades for 33 KV isolator | No. | 3825 | 7 | 26775 |  | 0 |  | 0 |  | 0 | 0 | 0 | 26775
24 |  | Tension fitting | No. | 900 | 10 | 9000 |  | 0 |  | 0 |  | 0 | 0 | 0 | 9000
25 |  | Old used and defective 33 KV CT 3Core 400/200/1A Hepta Care | No. | 1500 | 0 | 0 | 1 | 1500 |  | 0 |  | 0 | 0 | 0 | 1500
26 |  | GI foundation Anchor bolt (size 28 mm) | No. | 1041.87 | 20 | 20837.4 |  | 0 |  | 0 |  | 0 | 0 | 0 | 20837.4
27 |  | GI foundation Anchor bolt (size32 mm) | No. | 1095.16 | 10 | 10951.6 |  | 0 |  | 0 |  | 0 | 0 | 0 | 10951.6
28 |  | 33 KV Lightning arrestor with all accessories and surge counter | No. | 32915 | 2 | 65830 |  | 0 |  | 0 |  | 0 | 0 | 0 | 65830
29 |  | Complete damage 145 KV CT | No. | 5000 | 0 | 0 |  | 0 |  | 0 |  | 0 | 1 | 5000 | 5000
30 |  | Old & Used damaged of 3 core 33 KV CT | No | 1000 | 0 | 0 |  | 0 |  |  |  |  | 1 | 1000 | 1000
31 |  | Old used and damaged battery bak of 110 Volt | Set | 27500 | 0 | 0 |  | 0 |  | 0 |  | 0 | 1 | 27500 | 27500
32 |  | Old used & damaged exghaust fan of 18" size | No. | 1000 | 2 | 2000 |  | 0 |  | 0 |  | 0 | 0 | 0 | 2000
33 |  | Old used and damaged battery Cell of 2 Volt 300 Ah | No. | 500 | 0 | 0 |  | 0 |  | 0 |  | 0 | 5 | 2500 | 2500
34 |  | Auxllary contractor operating 110 Volt DC | No. | 2940.56 | 2 | 5881.12 |  | 0 |  | 0 |  | 0 | 0 | 0 | 5881.12
35 |  | Zebra to Panther Clamp | No. | 1177.64 | 2 | 2355.28 |  | 0 |  | 0 |  | 0 | 0 | 0 | 2355.28
36 |  | Control Cable 2.5 Sqmmx6 Core | Mtr. | 197.53 | 200 | 39506 |  | 0 |  | 0 |  | 0 | 0 | 0 | 39506
37 |  | Control Cable armoed 2.5 Sqmmx10 Core | Mtr. | 238.1965 | 160 | 38111.4432 |  | 0 |  | 0 |  | 0 | 0 | 0 | 38111.4432
38 |  | Transformer oil (209 letre per berrel ) | Berrel | 73.16 | 824 | 60283.84 |  | 0 |  | 0 |  | 0 | 0 | 0 | 60283.84
39 | * | 36 KV CT (3 Core) (1 Phase) 400/200/1 A, 0.2s accuracy | No. | 58823 | 1 | 58823 |  | 0 |  | 0 |  | 0 | 0 | 0 | 58823
40 |  | HV Bushing Clamp for 40 MVA/20MVA T/Fas per sample | No, | 1321.6 | 2 | 2643.2 |  | 0 |  | 0 |  | 0 | 0 | 0 | 2643.2
41 |  | HLVBushing Clamp for 40 MVA/20MVA T/Fas per sample | No. | 1144.6 | 2 | 2289.2 |  | 0 |  | 0 |  | 0 | 0 | 0 | 2289.2
42 |  | 2.5 mm2* 4core control cable in piesces | Mtr | 10 | 300 | 3000 |  | 0 |  | 0 |  | 0 | 0 | 0 | 3000
43 |  | 2.5 mm2*10 core control cable inpisces | Mtr | 15 | 100 | 1500 |  | 0 |  | 0 |  | 0 | 0 | 0 | 1500
44 |  | 132 Kv CT 200/100/1 A. Old &Used | No. | 12000 | 1 | 12000 |  | 0 |  | 0 |  | 0 | 0 | 0 | 12000
45 |  | 132 KV LA Old & Used | No. | 6000 | 1 | 6000 |  | 0 |  | 0 |  | 0 | 0 | 0 | 6000
46 |  | 33 KV CT 800/400/200/1A . Old & Used | No. | 6000 | 2 | 12000 |  | 0 |  | 0 |  | 0 | 0 | 0 | 12000
47 |  | 33 Kv LA Old & Used | No. | 4000 | 2 | 8000 |  | 0 |  | 0 |  | 0 | 0 | 0 | 8000
48 |  | 33 KV PT | No. | 55501.5 | 0 | 0 |  | 0 |  | 0 |  | 0 | 0 | 0 | 0
49 |  | 33 KV LA Damaged | NO. | 500 | 0 | 0 |  | 0 |  | 0 |  | 0 | 1 | 500 | 500
50 |  | Multi Standred copper Control Cable (Armoured)2x2.5mm2 | Kms. | 76086.4 | 3 | 228259.2 |  | 0 |  | 0 |  | 0 | 0 | 0 | 228259.2
51 |  | Multi Standred copper Control Cable (Armoured)4x2.5mm2 | Kms. | 127907.66 | 7.946 | 1016354.2664 |  | 0 |  | 0 |  | 0 | 0 | 0 | 1016354.2664
52 |  | Multi Standred copper Control Cable (Armoured)6x2.5mm2 | Kms. | 165710.46 | 1.491 | 247074.2959 |  | 0 |  | 0 |  | 0 | 0 | 0 | 247074.2959
53 |  | Multi Standred copper Control Cable (Armoured)10x2.5mm2 | Kms. | 263266.31 | 3.489 | 918536.1556 |  | 0 |  | 0 |  | 0 | 0 | 0 | 918536.1556
54 |  | Old used and defective 132 KV CVT | No. | 12500 | 0 | 0 |  | 0 |  | 0 |  | 0 | 3 | 37500 | 37500
55 |  | New SF-6 Gas cylinder | Kg. | 6454.6 | 30 | 193638 |  | 0 |  | 0 |  | 0 | 0 | 0 | 193638
56 | 1 | 40 MVA T/F HV SideBushing Terminal ConnectorFor ACSR Panthor Conductor | No. | 2653.82 | 2 | 5307.64 |  | 0 |  | 0 |  | 0 | 0 | 0 | 5307.64
57 | 2 | 40 MVA T/F LV SideBushing Terminal ConnectorFor ACSR Panthor Conductor | No. | 2653.82 | 4 | 10615.28 |  | 0 |  | 0 |  | 0 | 0 | 0 | 10615.28
58 | 3 | 20 MVA T/F HV SideBushing Terminal ConnectorFor ACSR Panthor Conductor | No. | 2653.82 | 3 | 7961.46 |  | 0 |  | 0 |  | 0 | 0 | 0 | 7961.46
59 | 4 | 20 MVA T/F LV SideBushing Terminal ConnectorFor ACSR Panthor Conductor | No. | 2653.82 | 2 | 5307.64 |  | 0 |  | 0 |  | 0 | 0 | 0 | 5307.64
60 | 5 | 33 KV Isolator Connector For ACSR Panthor conductor | No. | 2581.84 | 3 | 7745.52 |  | 0 |  | 0 |  | 0 | 0 | 0 | 7745.52
61 | 6 | 33 KV Isolator Connector For ACSR Zebra conductor | No. | 2581.84 | 1 | 2581.84 |  | 0 |  | 0 |  | 0 | 0 | 0 | 2581.84
62 | 7 | 33 KV Circuit Breaker Terminal Connector For ACSR Panthor conductor | No. | 2571.22 | 4 | 10284.88 |  | 0 |  | 0 |  | 0 | 0 | 0 | 10284.88
63 | 8 | 33 KV Circuit Breaker Terminal Connector For ACSR Zebra conductor | No. | 2571.22 | 2 | 5142.44 |  | 0 |  | 0 |  | 0 | 0 | 0 | 5142.44
64 | 9 | 33 KV main bus clamp For ACSR Taramtulla to Panthor conductor | No. | 2653.82 | 4 | 10615.28 |  | 0 |  | 0 |  | 0 | 0 | 0 | 10615.28
65 | 10 | 33 KV main bus clamp For ACSR Taramtulla to zebra conductor | No. | 2653.82 | 2 | 5307.64 |  | 0 |  | 0 |  | 0 | 0 | 0 | 5307.64
66 | 11 | 33 KV Main bus Isolator Connector For ACSR taramtula conductor | No. | 2653.82 | 1 | 2653.82 |  | 0 |  | 0 |  | 0 | 0 | 0 | 2653.82
67 | 12 | Terminal connector for 132 KV CGL make C.B | No. | 2742.32 | 2 | 5484.64 |  | 0 |  | 0 |  | 0 | 0 | 0 | 5484.64
68 | 13 | Terminal connector for 132 KV C.B | No. | 2742.32 | 2 | 5484.64 |  | 0 |  | 0 |  | 0 | 0 | 0 | 5484.64
69 | 14 | Terminal connector for 132 KV CVT | No. | 2742.32 | 2 | 5484.64 |  | 0 |  | 0 |  | 0 | 0 | 0 | 5484.64
70 | 15 | Terminal connector required for HV Bushing of 20 MVA T/F | No. | 2938.2 | 2 | 5876.4 |  | 0 |  | 0 |  | 0 | 0 | 0 | 5876.4
71 | 16 | Terminal connector required for LV Bushing of 20 MVA T/F | No. | 2348.2 | 2 | 4696.4 |  | 0 |  | 0 |  | 0 | 0 | 0 | 4696.4
72 | 17 | Terminal connector required for HV Bushing of 40 MVA T/F | No. | 3534.1 | 2 | 7068.2 |  | 0 |  | 0 |  | 0 | 0 | 0 | 7068.2
73 | 18 | Terminal connector required for LV Bushing of 40 MVA T/F | No. | 2938.2 | 2 | 5876.4 |  | 0 |  | 0 |  | 0 | 0 | 0 | 5876.4
74 | 19 | Terminal connector for 33 KV Circuit Breaker | No. | 3534.1 | 1 | 3534.1 |  | 0 |  | 0 |  | 0 | 0 | 0 | 3534.1
75 | 21 | CRC Standred Size | No. | 590 | 2 | 1180 |  | 0 |  | 0 |  | 0 | 0 | 0 | 1180
76 | 22 | Contactor 110 V DC for 132 KV Circuit Breaker | No. | 3829.1 | 2 | 7658.2 |  | 0 |  | 0 |  | 0 | 0 | 0 | 7658.2
77 | 23 | Contactor 110 V DC for 33 KV Circuit Breaker | No. | 2944.1 | 2 | 5888.2 |  | 0 |  | 0 |  | 0 | 0 | 0 | 5888.2
78 | 24 | Contractor for fan control of 40 MVA T/F | No. | 5888.2 | 2 | 11776.4 |  | 0 |  | 0 |  | 0 | 0 | 0 | 11776.4
79 | 25 | MCB Single Pole 32 Amp | No. | 330.4 | 6 | 1982.4 |  | 0 |  | 0 |  | 0 | 0 | 0 | 1982.4
80 | 26 | MCB Three Pole 32 Amp | No. | 997.1 | 9 | 8973.9 |  | 0 |  | 0 |  | 0 | 0 | 0 | 8973.9
81 | 27 | HRC Fuse 2 Amp | No. | 34.22 | 10 | 342.2 |  | 0 |  | 0 |  | 0 | 0 | 0 | 342.2
82 | 28 | HRC Fuse 4 Amp | No. | 46.02 | 10 | 460.2 |  | 0 |  | 0 |  | 0 | 0 | 0 | 460.2
83 | 29 | HRC Fuse 10 Amp | No. | 57.82 | 10 | 578.2 |  | 0 |  | 0 |  | 0 | 0 | 0 | 578.2
84 | 30 | HRC Fuse 16 Amp | No. | 69.62 | 10 | 696.2 |  | 0 |  | 0 |  | 0 | 0 | 0 | 696.2
85 | 32 | Contactor 110 V DC for 132 KV Circuit Breaker | No. | 1528.1 | 2 | 3056.2 |  | 0 |  | 0 |  | 0 | 0 | 0 | 3056.2
86 | 33 | Multi Stand 2.5 mm Sqr Copper wire of different colour | No. | 53.1 | 350 | 18585 |  | 0 |  | 0 |  | 0 | 0 | 0 | 18585
87 |  | 33KV LA(OLD & USED) | No. | 5000 | 4 | 20000 |  | 0 |  | 0 |  | 0 | 0 | 0 | 20000
88 |  | ACSR Panthor conductor | Mtr | 20 | 0 | 0 |  | 0 |  | 0 |  | 0 | 15 | 300 | 300
89 |  | ACSR Zebra conductor | Mtr | 30 | 0 | 0 |  | 0 |  | 0 |  | 0 | 12 | 360 | 360
90 |  | Silika Gel | Kg | 375.24 | 135 | 50657.4 |  | 0 |  | 0 |  | 0 | 0 | 0 | 50657.4
91 |  | 145 KV CVT(Single Phase)Of Accurecy Class 0.2S( Without Juntion Box) | NO | 395819.2 | 3 | 1187457.6 |  | 0 |  | 0 |  | 0 | 0 | 0 | 1187457.6
92 |  | 145 KV CT400/ 200/ 100/1A Damaged (Received back) | No | 2500 | 0 | 0 | 0 | 0 |  | 0 |  | 0 | 1 | 2500 | 2500
93 |  | CT Clamp (Old & Used) Receive back | No. | 500 | 2 | 1000 |  | 0 |  | 0 |  | 0 | 0 | 0 | 1000
94 |  | 33 KV PT Damaged | No | 1000 | [8 empty] | 1 | 1000 | 1000
[6 empty] | 5024022.5089 |  | 1500 |  | 0 |  | 0 | 0 | 78160 | 5103682.5089
[6 empty] | Total Amt. of Useable |  | Total Amt. of Unserviceable |  | Total Amt. of Non. Moving |  | Total Amt. of obsolete |  | Total Amt. of Scrap | Total Inventory Amt.
[5 empty] | Total Usable | 4844736.2889 | [5 empty] | Singnature of J.E. |  |  | 1925-07-31
[12 empty] | Singnature of A.E. |  |  | Date:-
Format of Monthly Inventory for uploading on PTCUL Website
Name of circle /Zone-Kashipur/Kumaon |  |  |  |  | Name of substation- 132 KV S/S Ramnagar
Name of Division-Kashipur | [6 empty] | M/O August - 2025
LINE |  | STOCK |  | Quantity
Sl No. | Item Code | Item Description | Unit | Usable | Un serviceable | Obsolete | Non moving | Scrap | Rate | Amount | Book Value (Total)
1 | AA0A005001 | ACSR Panther Conductor | Mtr. | 210 |  |  |  |  | 80 | 16800 | 16800
2 |  | G.I Hanger | No. | 29 |  |  |  |  | 787.5 | 22837.5 | 22837.5
3 |  | Repair Sleeve | No. | 20 |  |  |  |  | 900 | 18000 | 18000
4 |  | Single Tension fitting suitable for Panther Conductor | No. | 15 |  |  |  |  | 3376.63 | 50649.45 | 50649.45
5 | II1I105001 | PG Clamp P TO P | No. | 55 |  |  |  |  | 1189.48 | 65421.4 | 65421.4
6 |  | Fired C-Wedge Clamp | No. | 11 |  |  |  |  | 1912.48 | 21037.28 | 21037.28
7 |  | ACSR Panther Conductor | Mtr. | 500 |  |  |  |  | 135 | 67500 | 67500
8 |  | ACSR Panthor Conductor | Kg | 334 |  |  |  | 0 | 50 | 16700 | 16700
9 |  | Disc Insulator 70KN | Nos | 1 |  |  |  | 0 | 10 | 10 | 10
10 |  | Suspension hardware Fitting | Nos | Nil |  |  |  | 3 | 100 | 300 | 300
11 |  | MID SPAN COMPRESSION JOINT FOR ACSR PANTHER CONDUCTOR | Nos | 15 |  |  |  | 0 | 870.84 | 13062.6 | 13062.6
12 |  | MID SPAN COMPRESSION JOINT FOR EARTH CONDUCTOR (7/10 SWG) | Nos | 10 |  |  |  | 0 | 421.26 | 4212.6 | 4212.6
13 |  | 120 KN STANDARD DISC INSULATOR | Nos | 54 |  |  |  | 0 | 1090.32 | 58877.28 | 58877.28
14 |  | 120 KN Disc Insulator (old & used) | Nos |  |  |  |  | 1120 | 12 | 13440 | 13440
15 |  | 70 KN Disc Insulator (old & used) | Nos |  |  |  |  | 477 | 10 | 4770 | 4770
16 |  | Earth Wire (old & used) | KG |  |  |  |  | 2063.6 | 25 | 51590 | 51590
[10 empty] | 425208.11 | 425208.11
|  | TOTAL- | [6 empty] | 425208.11
Name of Zone: Kumoun Zone | [6 empty] | Month |  | 2025-08-01
Name of Circle: Kashipur
Name of Division:- 220 KV O&M Division Mahuakheraganj
Name of Substation:- 220 KV Substation Mahuakheraganj
S. No. | Item code | Name of Item | Unit | Unit rate in Rs. | Useable |  | Unserviceable |  | Non-Moving |  | Obsolete |  | Scrap
[5 empty] | Qty. | Total Amount in Rs. | Qty. | Total Amount in Rs. | Qty. | Total Amount in Rs. | Qty. | Total Amount in Rs. | Qty. | Total Amount in Rs.
1 |  | ACSR Conductor Zebra | Mtr. | 279.9 | 1018 | 284938.2
2 |  | ACSR Conductor Panther | Mtr. | 135 | 1535 | 207225
3 |  | GI Earth Wire 7/10 SWG | Mtr. | 49.95 | 388 | 19380.6
4 |  | IPS Aluminium Tube 4" | Mtr. | 18000 | 37 | 666000
5 |  | PVC Control Cable - W/o Armoured- 6x2.5mm |  | 202.65 | 100 | 20265
6 |  | HF Cable -Longest optical cable - | set | 29115 | 1 | 29115
7 |  | Tower Parts- GI | kg | 76.6 | 990 | 75834
8 |  | Line Isolator 220 KV Motorized with Earth Switch | no | 172759 | 1 | 172759
9 |  | Line Isolator 132 KV Motorized with Earth Switch | no | 162558 | 1 | 162558
10 |  | 220 KV Isolater Spare Support Insulator | No | 22950 | 7 | 160650
11 |  | 220 KV Isolater Spare Switch 220V Limit Switch for Motorized Isolators | Set | 5221 | 4 | 20884
12 |  | 132 KV Isolater Spare Jaws Contact Finger | No | 14185.2 | 1 | 14185.2
13 |  | 132 KV Isolater Spare Blade Male contact | No | 13046.8 | 2 | 26093.6
14 |  | 220 KV Isolater Spare Switch Control switch | no | 290 | 4 | 1160
15 |  | 33 KV Isolater Spare Isolator Rotating Assembly Motorized operating mechanism for Isolator | No | 60000 | 1 | 60000
16 |  | Disc Insulator 160 KN Porceline | No | 1610 | 26 | 41860
17 |  | Disc Insulator 120 KN Porceline | No | 999 | 54 | 53946
18 |  | Disc Insulator 90 KN | No | 599 | 14 | 8386
19 |  | Disc Insulator 90 KN | No | 1310 | 15 | 19650
20 |  | Disc Insulator 11 KV (11500 kg X pin | No | 860 | 143 | 122980
21 |  | PG Clamp Moose - Moose | No | 1080 | 6 | 6480
22 |  | PG Clamp Moose - Moose | No | 2599.65 | 20 | 51993
23 |  | PG Clamp Moose- Panther | no | 1685.48 | 10 | 16854.8
24 |  | PG Clamp Zebra- Zebra | No | 1123.7 | 4 | 4494.8
25 |  | PG Clamp Panther- Panther | No | 2365.9 | 38 | 89904.2
26 |  | C-wedge Clamp Moose- Moose | No | 2752.25 | 0 | 0
27 |  | C-wedge Clamp Zebra- Zebra | No | 2175.5 | 14 | 30457
28 |  | C-wedge Clamp Panther- Panther | No | 3957.72 | 60 | 237463.2
29 |  | Cleat type Clamp 7/10 SWG | No | 117 | 19 | 2223
30 |  | Mid Span Joint Zebra | No | 710 | 9 | 6390
31 |  | Mid Span Joint Panther | No | 1271.2 | 8 | 10169.6
32 |  | Mid Span Joint 7/10 SWG | No | 610 | 2 | 1220
33 |  | Repair Sleeve Zebra | No | 1072.6 | 1 | 1072.6
34 |  | Repair Sleeve Zebra | No | 410 | 8 | 3280
35 |  | Repair Sleeve Zebra | No | 576 | 5 | 2880
36 |  | Repair Sleeve Panther | No | 550.48 | 5 | 2752.4
37 |  | Repair Sleeve 7/10 SWG | No. | 550.48 | 5 | 2752.4
38 |  | Bird Guard | set | 710 | 2 | 1420
39 |  | Spacers Quard Moose | No. | 1710 | 4 | 6840
40 |  | Spacers Twin Moose | No | 1888 | 18 | 33984
41 |  | Single Tension Fitting 7/10 SWG | No | 810 | 12 | 9720
42 |  | Double Tension Fitting Panther | set | 5210 | 12 | 62520
43 |  | Single Suspension Fitting Zebra | No | 8128.9 | 2 | 16257.8
44 |  | Single Suspension Fitting Panther | No | 4494.6 | 2 | 8989.2
45 |  | Double Suspension Fitting Panther | No/set | 3610 | 13 | 46930
46 |  | Circuit Breaker Sapres 220KV Trip Coil Assembly | no | 13554 | 1 | 13554
47 |  | Circuit Breaker Sapres 220KV Closing Coil Assembly | no | 13776 | 1 | 13776
48 |  | Circuit Breaker Sapres 220KV Poles | No. | 719475 | 1 | 719475
49 |  | Circuit Breaker Sapres 132KV Poles | No. | 535725 | 1 | 535725
50 |  | Circuit Breaker Sapres 220KV Pressure Switch | no | 8892 | 1 | 8892
51 |  | Circuit Breaker Sapres 132KV 220V DC Trip Coil Assembly | no | 11231 | 1 | 11231
52 |  | Circuit Breaker Sapres 132KV 220V DC Closing Coil Assembly | no | 12443 | 1 | 12443
53 |  | Circuit Breaker Sapres 132KV Pressure Switch | no | 7885 | 1 | 7885
54 |  | Circuit Breaker Auxiliary switch Limit switch 220V DC | No | 979.72 | 0 | 0
55 |  | Circuit Breaker Auxiliary switch Density moniter switch | No | 22855 | 1 | 22855
56 |  | Circuit Breaker Auxiliary switch Density moniter switch | No | 19886 | 1 | 19886
57 |  | Circuit Breaker Auxiliary Contact 13No+13NC | No | 8361.95 | 4 | 33447.8
58 |  | Spring oprating Mechanism Triping spring | No | 12450.55 | 5 | 62252.75
59 |  | Circuit Breaker Accessories Molecular filter | set | 8896 | 3 | 26688
60 |  | Circuit Breaker Accessories Molecular filter | set | 8897 | 3 | 26691
61 |  | Circuit Breaker Accessories Opening Latch gear | set | 9883 | 1 | 9883
62 |  | Circuit Breaker Accessories Opening Latch gear | set | 8883 | 1 | 8883
63 |  | Circuit Breaker Accessories Opening dash pot | set | 18000 | 1 | 18000
64 |  | Circuit Breaker Accessories Opening dash pot | set | 14332 | 1 | 14332
65 |  | Circuit Breaker Accessories Closing dash pot | set | 16500 | 1 | 16500
66 |  | Circuit Breaker Accessories Closing dash pot | set | 16500 | 1 | 16500
67 |  | Circuit Breaker Accessories Closing Latch gear | set | 8500 | 1 | 8500
68 |  | Circuit Breaker Accessories Closing Latch gear | set | 7220 | 1 | 7220
69 |  | Circuit Breaker Accessories Operating counter | no | 2566 | 1 | 2566
70 |  | Circuit Breaker Accessories Operation counter | no | 2566 | 1 | 2566
71 |  | Miscellaneous Panel Spare - Switch - Control switch for breaker | no | 26567 | 4 | 106268
72 |  | Lighting Arrestor 220 KV | No | 63495 | 2 | 126990
73 |  | Lighting Arrestor 33 KV | No | 34992 | 1 | 34992
74 |  | Bus Post Insulator (without corona ring) with creepage distance of 6125 mm. - 245 kV | no | 36895 | 15 | 553425
75 |  | Bus Post Insulator (without corona ring) with creepage distance of 3625 mm. - 145 kV | no | 13770 | 4 | 55080
76 |  | Bus Post Insulator (without corona ring) with creepage distance of 3625 mm. - 145 kV | no | 20647 | 13 | 268411
77 |  | Relay - Trip circuit supervision relay - Trip ckt supervision relay | No | 68554 | 1 | 68554
78 |  | Relay - Auxiliary relay - Auxiliary relay 220V | no | 65478 | 2 | 130956
79 |  | Relay - Phase failure relay - Phase failure relay with UV/OV Relay (Minilec) auto reset, system voltage 415V AC | no | 1961 | 0 | 0
80 |  | Relay - Phase failure relay - Phase failure relay with UV/OV Relay (Minilec) auto reset, system voltage 415V AC | no | 2940.5 | 1 | 2940.5
81 |  | Relay - Diffrential Relay - Transformer differential protection relay with assesiores | no | 141340 | 1 | 141340
82 |  | Relay - Diffrential Relay - Reactor differential protection relayincluding all aux. CT and associated software | no | 79487 | 1 | 79487
83 |  | Relay - Disturbance Recorder - Disturbance recorder acquisition unitswith Software | no | 42000 | 1 | 42000
84 |  | Relay - Distance to fault locator - including mutual compasation units | no | 1600 | 1 | 1600
85 |  | Relay - Over load relay - with timer | no | 16200 | 1 | 16200
86 |  | Relay - Back up for protection relay - Back up for protection relay with 3O/C and 1 E/F element | no | 138674 | 1 | 138674
87 |  | Relay - Back up impedance relay - Back up impedance relay | set | 88657 | 1 | 88657
88 |  | Relay - Back up impedance relay - Back up imp relay | set | 9000 | 1 | 9000
89 |  | Relay - Restricted earth fault protection relay - with Non-linear resistor Type- SR350 relay | no | 139872 | 1 | 139872
90 |  | Relay - Over Fluxing Relay - Over fluxing relay | set | 900 | 1 | 900
91 |  | Relay - DC supervision relay - 220 KV & 132KV | no | 62558 | 2 | 125116
92 |  | Relay - Self reset trip relay - self reset trip relay for 220 Kv & 132 KV | no | 69887 | 2 | 139774
93 |  | Relay - Hand reset trip relay - Hand reset trip relay for 220 KV & 132 KV | no | 58976 | 2 | 117952
94 |  | Relay - Auto Reclose Relay - with Check Synchronising Relay and Dead Line Charging Relay(RAAAM) for 400, 220 &132 KV | no | 55438 | 2 | 110876
95 |  | Relay - Breaker failure relay - for 220 KV | no | 356 | 1 | 356
96 |  | Relay - Breaker failure relay - for 132 KV@240 | No | 240 | 1 | 240
97 |  | Relay - Flag relay - Flag relay 220 KV & 132 KV | No | 54789 | 2 | 109578
98 |  | Relay - Definite time relay - Definite time relay | no | 12559 | 1 | 12559
99 |  | Relay - Timer Relay - for 220 KV & 132 KV | No | 3224 | 2 | 6448
100 |  | Relay - Over Voltage Protection Relay - over voltage protection relay with timers | set | 18044 | 1 | 18044
101 |  | Relay - TP Deffental Proction Relay Setting 10-40% Ctr-1a Supply 220VDC - | No | 32665 | 1 | 32665
102 |  | Relay - TP O/C Relay 50-200%(Valtage Operated O CTR 1A, 90.3SEC) 220VDC - | No | 33256 | 1 | 33256
103 |  | Relay - 220VDC Earth Leakage Relay,Satting 3.7MA AUX Supply 230VAC - | No | 22987 | 1 | 22987
104 |  | Relay - TP Istant O/C Relay With Adj Defl Mani Time CTR-1A,200-800% - | No | 26556 | 1 | 26556
105 |  | Relay - Master Trip Relay Aux. Supply 220VDC 4NO+1 No. - | No | 28996 | 1 | 28996
106 |  | Relay - Insant E/F Relay With Adj Deft Mini Time,Ctr-1a,10-40% 220VDC - | No | 1137 | 2 | 2274
107 |  | Miscellaneous Panel Spare - Switch - AIR BREAKER SWITCH ,250A,220VDC, DP SWITCH | no | 9237 | 1 | 9237
108 |  | Miscellaneous Panel Spare - Switch - BREAKER CONTROL SWITCH DP 25A | No | 6589 | 1 | 6589
109 |  | Miscellaneous Panel Spare - Selector Switch - Volt meter-220 KV & 132 kV | No | 430 | 1 | 430
110 |  | Miscellaneous Panel Spare - Selector Switch - DP,16A,ON-OFF | no | 3565 | 1 | 3565
111 |  | Miscellaneous Panel Spare - Selector Switch - AMMTER-10A | no | 2546 | 1 | 2546
112 |  | Miscellaneous Panel Spare - Selector Switch - AMMTER-6A | no | 2223 | 1 | 2223
113 |  | Miscellaneous Panel Spare - Selector Switch - A/M -1P,2W,W/O OFF,6A | no | 6695 | 1 | 6695
114 |  | Miscellaneous Panel Spare - Selector Switch - A/M -3P,2W,W/O OFF,6A | no | 3365 | 1 | 3365
115 |  | Miscellaneous Panel Spare - Selector Switch - Synchornizing Selector Switch 220 KV & 132 KV | no | 342 | 2 | 684
116 |  | Miscellaneous Panel Spare - Synchornizing socket - 220 KV & 132 KV | No | 3524 | 2 | 7048
117 |  | Analog Meter - Frequency Meter - Frequency meter | No. | 12454 | 1 | 12454
118 |  | Analog Meter - Voltmeter - with Transducer for 132 KV | No. | 5512 | 2 | 11024
119 |  | Analog Meter - Voltmeter - 0-500V 415VAC | No | 9888 | 1 | 9888
120 |  | Analog Meter - Voltmeter - 0-500V,PTR-415VAC | No. | 9888 | 1 | 9888
121 |  | Analog Meter - Voltmeter - DC-75-0-75V WITH DC SHUNT CL-0 75MV | No. | 8856 | 1 | 8856
122 |  | Analog Meter - Ampere Meter - 0-1000A CTR CL-1.5 | No. | 7588 | 1 | 7588
123 |  | Analog Meter - Ampere Meter - 0-400 CTR CL-1.5 | No | 7588 | 1 | 7588
124 |  | Analog Meter - Ampere Meter - Amp meter DC -WITH DC SHUNT 0-75MV 90-0-200A | No. | 7588 | 1 | 7588
125 |  | Analog Meter - Ampere Meter - Amp meter with transducer for 220 KV & 132KV | No | 5512 | 4 | 22048
126 |  | Digital Meter - KWH (Energy meter) - KWH METER 3P,4W,LEAST COUNT-1KWH | No | 12556 | 1 | 12556
127 |  | Digital Meter - KW METER - KW METER 3P,4W,CTR-1A,90-800KWO | No | 12556 | 1 | 12556
128 |  | Miscellaneous- - Card - Carrier Equipment of Each type | Set | 345672 | 1 | 345672
129 |  | Miscellaneous- - Power supply - module of Bus- bar protection | No | 3000 | 1 | 3000
130 |  | Miscellaneous- - merosil - (Non linear resistor ) | No | 900 | 1 | 900
131 |  | Miscellaneous- - CT & PTs - Inter-posing CT & PTs each type | Set | 2400 | 1 | 2400
132 |  | plcc(carrier) Miscellaneous-items------ - Telephone 4 wire with necessary connecting cable - Telephone 4 wire with necessary connecting cable | set | 5674 | 2 | 11348
133 |  | plcc(carrier) Miscellaneous-items------ - Co-axial connector - Co-axial connector | set | 1356 | 2 | 2712
134 |  | plcc(carrier) Miscellaneous-items------ - Straight through joint - Straight through joint | set | 1234 | 1 | 1234
135 |  | plcc(carrier) Miscellaneous-items------ - Switch - Switch of each type (01 No. 8 LAN port Ethenet switch) | set | 52187 | 1 | 52187
136 |  | Contactor Air Break 30 Amp |  | 3391.4 | 2 | 6782.8
137 |  | MCB 50 V DC 32 A | no | 32000 | 1 | 32000
138 |  | MCCB 415 Volt AC Four pole 400A, Thermal Mag 80-100% setting | no | 19554 | 1 | 19554
139 |  | MCCB 415 Volt AC Four pole 63A, 10ka Thermal Mag 80-100% setting | no | 15447 | 1 | 15447
140 |  | MCCB 415 Volt AC Four pole 32A, Thermal Mag 80-100% setting | no | 13345 | 1 | 13345
141 |  | MCCB 220V DC Double Pole 250A, 4ka Thermal Mag 80-100% setting | no | 15248 | 1 | 15248
142 |  | MCCB 48V DC Double Pole 250A, 4ka Thermal Mag 80-100% setting | no | 13224 | 1 | 13224
143 |  | Annunciations Annunciations windows with necessary Annunciation relay for 220 KV & 132 KV | no | 10092 | 2 | 20184
144 |  | Terminal connector for bushing. HV-100 MVA | No | 2826.15 | 2 | 5652.3
145 |  | Terminal connector for bushing. LV-100 MVA | No | 1170 | 2 | 2340
146 |  | Terminal connector for bushing. HV-80 MVA | No | 2712.65 | 2 | 5425.3
147 |  | Oil Transformer Oil | LTR | 73.16 | 700 | 51212
148 |  | Current Transformer 145KV 800/400/1 A 5 core Accuracy 0.2 | no | 171270 | 2 | 342540
149 |  | Current Transformer 145KV 400/200/1A 5 core Accuracy 0.2 | no | 209975 | 1 | 209975
151 |  | PT (Potential Transformer) PT 1-phase, 33KV/110 Volt - | No | 56563 | 2 | 113126
152 |  | Grading capacitors 220KV |  | 181000 | 1 | 181000
153 |  | Grading capacitors 132KV | No | 181000 | 1 | 181000
154 |  | Battery Charger Relay 220V DC DC Instant U/V Relay With Contineous Setting 40-48%AUX | no | 25623 | 1 | 25623
155 |  | Battery Charger Relay 220V DC Instant ,O/V Relay Setting 110% Aux 230VAC | no | 15662 | 1 | 15662
156 |  | Battery Charger Relay 220V DC Instant ,O/V Relay Setting 95% Aux 230VAC | no | 13554 | 1 | 13554
157 |  | Battery Charger Relay 220V DC Set of Rely | no | 6574 | 1 | 6574
158 |  | Battery Charger Relay 48V DC Instant ,U/V Relay Setting 95% Aux 230VAC | no | 18321 | 1 | 18321
159 |  | Battery Charger Relay 48V DC Instant ,O/V Relay Setting 110% Aux 230VAC | no | 18552 | 1 | 18552
160 |  | Battery Charger Spares 220V DC Thyristor/diode | Set | 3452 | 1 | 3452
161 |  | Battery Charger Spares 220V DC Set of conntractor | Set | 2345 | 1 | 2345
162 |  | Battery Charger Spares 220V DC Set of woun resistor | Set | 2432 | 1 | 2432
163 |  | Battery Charger Spares 220V DC Set of Switches | Set | 456 | 1 | 456
164 |  | Battery Charger Spares 220V DC Potentiometer | No | 1987 | 1 | 1987
165 |  | Battery Charger Spares 48V DC Fuse of thyristor with indicator | No | 987 | 6 | 5922
166 |  | Battery Charger Spares 48V DC Set of wound resistor | Set | 2087 | 1 | 2087
167 |  | Battery Charger Spares 48V DC Set of Switches | Set | 456 | 1 | 456
168 |  | Battery Charger Spares 48V DC Potentiometer | No | 1564 | 1 | 1564
169 |  | Battery Spares Inter cell connector with bolts and nuts for 300 AH | No | 1699 | 7 | 11893
170 |  | Rubber Gaskets rings and seals for SF6 gas (complete replacement for one breaker) | Set | 2878 | 1 | 2878
171 |  | Closing coils with resistors. | No. | 8456 | 2 | 16912
172 |  | fixed, moving and arcing contacts including insulating nozzles for one pole of CB. | Set | 15326 | 1 | 15326
173 |  | Pressure gauges & coupling devices of each type. | set | 26553 | 1 | 26553
174 |  | All types of coupling for SF6 gas. | No. | 8859 | 1 | 8859
175 |  | Terminal pads and connectors. | No. | 12886 | 2 | 25772
176 |  | Corona rings. | No. | 30256 | 1 | 30256
177 |  | Control Relay. | No. | 8992 | 8 | 71936
178 |  | Control Valves. | Set | 38000 | 1 | 38000
179 |  | Copper contact fingers for female and male contacts. | Set | 12456 | 1 | 12456
180 |  | Terminals Connectors. | No. | 5233 | 2 | 10466
181 |  | Terminal Pads. | No. | 4222 | 6 | 25332
182 |  | Rotor housing bearing assembly. | No. | 32236 | 2 | 64472
183 |  | Corona shielding ring of each type. | Set | 2900 | 4 | 11600
184 |  | Bearings . | Set | 12856 | 2 | 25712
185 |  | Interlocking coils with resistor. | No. | 4465 | 5 | 22325
186 |  | Rubber gaskets rings and seals for SF6 gas (complete replacement for one breaker). | Set | 2478 | 1 | 2478
187 |  | Trip coils with resistor. | No. | 8896 | 4 | 35584
188 |  | Closing coils with resistorss. | No. | 8698 | 4 | 34792
189 |  | Fixed, moving and arcing contacts including insulating nozzles for one pole of CB. | Set | 13458 | 1 | 13458
190 |  | Pressor gage and coupling device of each type | set | 22648 | 1 | 22648
191 |  | All types of coupling for SF6 gas. | No. | 7884 | 1 | 7884
192 |  | Terminals pads and connectors. | No. | 11886 | 2 | 23772
193 |  | Corona rings. | No. | 30256 | 1 | 30256
194 |  | Control Relay. | No. | 8233 | 8 | 65864
195 |  | Resister. | No. | 8852 | 1 | 8852
196 |  | Control Valves. | Set | 38000 | 1 | 38000
197 |  | Wattmeter with Transducer for 220 KV & 132 KV. | No. | 12232 | 2 | 24464
198 |  | VAR meter with Transducer for 220 Kv & 132 KV. | No. | 12232 | 2 | 24464
199 |  | Semaphore Indicator for Earth Switch 220 KV & 132 KV. | No. | 5234 | 4 | 20936
200 |  | Trip Transfer Switch 220 KV & 132 KV. | No. | 22645 | 2 | 45290
201 |  | Set of prints for EPAX(24/8). | Set | 189786 | 1 | 189786
202 |  | Set of Prints for Protection coupler. | Set | 198067 | 1 | 198067
203 |  | Shaft sleeves for HVW spray pumps. | Set | 4223 | 1 | 4223
204 |  | Self starter. | No. | 42400 | 1 | 42400
205 |  | Shaft sleeves for hydrant pumps and jockey pump. | Set | 4223 | 1 | 4223
206 |  | Quartzoid Bulb Detector. | No. | 654 | 5 | 3270
207 |  | Projector(merxles). | No. | 1050 | 2 | 2100
208 |  | Deluge Valve. | Set | 8100 | 1 | 8100
209 |  | Isolation Valve(each size). | Set | 8997 | 1 | 8997
210 |  | electrical Control panel Annunciation printed circuit board in the control panel. | Set | 15000 | 1 | 15000
211 |  | strainer. | No. | 1447 | 1 | 1447
212 |  | level Switch. | No. | 1872 | 1 | 1872
213 |  | safety valve for hydro pneumatic system. | No. | 4785 | 1 | 4785
214 |  | Pressure switch . | No. | 4380 | 1 | 4380
215 |  | Bronze pipe fited with nozzle & guide coupling. | No. | 3750 | 1 | 3750
216 |  | Hydrant Valve. | No. | 8755 | 1 | 8755
217 |  | Pressure Gauge. | No. | 1980 | 1 | 1980
218 |  | Self starter assembly for DG set. | No. | 46558 | 1 | 46558
219 |  | Soleniod coil assembly for DG Set. | No. | 26445 | 1 | 26445
220 |  | Switches for DG Set. | Set | 9098 | 1 | 9098
221 |  | Timer for DG. | Set | 22557 | 1 | 22557
222 |  | D.C Starter assembly with clutch engaging and disengaging arrngement complet with motor for DG. | No. | 25664 | 1 | 25664
223 |  | High water temperature safety control for DG. | No. | 2022 | 1 | 2022
224 |  | AVR Card type For DG. | No. | 28776 | 1 | 28776
225 |  | Inter cell connector with bolts and nuts for 500 AH. | No. | 1899 | 10 | 18990
226 |  | Fuse of thyristor with indicator for 220 V. | No. | 1123 | 6 | 6738
227 |  | AUX RELAY WITH 2NO SELF RESET CONTACT 220VDC. | No. | 22323 | 1 | 22323
228 |  | Restrited earth fault protection relay | No. | 34600 | 2 | 69200
229 |  | CURRENT TRANSFORMER 1000/1A,15VA,CL-1. | No. | 32996 | 2 | 65992
230 |  | CURRENT TRANSFORMER 400/1A,15VA,CL-1. | No. | 28996 | 2 | 57992
231 |  | CURRENT TRANSFORMER 400/1A,15VA,CL-5PS. | No. | 26556 | 1 | 26556
232 |  | VOLTAGE TRANSFORMER SINGLE PHASE 415/3,110/3.50VA,CL-0.5. | No. | 26223 | 1 | 26223
233 |  | Terminal connector on 216 kv kv LA to suit single moose ACSR. | No. | 810 | 1 | 810
234 |  | Terminal connector (through)on 216 kv kv LA to suit single moose ACSR. | No. | 810 | 1 | 810
235 |  | Terminal Connector on 132 Kv Wave trap to suit single moose ACSR (Top Terminal). | No. | 810 | 1 | 810
236 |  | Expension type terminal connector on 245 kv CB to suit 4" EH IPS AL Tube. | No. | 5220 | 1 | 5220
237 |  | Expension type terminal connector on 245 kv centre break isolator to suit 4" EH IPS AL Tube. | No. | 5220 | 1 | 5220
238 |  | Terminal connector suitable for 4"EH IPS AL Tube on main way & single moose ACSR on branch way | No. | 2430 | 1 | 2430
239 |  | Expension type terminal connector suitable for 4"EH IPS AL Tube for tandem isolator. | No. | 5220 | 2 | 10440
240 |  | Terminal connector on 245 kv tandem isolator to suit single moose ACSR with 250 mm sub conductor spacing. | No. | 810 | 3 | 2430
241 |  | Sliding(through) type terminal connector on 220 kv BPI to suit 4" Eh IPS AL Tube.@1620.0 | No. | 1620 | 3 | 4860
242 |  | Expension type terminal connector on 220 kv BPI to suit 4" Eh IPS AL Tube.@6480.0 | No. | 6480 | 1 | 6480
243 |  | T connector to suit single moose ACSR on both main & branch way . | No. | 1080 | 0 | 0
244 |  | Corona bell suitable for 4"EH IPS AL Tube. | No. | 1530 | 3 | 4590
245 |  | Connector for 220 kV Circuit Breaker. | No. | 1935 | 3 | 5805
246 |  | Twin Moose Turn buckle tension assambly 220 KV | No. | 16020 | 3 | 48060
247 |  | without turn buckle tension assambly. | No. | 14220 | 3 | 42660
248 |  | twin Moose Suspension assambly. | No. | 6300 | 1 | 6300
249 |  | Single moose tension assambly. | No. | 5940 | 3 | 17820
250 |  | single moose droping assambly. | No. | 5940 | 1 | 5940
251 |  | Clamp for 220 KV Isolator suit for single Moose ACSR. | No. | 1380.6 | 2 | 2761.2
252 |  | Interconnector between single moose ACSR to 4"AL Tube. | No. | 2678.6 | 4 | 10714.4
253 |  | Single moose Through Clamp assambly. | No. | 5940 | 1 | 5940
254 |  | Expension type Terminal connector on 145 kv CB to suit 3" EH IPS AL Tube. | No. | 4680 | 2 | 9360
255 |  | Rigid type terminal connector on 145 kv isolator to suit 3" IPS AL Tube. | No. | 1764 | 4 | 7056
256 |  | Corona Bell suitable for 3" EH IPS AL Tube. | No. | 1044 | 3 | 3132
257 |  | Interconnector between 3"EH IPS AL tube & Single moose ACSR. | No. | 2070 | 2 | 4140
258 |  | Extension type terminal connector suitable for 3"EH IPS AL Tube for tandem isolator. | No. | 4680 | 2 | 9360
259 |  | Sliding (through) type terminal connector suitable for 3"EH IPS AL Tube for tandem isolator. | No. | 1980 | 1 | 1980
260 |  | Terminal Connector on 245 kv tandem isolator to suit single moose ACSR. | No. | 810 | 3 | 2430
261 |  | Sliding (through) type terminal connector on 132 kv BPI to suit 3"EH IPS AL Tube. | No. | 1404 | 3 | 4212
262 |  | T connector to suit single moose ACSR on both and branch way. | No. | 1080 | 3 | 3240
263 |  | Clamp for 132 KV CVT. | No. | 1485 | 1 | 1485
264 |  | Single moose tension assambly 132 KV. | No. | 4141 | 1 | 4141
265 |  | Single moose Through Clamp assambly132 KV. | No. | 4140 | 3 | 12420
266 |  | Terminal connector for 132 KV Isolator suitable for single moose ACSR . | No | 1288.22 | 3 | 3864.66
267 |  | Clamp for 132 KV Isolator. | No | 2077.05 | 0 | 0
268 |  | Terminal Connector on 33Kv LA suit twin moose ACSR. | No. | 2340 | 1 | 2340
269 |  | Terminal Connector (Through) on 33Kv LA twin moose ACSR. | No. | 2340 | 1 | 2340
270 |  | Terminal Connector on horn Gap fuse to suit twin moose ACSR with 250mm sub conductor spacing | No. | 2340 | 1 | 2340
271 |  | Terminal Connector to suit Quard Moose ACSR on main and twin moose ACSR on branch way . | No. | 4500 | 8 | 36000
272 |  | Terminal Connector on 33Kv bushing of 132/33Kv &33/.44Kv Transformer to suit moose ACSR. | No. | 2700 | 1 | 2700
273 |  | Twin Moose tension assambly. | No. | 5940 | 6 | 35640
274 |  | Twin moose droping assambly. | No. | 5940 | 6 | 35640
275 |  | Twin moose Through Clamp assambly. | No. | 6300 | 3 | 18900
276 |  | Quad moose tension assambly with turn buckle . | No. | 17640 | 3 | 52920
277 |  | Quad moose tension assambly without turn buckle. | No. | 17640 | 3 | 52920
278 |  | single ACSR panther Tension assambly. | No. | 1561 | 6 | 9366
279 |  | Single through clamp assemble for ACSR panther | No. | 4676 | 5 | 23380
280 |  | Motorized operating Mechanism for Isolator | No. | 15000 | 3 | 45000
281 |  | Twine moose 250 mm sub conductor spacing to single ACSR panther clamp. | No. | 2820.4 | 3 | 8461.2
282 |  | Cell of Standard qualilty suitable for 33 KV 5 MVAR Capacitor bank. | Job/no | 111911 | 1 | 111911
283 |  | Terminal Clamp for 33 KV PT to suit twine moose ACSR with 250 mm sub conductor spacing. | No. | 2454.4 | 4 | 9817.6
284 |  | pilot fitting (90 KN Disc insulator. | No | 1310 | 5 | 6550
285 |  | pilot fitting for ACSR Zebra conductor. | Set | 1713 | 16 | 27408
286 |  | Pipe type earthing | No. | 9110 | 1 | 9110
287 |  | come along clamp automatic type suitable for 7/10 SWG earth wire upto intial sag tension made up to dia casted galvenized steel. | No. | 13563.3 | 4 | 54253.2
288 |  | Come along clamps bolted type with four number G.I. nut/bolts 7/10 SWG earth wire. | No. | 14528 | 4 | 58112
290 |  | Air Break contactor (siemens make) | no. | 1472.75 | 2 | 2945.5
291 |  | Anti pumping relay | no | 13196.81 | 6 | 79180.86
292 |  | Timer | no | 1473.64 | 2 | 2947.28
293 |  | MCB 16 Amp. 4 pole . | No. | 1961 | 0 | 0
294 |  | Clamp for 220 KV Isolator | No. | 4066.25 | 4 | 16265
296 |  | Terminal connector on 245 kv central break Isolator to suit 4 EH IPS AL TUBE | No. | 3877.48 | 2 | 7754.96
297 |  | Over load relay (siemence make) range 5 to 8 Aamp. For marshlling box. | No. | 1958.7 | 1 | 1958.7
298 |  | Copper contact fingers for female and male contact 245 KV 1600 Amp@ 15938.2 | No. | 15937.2 | 2 | 31874.4
299 |  | Terminal connector on 245 KV suit 4" EH IPS AL Tube @3085.7 | No. | 3086 | 3 | 9258
300 |  | Copper contact fingers for female and male contact 245 KV 800 Amp@ 14726.4 | No. | 14726.4 | 2 | 29452.8
301 |  | Bimetal relay range .9 to 1.5 Amp. | No. | 1961.2 | 1 | 1961.2
302 |  | Terminal connector on 245 KV Wave Trap to suit single moose ACSR(as per sample) | No. | 3646.05 | 5 | 18230.25
303 |  | Terminal connector on 245 KV CVT to suit single moose ACSR(as per sample) | No. | 1569.6 | 4 | 6278.4
304 |  | 245 KV 800/400/1A CT Clamp to suit single moose ACSR (as per sample) | No. | 3646.05 | 5 | 18230.25
305 |  | Rigid type terminal connector ON 245 KV Isolator to suit 4" EH IPS AL Tube (as per sample) | No. | 3646.05 | 5 | 18230.25
306 |  | Terminal connector on 245 KV Cente break isolator to suit single moose ACSR with 250 mm sub conductor spacing(as per sample) | No. | 1569.6 | 5 | 7848
307 |  | Terminal connector suitable for 4" EH IPS AL Tube on main way & single moose ACSR on branch way(as per sample) | No. | 3646.05 | 4 | 14584.2
308 |  | Receive back old repairable D-60 Line 1 Distance Protection relay | No. | 20000 | 1 | 20000
309 |  | Copper flexible bond | No. | 587.64 | 2 | 1175.28
310 |  | 245 KV outdoor Capacitive Voltage Transformer 1 ph 4400 PF with accurecy class0.2 | No. | 406392 | 1 | 406392
311 |  | 120 kv KV Surge aarestor | No. | 57997 | 1 | 57997
312 |  | MCB 63 Amp. 4 pole | No. | 2944.1 | 1 | 2944.1
313 |  | Receive Back old D400 firware version 2.75 | No. | 25000 | 2 | 50000
314 |  | MCB 6 Amp double pole DC | No. | 1958.8 | 1 | 1958.8
315 |  | RCCB 63 Amp 4 Pole | No | 7369.1 | 0 | 0
316 |  | 132 KV Tripping/Closing Coil 220 Volt DC | No | 5894.1 | 4 | 23576.4
317 |  | 132 KV Dismental Tower Materials old & used | Kg | 8.26 | 1552 | 12819.52
318 |  | Disc Insulator Old & Used 70 KN | No | 66 | 54 | 3564
319 |  | ACSR Panther Conductor/Earthwire old & used in pices | meter | 19.56 | 1342 | 26249.52
320 |  | 132 KV Suspension H/F Set old & used | SET | 363 | 6 | 2178
321 |  | 220 KV Dismental Tower Materials old & used | Kg | 8.26 | 4730 | 39069.8
322 |  | Disc Insulator Old & Used 90 KN | No | 45 | 84 | 3780
323 |  | ACSR Zebra Conductor/Earthwire old & used in pises | meter | 34.7 | 1312 | 45526.4
324 |  | 220 KV Suspension H/F Set old & used | SET | 596 | 6 | 3576
325 |  | Phase Failure Relay | No | 7077.64 | 3 | 21232.92
326 |  | N S Type Fuse different 20/16/10/6/2A | No | 376.42 | 10 | 3764.2
328 |  | Old & used ACSR Zebra Conductor | Kg. | 34.7 | 73495 | 2550276.5
329 |  | Old and used Disc insulator 160 KN | No | 40 | 4140 | 165600
330 |  | Old and used Vibration Damper Zebra | No | 20 | 310 | 6200
331 |  | Old and used single tension fitting Zebra | No | 50 | 110 | 5500
332 |  | Old and used single suspension fitting Zebra | No | 55 | 63 | 3465
333 |  | Old and used Double tension fitting Zebra | No | 100 | 48 | 4800
334 |  | Old and used single suspension pilot fitting Zebra | No | 100 | 10 | 1000
335 |  | Old and used Disc insulator 90 KN | No | 45 | 882 | 39690
336 |  | L.E.D. Tube Light 36 Watt | No. | 1116.64 | 0 | 0
337 |  | 2 Core 4 mm PVC Copper armed Cable | Meter | 113.52 | 230 | 26109.6
339 |  | Old and uses ACSR Zebra Conductor in Pices | kg | 34.7 | 1990 | 69053
340 |  | Old and used Disc insulator 160 KN | No. | 40 | 360 | 14400
341 |  | Old and used Double tension fitting Zebra | No. | 50 | 24 | 1200
342 |  | Old and used vibrating damper Zebra | No. | 20 | 24 | 480
343 |  | Copper JAW 1600 Amp 33 KV | No. | 9178 | 3 | 27534
344 |  | Blade 1600 Amp 33 KV | No. | 10001.67 | 2 | 20003.34
345 |  | Terminal connector to twine moose ACSR on branch way | No. | 3234.38 | 3 | 9703.14
346 |  | T CLAMP SUITABLE FOR 220 KV CVT | No. | 2478 | 4 | 9912
347 |  | Closing coil 220 volt DC suitable for 220 KV (Areva make) Circuit Breaker | No. | 7310.1 | 4 | 29240.4
348 |  | Tripping coil 220 volt DC suitable for 220 KV (Areva make) Circuit Breaker | No. | 7310.1 | 4 | 29240.4
349 |  | Closing coil 220 volt DC suitable for 33 KV (ABB make) Circuit Breaker | No. | 5881.1 | 2 | 11762.2
350 |  | Tripping coil 220 volt DC suitable for 33 KV (ABB make) Circuit Breaker | No. | 5882.3 | 3 | 17646.9
352 |  | ACSR Moose Conductor | Meter | 300000 | 1.37 | 411000
353 |  | Dry Battery Cell 50 AH, 2 Volt | No. | 14245.8 | 8 | 113966.4
354 |  | Terminal Connector cell | No. | 962.77 | 8 | 7702.16
356 |  | 220 KV, 1600 Amp, Aluminium alloy made Expension type terminal connector suitable for 4" AL IPS Tube as per sample | No. | 6185.56 | 3 | 18556.68
357 |  | 220 KV, 1600 Amp, Aluminium alloy made Sliding (through) type terminal connector suitable for 4" AL IPS Tube as per sample | No. | 3348.84 | 3 | 10046.52
358 |  | 220 KV, 1600 Amp, Aluminium alloy made terminal connector suitable for 4" AL IPS Tube to center break isolator as per sample | No. | 4707.02 | 2 | 9414.04
359 |  | 220 KV, 1600 Amp, Aluminium alloy made terminal connector suitable twine moose ACSR (on main) and single moose ACSR (on branch ways) as per sample | No. | 2704.56 | 4 | 10818.24
360 |  | 132 KV, 1600 Amp, Aluminium alloy made CT Clamp suitable for 3" AL IPS Tube as per sample | No. | 3530.56 | 4 | 14122.24 |  |  | #REF!
361 |  | Old & used ACSR Zebra Conductor | Kg. | 34.7 | 77730 | 2697231
362 |  | Old and used Disc insulator 160 KN | No | 40 | 4384 | 175360
363 |  | Old and used Disc insulator 90 KN | No | 45 | 860 | 38700
364 |  | Old and used single suspension fitting Zebra | No | 55 | 63 | 3465
365 |  | Old and used single tension fitting Zebra | No | 50 | 204 | 10200
366 |  | Old and used Double tension fitting Zebra | No | 100 | 48 | 4800
367 |  | Old and used single suspension pilot fitting Zebra | No | 100 | 12 | 1200
368 |  | Old and used Vibration Damper Zebra | No | 20 | 345 | 6900
370 |  | HTLS Conductor equivalent to ACSR Zebra conductor (including 2.55 sag +wastages+S/S end conductor) CCC Type | km | 1 | 2.4 | 2.4
371 |  | Single suspansion assembly hardware | No. | 1 | 6 | 6
372 |  | Single suspansion pilot assembly hardware | No. | 1 | 3 | 3
373 |  | Single Tension assembly | No. | 1 | 24 | 24
374 |  | Double suspansion assembly hardware | No. | 1 | 6 | 6
375 |  | Double Tension assembly | No. | 1 | 6 | 6
376 |  | Vibration Dampers | No. | 1 | 16 | 16
377 |  | Mid span joint | No. | 1 | 4 | 4
378 |  | Repair Sleeves | No. | 1 | 3 | 3
379 |  | T Clamp for both end | No. | 1 | 6 | 6
380 |  | Terminal pads without holes | No. | 1 | 6 | 6
381 |  | Terminal pads with holes | No. | 1 | 6 | 6
382 |  | 160 KN Polymer Long Rod Insulator | No. | 1 | 36 | 36
383 |  | 90 KN Polymer Long Rod Insulator | No. | 1 | 21 | 21
|  | 145 KV Outdoor CVT of Standard quality 5 core (04 Protection of PS Accuracy class and 1 Metering core of 0.2 Accuracy class)1 Ph. | No. | 159300 | 1 | 159300
|  | SF-6 Gas | Kg | 5894.1 | 60 | 353646
|  | Silica Gel | Kg | 295 | 0 | 0
|  | Supply of special type 33 KV Isolator Jaw rating of 800 Amp with heavy duty copper fingur and tension spring and provided heavy duty aluminium pad for termination 7 G.I. frame as per sample | No. | 6841.54 | 1 | 6841.54
|  | Supply of special type 33 KV Isolator Blade with capacity 800 Amp with heavy duty copper materials with stand for fixing of 800 Amp special type clamps for fixing of Blade at pot and water caps/shielding plates for Jaw as per sample | No. | 4887.62 | 0 | 0
|  | Supply of 33 KV, 1600 Amp CT Clamps suitable for CT to twin moose conductor connection as per sample | No. | 3382.259 | 0 | 0
|  | Supply of 33 KV, 1600 Amp CB Clamps suitable for 33 KV CB to Twin moose conductor connection as per sample | No. | 3382.259 | 0 | 0
|  | Supply of 33 KV, 1600 Amp isolator clamps suitable for isolator to twin moose conductor connection as per sample | No. | 3382.259 | 2 | 6764.518
|  | Supply of 220 KV, 1600 Amp CT Clamps suitable for CT to single moose conductor connection as per sample | No. | 2837.43 | 6 | 17024.58
|  | 132 KV, 800 Amp, CT Clamps suitable for 4" IPS Tube to single moose conductor connection | No. | 2837.43 | 6 | 17024.58
|  | single Tension fitting (120 KN) for ACSR Panther Conductor | No. | 7269.7 | 8 | 58157.6
|  | C-Wedge Clamp suitable for moose connection | No. | 3088.89 | 5 | 15444.45
|  | 245 KV Outdoor Current Transformer 1 P Ratio 1600/800/400/1A 5 core Having accuracy class 0.2S | No. | 622327.28 | 2 | 1244654.56
|  | 33 KV CT 1 P Ratio (400/200/1A 3 core Having accuracy class 0.2S | No. | 88984.98 | 7 | 622894.86
|  | Receive back old and used Nitrojen FEC Panel | Set | 475328 | 1 | 475328
|  | Closing coil CGL Make SF-6 Gas Circuit Breaker | No. | 17700 | 2 | 35400
|  | Tripping coil CGL Make SF-6 Gas Circuit Breaker | Set | 35400 | 1 | 35400
|  | Closing coil CGL Make Vacuum Circuit Breaker | No. | 11800 | 2 | 23600
|  | Tripping coil CGL Make Vacuum Circuit Breaker | Set | 23600 | 1 | 23600
|  | 132 KV Line Protection Panel | No. | 628830 | 0 | 0
|  | RCCB 100A, 4 Pole, 440 Volts | No. | 8834.66 | 2 | 17669.32
|  | RCCB 63A, 4 Pole, 440 Volts | No. | 7363.2 | 1 | 7363.2
|  | MCB 40/32A, 3 Pole, 440 Volts | No. | 2944.1 | 3 | 8832.3
|  | MCB 6/3A, 2 Pole, 240 Volts | No. | 1882.1 | 3 | 5646.3
|  | MCB 32/16A, 2 Pole, 240 Volts | No. | 1412.46 | 10 | 14124.6
|  | MCB 10A, 1 Pole,DC 220 Volts | No. | 2000.1 | 3 | 6000.3
|  | PVC Coated flexible copper wire of 2.5 sqm size of different colour, ISI Mark | Meter | 32.75 | 200 | 6550
|  | PVC Coated flexible copper wire of 1.5 sqm size of different colour, ISI Mark | Meter | 21 | 100 | 2100
|  | TNC(Tripping and closing switch) | No. | 5882.3 | 0 | 0
22541008.168
384 |  | Templates non G.I.(old and used) | Kg | 99.9 | [8 empty] | 1904.2 | 190229.58
385 |  | Templates G.I.(old and used) | Kg | 76.6 | [8 empty] | 10259 | 785839.4
386 |  | Old used and burnt clamps Connector @40.0 | Kg | 40 | [8 empty] | 0 | 0
387 |  | Old and Burnt and melted clamps20 | Kg | 20 | [8 empty] | 0 | 0
388 |  | Damaged /faulty Charging motor suitable for 33 KV ABB Make circuit breaker. | No. | 2500 | [8 empty] | 0 | 0
389 |  | Faulty Main-2 Distance relay P442 (AREVA make) | No. | 1500 | [8 empty] | 0 | 0
390 |  | Damaged old battery cell 12 V 65 AH | No. | 100 | [8 empty] | 4 | 400
391 |  | Faulty Bay Control Unit.@2500 | No. | 2500 | [8 empty] | 0 | 0
392 |  | Faulty and burnt RXMD2 Relay(CVT Selection Relay) | Set | 500 | [8 empty] | 0 | 0
393 |  | Damaged 2 Volt 500 AH (VRLA type )Battery cells | No. | 100 | [8 empty] | 133 | 13300
394 |  | Burne & damage CT 220 KV 1600/800/1A | No. | 2500 | [8 empty] | 0 | 0
395 |  | Damaged 2 Volt 300 AH (VRLA type )Battery cells | No. | 100 | [8 empty] | 28 | 2800
396 |  | Faulti Magnetic Pickup | No. | 100 | [8 empty] | 1 | 100
397 |  | Unused brunt melted Clamps connector and aliminium conductor Scrap | Kg | 20 |  | 20 | 0 | 0
398 |  | Receive back Repaired 220 kv breaker (areva make) spring operating mechanism | No. | 25000 | 1 | 25000
399 |  | Receive Back faulty 132 KV spring operaing mechnism | No. | 2500 | 1 | 2500
400 |  | Receive back Old and Burnt and melted clamps | No. | 20 | [8 empty] | 15 | 300
401 |  | 132 KV Dismental Tower Materials old & used | Kg | 8.26 | [8 empty] | 0 | 0
402 |  | 220 KV Dismental Tower Materials old & used | Kg | 8.26 | [8 empty] | 0 | 0
403 |  | Receive back Old and burnt Terminal connector | Kg | 20 | [8 empty] | 0 | 0
404 |  | ACSR moose Conductor (old & used) | Kg | 20 | [8 empty] | 0 | 0
405 |  | Receive back Old crack/damage 120 KV Surge arrester | Set | 17565 | [8 empty] | 1 | 17565
406 |  | Receive back Old and damaged 220 KV CT 1600 Amp. | No. | 10000 | [8 empty] | 1 | 10000
407 |  | Receive back Old and damaged 220 KV CT 1600 Amp. | No. | 2500 | [8 empty] | 1 | 2500
408 |  | Receive back old and brunt clamp &connector and aluminium conductor | Kg. | 20 | [8 empty] | 40 | 800
409 |  | Receive Back damaged/incomplete CB. ABB Make | No. | 2000 | [8 empty] | 1 | 2000
410 |  | Receive back Old and damaged 220 KV CT 1600 Amp. | No. | 2500 | [8 empty] | 1 | 2500
|  | Receive Back old and damaged clamp and connectors | Kg | 20 | [8 empty] | 10 | 200
|  | Receive Back old and damaged aluminium conductor | Kg | 20 | [8 empty] | 50 | 1000
|  | Receive Bacl old 33 KV Circuit Breaker ABB Make | No | 33660 | 1 | 33660
|  | Receive Back old Current Transformer 220 KV, 1600 Amp | No | 45900 | 4 | 183600
|  | Receive Back old Current Transformer 220 KV, 1600 Amp | No | 45900 | 1 | 45900
|  | Receive Back old and damaged 33 KV Outdoor Vacuum circuit breaker alongwith structure | No | 2500 | 1 | 2500
|  | Receive back old and dammaged 800/400/1A CT | No | 1000 | 1 | 1000
|  | Receive back old and dammaged 800/400/1A CT | No | 500 | 2 | 1000
|  | Receive Back old and damaged 33 KV Outdoor Vacuum circuit breaker alongwith structure | No. | 2500 | 1 | 2500
|  | Receive back old and dammaged 800/400/1A CT | No. | 1000 | 1 | 1000
|  | Receive back old and dammaged 800/400/1A CT | No. | 500 | 2 | 1000
|  |  | Total |  |  | 290660 |  | 0 | [5 empty] | 1029533.98
22831668.168
|  |  | G.Total |  |  | 23861202.148
[10 empty] | Singnature of J.E. |  |  | Date:-
[10 empty] | Singnature of A.E. |  |  | Date:-
[10 empty] | Singnature of E.E. |  |  | Date:-
T&P 220 KV S/S Mahuakheraganj
S. No. | Item code | Name of Item | Unit | Unit rate in Rs. | Useable |  | Unserviceable |  | Non-Moving |  | Obsolete |  | Scrap
[5 empty] | Qty. | Total Amount in Rs. | Qty. | Total Amount in Rs. | Qty. | Total Amount in Rs. | Qty. | Total Amount in Rs. | Qty. | Total Amount in Rs.
1 |  | Computer Chair | No. | 10083.6 | 6 | 60501.6
2 |  | Table T-8 | No. | 8365.72 | 8 | 66925.76
3 |  | Godrej Table T-9 | No. | 12752.83 | 2 | 25505.66
4 |  | Computer Table | No. | 8263.73 | 6 | 49582.38
5 |  | Single Sleeve Pulley Block | No. | 2826.2 | 1 | 2826.2
6 |  | Raincoat with cap | No. | 1010.2 | 5 | 5051
7 |  | Safety Belt | No. | 1055.6 | 5 | 5278
8 |  | Rubber Gum Boots | Pair | 1021.5 | 5 | 5107.5
9 |  | D.F.Hammer | No. | 499.4 | 1 | 499.4
10 |  | Fire Fightng Equipment Fire Bucket | No | 325.66 | 18 | 5861.88
11 |  | Unitezed Table T-104 | No. | 16893 | 1 | 16893
12 |  | Unitezed Table T-102 | No. | 13571.84 | 2 | 27143.68
13 |  | Easy Table-CPRZE | No. | 5781.09 | 2 | 11562.18
14 |  | Conference Table (10 seater) Encarta | No. | 40955.34 | 1 | 40955.34
15 |  | Executive Chair EARL72OR | No. | 6420.74 | 10 | 64207.4
16 |  | Executive Chair 7001D | No. | 13524.07 | 1 | 13524.07
17 |  | Executive Chair 7002D | No. | 12685.15 | 3 | 38055.45
18 |  | Executive Chair 7003 | No. | 6495.61 | 8 | 51964.88
19 |  | Task Chair- 1007 | No. | 3171.76 | 27 | 85637.52
20 |  | Multipurpase Stool | No. | 985.35 | 6 | 5912.1
21 |  | Waiting Chair (Metal perforated)- VIA3STRWI Arm | No. | 5831.73 | 4 | 23326.92
22 |  | Lounge Sofa- Premium Lounge 2STR | No. | 11602.91 | 4 | 46411.64
23 |  | Conventional Storage-KD Plain (4 Shelves) | No. | 12183.54 | 11 | 134018.94
24 |  | Back Storage-Vertcal Fitting Cavinet (4 Sheleves) | No. | 16318.53 | 8 | 130548.24
25 |  | Display-Storage-Book Case @ 17976.20 | No. | 17946.2 | 8 | 143569.6
26 |  | Cupboards-slim line with Locker | No. | 13908.7 | 2 | 27817.4
27 |  | Beds-Vienna King bed | No. | 16163.05 | 2 | 32326.1
28 |  | Digital Multimeter along with accessories Make- Megger | No. | 3594.12 | 1 | 3594.12
29 |  | Digital Earth Leakage Clamp Meter (Tong Tester) along with accessories make Megger | No. | 12062 | 1 | 12062
30 |  | SF-6 Gas Evecuation and Refilling device (SF-6 Gas Trolley with Gas evacuation and Refilling facility) Model PICCOLO series alonge with accessories. Make- DILO (Germany) | No. | 1004265 | 1 | 1004265
|  | (B) RS 485 Cable | mtr. |  | 500 | 0
|  | © 2.5 sq. mm. 25 mtr. | mtr. |  | 20 | 0
|  | (D) RS 485 TO 232 Conerter | No. |  | 2 | 0
|  | € Cable 120 mm (10mtr) for PCITS 2000/2 | No. |  | 6 | 0
|  | (F) PVC Pipe/Conduit | mtr. |  | 500 | 0
31 |  | Oil BDV Testing Kit 0-80KV (Transformer Oil Dielectric Strength Measuring Instrument) along with accessories. Make- DILI (Germany) | No./set | 198088 | 1 | 198088
32 |  | SF-6 Gas Leakage Detector/Sensor along with accessories. Make DILO | No./set | 39641.44 | 2 | 79282.88
33 |  | Gapless Zinc Oxide LA Tester along with accessories as testing unit,laptop lenova,(Make-Beacon) | No. | 194402.4 | 1 | 194402.4
34 |  | Megger 5 KV ,Analouge Motorized Insulation Tester along with accessories | No. | 4479 | 1 | 4479
35 |  | Megger 1 KV ,Analouge Motorized Insulation Tester along with accessories | No. | 3359.2 | 1 | 3359.2
36 |  | D-Spanner Set | No. | 1169.8 | 2 | 2339.6
37 |  | Ring-Spanner Set | No. | 1837.3 | 2 | 3674.6
38 |  | Torqe Wrench Set | No. | 13998.4 | 2 | 27996.8
39 |  | Insulating Gloves | No. | 179.57 | 5 | 897.85
40 |  | Helmets | No. | 111.24 | 5 | 556.2
41 |  | Spliced Extension ladders with step 25.4 mm Dia Aluminium Cprragated pipe and Complete with filly safety lick and Rope etc. Make- Sopan | No. |  |  | 0
|  | (A) 5 Meter |  | 1232.98 | 1 | 1232.98
|  | (B) 10 Meter |  | 2230 | 1 | 2230
|  | (C) 20 Meter |  | 6416.55 | 2 | 12833.1
42 |  | Polymide or Braided White Nylon Rope Make- Rachem | No. |  |  | 0
|  | (A) 12 MM | mtr. | 36.14 | 100 | 3614
|  | (B) 14 MM | mtr. | 30.12 | 100 | 3012
|  | © 20 MM | mtr. | 57 | 100 | 5700
43 |  | UPS APC 600 VA @ 2800 | No. | 2800 | 2 | 5600
44 |  | Printer HP 11008 @ 5250 | No. | 5250 | 2 | 10500
45 |  | ADSL Modem (Broad band modem with IPSEC) @ 3784.20 | No. | 3784.2 | 2 | 7568.4
46 |  | Dining Table along with 06 no. chair | No. | 49770 | 2 | 99540
47 |  | Earh Discharge rod suitable for EHV Line | No. | 5618.25 | 6 | 33709.5
48 |  | Pipe Wrench 18" | No. | 1112.3 | 1 | 1112.3
49 |  | Pipe Wrench 22" | No. | 1396.05 | 1 | 1396.05
50 |  | Rachet Spanner (goti) set | No. | 7888.3 | 2 | 15776.6
51 |  | Vaccum Cleaner with Blower and sunction | No. | 22110 | 1 | 22110
52 |  | Drill Machine with bits | No. | 6583 | 1 | 6583
53 |  | Tool box of Standard size | No. | 5084.8 | 1 | 5084.8
54 |  | First Aid box with standard medicine and shoock chart. | No. | 2247.3 | 1 | 2247.3
55 |  | Pick Axe 1.5 kg. | No. | 488.05 | 1 | 488.05
56 |  | Torch Standard Quality | No. | 567.5 | 2 | 1135
57 |  | Nose plier Standard quaility | No. | 476.7 | 2 | 953.4
58 |  | Cutting plier Standard quality | No. | 624.25 | 2 | 1248.5
59 |  | Screw Driver set standard quality | No. | 851.25 | 2 | 1702.5
60 |  | Non aadhar based biometric attendence system with software @ 11764.20 | No. | 11764.2 | 1 | 11764.2
61 |  | Tullu pump | No. | 5874 | 1 | 5874
62 |  | LED Smart TV | No. | 115687.2 | 1 | 115687.2
63 |  | Common meter reading Instrument | No. | 81184 | 1 | 81184
64 |  | Desktop Computer make HCL | No. | 38627.4 | 2 | 77254.8
65 |  | 12 MM Steel rope drum of 400 MTR Long | No | 58982.3 | 1 | 58982.3
66 |  | Single dheave pulley open of 5 Ton capacity | No | 3168.3 | 4 | 12673.2
67 |  | Double sheave pulley 5 Ton capacity | No | 4112.3 | 2 | 8224.6
68 |  | Hydraulic Conductor cutter | No | 32007.5 | 1 | 32007.5
69 |  | Bolted type come along clamp, 7 bolts, for ACSR Zebra Conductor | No | 4672.8 | 4 | 18691.2
70 |  | Bolted type come along clamp, 7 bolts for ACSR Panther Conductor | No | 4672.8 | 2 | 9345.6
71 |  | Come along clamp 3 bolts type suitable for 7/10 SWG Earth wire | No | 2259.7 | 1 | 2259.7
72 |  | Four sheave sagging pulley 10 Ton capacity | No | 7599.2 | 2 | 15198.4
73 |  | Sling 18 MM 10 MTR | No | 4088.7 | 2 | 8177.4
74 |  | Sling 18 MM 5 MTR | No | 2625.5 | 3 | 7876.5
75 |  | D-Shackle 4.75 Ton | No | 371.7 | 3 | 1115.1
76 |  | Sefetey Belt full body Sefetey Harness PN 42 (01) (REPUTED MAKE LIKE Karam etc.) | No | 4472.2 | 4 | 17888.8
77 |  | PP Rope 12 MM 220 MTR | No | 5196.8 | 1 | 5196.8
78 |  | PP Rope 20 MM 220 MTR | No | 14543.2 | 1 | 14543.2
79 |  | PP Rope 24 MM 220 MTR | No | 19588.8 | 1 | 19588.8
80 |  | Chain Shackle 10 Ton Chain pulley block 3 MTR | No | 38765.36 | 1 | 38765.36
81 |  | Chain Shackle 2 Ton Chain pulley block 3 MTR | No | 12059.6 | 1 | 12059.6
82 |  | 25 Inch 2700 W Petrol Chain Saw of reputed make | No | 53085.84 | 1 | 53085.84
3528833.07
Substation Name - 132 KV S/s Rudrapur Physicai verification of Stock Inventory 23-August -2025
|  | Name of Zone & Circle | - | SE O&M Haldwani
|  | Name of Division | - | 220 KV O&M Div Jafarpur
|  | Name of Substation | - | 132 KV S/S Rudrapur
|  | Month | - | 2025-08-01
S. No. | Item Code | Name of Item | Unit | Qty. | Unit Rate | Value of Item in Rs.
[6 empty] | Usable Inventory | Non- Usable Inventory
1 |  | ACSR Conductor Tarantula | Mtr. | 7 | 200 | 1400
2 |  | ACSR Conductor Zebra | Mtr. | 5 | 207 | 1035
3 |  | HTLS Conductor Casablanca | Km. | 2.5 | 1205960 | 3014900
4 |  | Power Cable -440V LT - - 3.5x400 Sq. mm | Km | 0.256 | 755000 | 193280
5 |  | Control Cable- Armoured- - 10Cx2.5 Sq. M | Km | 0.159 | 318600 | 50657.4
6 |  | HF Cable -15010 HMS HF co-axial cable | Km | 0.141 | 81000 | 11421
7 |  | 33 KV CT Clamp for Tarantula | Nos | 4 | 1838.4 | 7353.6
8 |  | Rotatory Bearing for 132 KV Isolator | Nos | 3 | 0 | 0
9 |  | Complete pole for 132 KV Isolator | Nos | 1 | 0 | 0
10 |  | PG Clamp Tarantula - Tarantula | Nos | 3 | 600.36 | 1801.08
11 |  | 70 KN Silicon composite long rod insulator | Nos | 5 | 7393 | 36965
12 |  | 120 KN Silicon composite long rod insulator | Nos | 14 | 8069 | 112966
13 |  | Suspension clamp for Casablanca | Nos | 8 | 8994 | 71952
14 |  | Dad end clamp for Casablanca | Nos | 19 | 75958 | 1443202
15 |  | Vibration Damper for Casablanca | Nos | 22 | 7880 | 173360
16 |  | Mid span joint for Casablanca | Nos | 15 | 110870 | 1663050
17 |  | Repair Sleeve for Casablanca | Nos | 28 | 4028 | 112784
18 |  | Suspension Hardwar | Nos | 5 | 1535 | 7675
19 |  | Tension Hardware | Nos | 14 | 2686 | 37604
20 |  | Circuit Breaker Spares 132KV 110V DC Close Coil | No | 2 | 0 | 0
21 |  | Circuit Breaker Spares 132KV 110V DC Trip Coil | No | 1 | 0 | 0
22 |  | Circuit Breaker Spares 132KV Charging Motors | No | 1 | 0 | 0
23 |  | Circuit Breaker Spares 33KV Spring Charging Motor | No. | 1 | 24936 | 24936
24 |  | Circuit Breaker Auxiliary switch Density monitor switch | No. | 1 | 0 | 0
25 |  | Lighting Arrestor 33 KV | No | 4 | 500 | 2000
24 |  | 12 window annunciator with DCF card | No | 1 | 45736.76 | 45736.76
27 |  | Relay - Auxiliary Relay - Auxiliary relay (110 V) | Nos | 3 | 8288 | 24864
28 |  | Relay - Supervision Relay - | Nos | 2 | 13376 | 26752
29 |  | DC Contractor CAD 32 FD 110V | Nos | 2 | 2928.3 | 5856.6
30 |  | Auxiliary contractor for above contact | Nos | 1 | 908 | 908
31 |  | Telemechanique contactor LAD4TGDL | Nos | 3 | 5050.75 | 15152.25
32 |  | Telemechanique contactor LC1D09FD | Nos | 1 | 5050.75 | 5050.75
33 |  | Telemechanique contactor Blok LADN11 | Nos | 3 | 783.15 | 2349.45
34 |  | Telemechanique contactor Blok LADN22 | Nos | 3 | 1730.87 | 5192.61
35 |  | Telemechanique contactor Blok LAdn04 | Nos | 1 | 1589 | 1589
36 |  | Defective Relays | Nos | 5 | 500 | - | 2500
37 |  | Current Transformer 145KV 200/100/1A 3 core Accuracy 0.2 | Nos | 1 | 120000 | 120000
38 |  | Old & usedCurrent Transformer 33 KV 400/200/1A | Nos | 1 | 4000 | 4000
39 |  | PT (Potential Transformer) PT 3-phase 33KV/110 Volt - | Nos | 2 | 56563 | 113126
40 |  | HRC Semi conductor fuse,100A | Nos | 1 | 2926.4 | 2926.4
41 |  | 40 MVA T/F HV Bushing Clamp (N) | Nos | 1 | 1759.68 | 1759.68
42 |  | Defective & Burn Spring Charging Moter | Nos | 1 | 50 | - | 50
43 |  | 132 KV Burn & Defective CT | Nos | 1 | 2200 | - | 2200
44 |  | 33 KV Burn & Defective CT | Nos | 1 | 1500 | - | 1500
45 |  | Old & Used 33 KV CB | Nos | 5 | 10000 | - | 50000
46 |  | Old, Used & defective Battery Cell | Nos | 79 | 50 | - | 3950
47 |  | 110V,.8NM torque 03-05 amp Limit Switch | Nos | 1 | 1469.1 | 1469.1
48 |  | Trip indicator fuse | Nos | 1 | 1463.2 | 1463.2
49 |  | T/F Oil | Ltr | 20 | 73.16 | 1463.2
50 |  | 132 KV CVT Clamp for Zebra | NO | 1 | 1469.1 | 1469.1
51 |  | Empty Drum | NO | 11 | 500 | 5500
52 |  | Old wire mesh Fencing | Metr | 75 | 80 | 6000
53 |  | Old off size Angle | Kg | 982 | 10 | 9820
54 |  | 8 window annunciator with DCF card | NO | 1 | 26479.18 | 26479.18
55 |  | 33 KV CT Clamp for Panther | NO | 1 | 1236.64 | 1236.64
56 |  | 33KV CB Clamps for twins Moose | NO | 1 | 2507.5 | 2507.5
57 |  | 33KV CT Clamps for twins Moose | NO | 1 | 2507.5 | 2507.5
58 |  | C-Wage clamps Mosse to Mosse | NO | 1 | 2944.1 | 2944.1
59 |  | C-Wage ciamps Trantula to Tarantula | NO | 2 | 2997.2 | 5994.4
60 |  | 33 KV Isolator Clamp for Panthr | NO | 1 | 1168.2 | 1168.2
61 |  | 33 KV Isolator Clamp for Tarantula | NO | 7 | 1571.79 | 11002.53
62 |  | 132 KV CT Clamp for Zebra | NO | 5 | 2387.14 | 11935.7
63 |  | 132 KV CB Clamp for Zebra | NO | 5 | 2475.64 | 12378.2
[6 empty] | 7448944.13 | 60200
T&P Items
| 1 | Mcafee Antivirus | No. | 1 | 900 | - | 900
| 2 | Internal Modem 56 bps | No. | 1 | 187 | 187
| 3 | M.S.Office 2007 Standard MOLP without Media (Software) | No. | 1 | 11036 | 11036
| 4 | Desktop Computer make HCL | No. | 1 | 26600 | 26600
| 5 | TFT Monitor 39.5cm. Make HCL | No. | 1 | 3330 | 3330
| 6 | UPS 1KVA 168 VAH make Uniline | No. | 1 | 5157 | - | 5157
| 7 | Bilingual Key Guard | No. | 1 | 153 | 153
| 8 | Combo Drive | No. | 1 | 297 | 297
| 9 | Multifunction printer model No. Scx 4521 F make Samsung | No. | 1 | 12733 | - | 12733
| 10 | Almira Store well | Nos | 3 | 10879 | 32637
| 11 | Dining Chair PCN 7112 | Nos | 6 | 2473 | 14838
| 12 | Computer Chair Pch 4103 | Nos | 1 | 3436.43 | 3436.43
| 13 | Chair PCH 5002T | Nos | 1 | 6052 | 6052
| 14 | Table T-8 | Nos | 1 | 7477 | 7477
| 15 | Godrej Table T-9 | Nos | 2 | 10396.5 | 20793
| 16 | Godrej Chair CH-1007 | NOs | 18 | 4750.96 | 85517.28
| 17 | Book Care Rack | NOs | 2 | 11640 | 23280
| 18 | Table with 3 Drawer (T104) | Nos | 1 | 11497 | 11497
| 19 | Big Table Model V2 | Nos | 1 | 10254 | 10254
| 20 | Dining Table V1 | Nos | 1 | 11361 | 11361
| 21 | Table ET 711 | Nos | 1 | 13623 | 13623
| 22 | Centre table sonata | Nos | 1 | 46712 | 46712
| 23 | Computer Table C2 | Nos | 1 | 2766.7 | 2766.7
| 24 | Industrial Helmet | Nos | 5 | 261.05 | - | 1305.25
| 25 | Rubber Gloves | Nos | 5 | 681 | - | 3405
| 26 | Raincoat with cap | Nos | 5 | 1816 | - | 9080
| 27 | Safety Belt | Nos | 5 | 851.25 | - | 4256.25
| 28 | Rubber Gum Boots | Nos | 5 | 737.75 | - | 3688.75
| 29 | Digital Multimeter | Nos | 2 | 28203 | 56406
| 30 | 5Kv Motorized Megger | Nos | 1 | 29000 | 29000
| 31 | Megger 1 KV | Nos | 1 | 5500 | 5500
| 32 | Contact Resistance meter | Nos | 1 | 178000 | 178000
| 33 | Earth Resistivity Meter | Nos | 1 | 10500 | 10500
| 34 | D/E & ring spanner 1 set each | Nos | 1 | 580 | 580
| 35 | Hack saw frame (Standard Quality) | Nos | 1 | 0 | 0
| 36 | Stool | Nos | 1 | 618 | 618
| 37 | Teak wood Bed (Single) | Nos | 2 | 7316 | 14632
| 38 | Aluminium ladder 15 feet | Nos | 1 | 5107.5 | 5107.5
| 39 | SF6 Gas Evacuating Device | Nos | 1 | 0 | 0
| 40 | Gas Filling Equipment | Nos | 1 | 0 | 0
| 41 | Gas Leak Detector | Nos | 1 | 0 | 0
| 42 | Nokia 3011 Mobile (Unserviceable) | Nos | 1 | 4500 | - | 4500
| 43 | Microsoft Mobile Lumia | Nos | 1 | 7500 | - | 7500
| 44 | Insuleting Gloves | Nos | 1 | 7906 | 7906
| 45 | All in one Laser Jet Printer | Nos | 1 | 22986 | 22986
| 46 | Water Cooler | Nos | 1 | 34456 | 34456
| 47 | Water Purifire | Nos | 1 | 22184 | 22184
| 48 | Godrej-4Dr Vertical Filling Cabinet | Nos | 1 | 27029.08 | 27029.08
[6 empty] | 746751.99 | 52525.25
Format of Monthly Inventory for Uploading on PTCUL Website
STOCK ACCOUNT OF F/Y- AUGUST-2025-2026
Name of Circle/ Zone:- Kumaun Zone | [5 empty] | Name of Substation 132 KV Substation Kichha
Name of Division - 220 KV Substation O&M Pantnagar | [5 empty] | Month of- | 2025-08-01
SR. No. | Item Code | item Description | Unit | Quantity |  |  |  |  | Book Value per Unit | Total
|  |  |  | Useable | Unserviceable | Obsolete | Non-Moving | Scrap
T&P Usable
1 | PP0P001001 | Steel Almera | No. | 1 |  |  |  |  | 0 | 0
2 | PP0P001002 | Steel Rack | No. | 0 | Shifted to t&p scrap list |  |  |  | 0 | 0
3 | PP0P009004 | D.F.Hammer | No. | 0 | Shifted to t&p scrap list |  |  |  | 0 | 0
4 | PP0P009005 | Alluminium Ladder 30' | No. | 1 |  |  |  |  | 0 | 0
5 | PP0P002002 | Armed Chair | No. | 0 | Shifted to t&p scrap list |  |  |  | 0 | 0
6 | PP0P006002 | Double Sleeve Pulley Block | No. | 1 |  |  |  |  | 0 | 0
7 | DD0D002001 | Desktop Computer make HCL | No. | 0 | Shifted to t&p scrap list |  |  |  | 26600 | 0
8 | DD0D001002 | Internal Modem 56Kbps | No. | 0 | Shifted to t&p scrap list |  |  |  | 187 | 0
9 | PP0P004005 | Primary Injection Set | No. | 1 |  |  |  |  | 152000 | 152000
10 | PP0P003005 | Computer Table | No. | 0 | Shifted to t&p scrap list |  |  |  | 7266.7 | 0
11 | PP0P002005 | Computer Chair | No. | 0 | Shifted to t&p scrap list |  |  |  | 3436.43 | 0
12 | PP0P006004 | Industrial Helmet | No. | 1 | 4 N. Shifted to t&p scrap list out of 5 |  |  |  | 261.05 | 261.05
13 | PP0P006007 | Safety Belt | No. | 1 | 4 N. Shifted to t&p scrap list out of 5 |  |  |  | 851.25 | 851.25
14 | PP0P006008 | Rubber Gum Boots | Pair | 1 | 4 N. Shifted to t&p scrap list out of 5 |  |  |  | 737.75 | 737.75
15 | PP0P005001 | Voltas water cooler with aquaflow eyreaforebs storage capacity 20 ltr. | No. | 0 | Shifted to t&p scrap list |  |  |  | 53628.5 | 0
16 | PP0P002001 | chair PCH 9003 | No. | 1 |  |  |  |  | 7665 | 7665
17 | PP0P003001 | Table T-8 | No. | 1 |  |  |  |  | 7477.95 | 7477.95
18 | PP0P003006 | Book Care Rack | No. | 1 |  |  |  |  | 11640 | 11640
19 | PP0P004004 | Centrifusing Machine | No. | 0 | Shifted to t&p scrap list |  |  |  | 50000 | 0
20 | PP0P005007 | Karbonn Mobile model no. A1+ | No. | 1 |  |  |  |  | 4500 | 4500
21 | PP0P003002 | Godrej Table T-9 | No. | 1 |  |  |  |  | 12847.72 | 12847.72
22 | PP0P003003 | Godrej Chair CH-1007 | No. | 5 |  |  |  |  | 3085.32 | 15426.6
23 | PP0P001003 | Godrej Storewel KD Plain (4Shelves) | No. | 1 |  |  |  |  | 11852.27 | 11852.27
24 | PP4P402001 | Godrej Fitting Cabinet 4Dwr. Model-STV FXDM 4086 | No. | 1 |  |  |  |  | 15874.83 | 15874.83
25 |  | Realme Narzo 50A ( Oxygen blue) | No. | 1 |  |  |  |  | 7500 | 7500
26 |  | Office Chair (Model-7003) |  | 1 |  |  |  |  | 12769.41 | 12769.41
27 |  | Visitor Chair (Model-1007) |  | 4 |  |  |  |  | 6913.17 | 27652.68
28 |  | Office Table(Model-T09) |  | 1 |  |  |  |  | 29950.4 | 29950.4
29 |  | Storage (Almirah Model-Storewell) |  | 1 |  |  |  |  | 29169.9 | 29169.9
30 |  | Storage (VerticalFilling Cabinet-4 Shelves) |  | 1 |  |  |  |  | 28650.82 | 28650.82
31 |  | Digital Multimeter (Received From M&R stock) | No. | 1 |  |  |  |  | 49206 | 49206
32 | PP3P301012 | Insulating Gloves. (Received From M&R stock) | No. | 1 |  |  |  |  | 7906 | 7906
33 | sup. For march-24 | Water cooler of 40 Ltr. Water storage capacity. | No. | 1 |  |  |  |  | 34456 | 34456
34 | " | Water puerifire machine. | No. | 1 |  |  |  |  | 22184 | 22184
35 |  | Biometric attandence machine. | No. | 1 |  |  |  |  | 11788.2 | 11788.2
[9 empty] | Total | 502367.83
T&P (Scrap)
1 | PP0P004001 | Megger (defective) | No. |  |  |  |  | 1 | 0 | 0
2 | PP0P004002 | Oil Testing Set (defective) | No. |  |  |  |  | 1 | 0 | 0
3 | PP0P004003 | 2500 Volt Motor Insulation Testor | No. |  |  |  |  | 1 | 0 | 0
4 | PP0P004006 | 3½ Disit Electronic Multimeter | No. |  |  |  |  | 1 | 0 | 0
5 | PP0P006001 | Single Sleeve Pulley Block | No. |  |  |  |  | 1 | 0 | 0
6 | PP0P002003 | Easy Chair PCN 500/T | No. |  |  |  |  | 1 | 0 | 0
7 | PP0P002004 | Dining Chair PCN 7112 | No. |  |  |  |  | 2 | 0 | 0
8 | DD0D002002 | TFT Monitor 39.5cm. Make HCL | No. |  |  |  |  | 1 | 3330 | 3330
9 | DD0D002003 | UPS 1KVA 168 VAH make Uniline | No. |  |  |  |  | 1 | 5157 | 5157
10 | DD0D002004 | Bilingual Key Guard | No. |  |  |  |  | 1 | 157 | 157
11 | DD0D002005 | Combo Drive | No. |  |  |  |  | 1 | 297 | 297
12 | DD0D001002 | Mcafee Antivires | No. |  |  |  |  | 1 | 900 | 900
13 | SS0D001003 | M.S.Office 2007 Standard MOLP without Media (Softwear) | No. |  |  |  |  | 1 | 11036 | 11036
14 | DD0D004001 | Deskjet Printer D4168 | No. |  |  |  |  | 1 | 4000 | 4000
15 | DD0D004002 | Deskjet Printer Cartridge | No. |  |  |  |  | 2 | 1150 | 2300
16 | PP0P006005 | Rubber Gloves | pair |  |  |  |  | 5 | 681 | 3405
17 | PP0P006006 | Raincoat with cap | No. |  |  |  |  | 5 | 1816 | 9080
18 | DD0D0040033 | Multifunction printer model No. Scx 4521 F make Samsung | No. |  |  |  |  | 1 | 12733 | 12733
19 | PP0P005008 | Mobile Model 322051, S.No.35378000264809 (unserviceable & damaged) | No. |  |  |  |  | 1 | 20 | 20
20 | sup. For march-24 | 1.5 T Voltas window AC (old & used and scrap) | No. |  |  |  |  | 1 | 1000 | 1000
21 | As per record W/O N.-23 dt. 30/10/2017 | Biometric attandence machine.(Old used & scrap) | No. |  |  |  |  | 1 | 11776 | 11776
22 | PP0P001002 | Steel Rack | No. |  |  |  |  | 2 | 0 | 0
23 | PP0P009004 | D.F.Hammer | No. |  |  |  |  | 1 | 0 | 0
24 | PP0P003004 | Office Table 1800X900X760 | No. |  |  |  |  | 1 | 0 | 0
25 | PP0P002002 | Armed Chair | No. |  |  |  |  | 1 | 0 | 0
26 | DD0D002001 | Desktop Computer make HCL | No. |  |  |  |  | 1 | 26600 | 26600
27 | DD0D001002 | Internal Modem 56Kbps | No. |  |  |  |  | 1 | 187 | 187
28 | PP0P003005 | Computer Table | No. |  |  |  |  | 1 | 7266.7 | 7266.7
29 | PP0P002005 | Computer Chair | No. |  |  |  |  | 1 | 3436.43 | 3436.43
30 | PP0P006004 | Industrial Helmet | No. |  |  |  |  | 4 | 261.05 | 1044.2
31 | PP0P006007 | Safety Belt | No. |  |  |  |  | 4 | 851.25 | 3405
32 | PP0P006008 | Rubber Gum Boots | Pair |  |  |  |  | 4 | 737.75 | 2951
33 | PP0P005001 | Voltas water cooler with aquaflow eyreaforebs storage capacity 20 ltr. | No. |  |  |  |  | 1 | 53628.5 | 53628.5
34 | PP0P004004 | Centrifusing Machine | No. |  |  |  |  | 1 | 50000 | 50000
35 | PP0P006003 | Tripple Sleeve Pulley Block | No. |  |  |  |  | 1 | 0 | 0
[8 empty] | 55 | Total | 213709.83
Stock Material (Usable)
1 | VV3V303006 | 132 KV CT (200/100/1 A) | No. | 1 |  |  |  |  | 193800 | 193800
2 | VV1V101034 | Bushing assembly for 145 KV T/F | No. | 1 |  |  |  |  | 20000 | 20000
3 | NN0N001008 | 33 KV Conrol & Relay panel (Tripple feeder) | N0. | 1 |  |  |  |  | 950000 | 950000
4 |  | PT 2.5 VA for 33 KV metering cubical | No. | 0 | Shifted to t&p scrap list |  |  |  | 0 | 0
5 | VV2V209001 | PRV of 40 MVA T/F | No. | 1 |  |  |  |  | 22473 | 22473
6 | NN0N007004 | OSR of 40 MVA T/F | No. | 1 |  |  |  |  | 21349 | 21349
7 |  | T/F oil sample bottle (1000 ml) | No. | 2 |  |  |  |  | 10442 | 20884
8-a |  | T/F oil sample bottle (2000 ml) | No. | 2 |  |  |  |  | 13847 | 27694
b | VV2V204003 | Stainless Steel T/F. Oil Sampling Container of 02 Ltr. Capacity. | Nos. | 2 |  |  |  |  | 13614.33 | 27228.66
9 | VV1V101034 | 40 MVA Transformer HV Side Bushing Clamp | N0. | 1 |  |  |  |  | 5286.4 | 5286.4
10 |  | Buchholz Relay for 40 MVV Power T/F. | N0. | 1 |  |  |  |  | 16343 | 16343
11 | CC3C303001 | 33 KV XLPE Power Cable(1x630 Sq. mm) | KM. | 0.2 |  |  |  |  | 1500000 | 300000
12 |  | 10 Core 2..5 mm 2 control cable | KM. | 0.07 |  |  |  |  | 318600 | 22302
13 | CC0C001009 | 2.5X 2 Core Control Cable. | KM. | 0.075 |  |  |  |  | 94400 | 7080
14-a | CC1C103012 | 35 Sq. mm 3.5 core Alluminium Power Cable | KM. | 0.027 |  |  |  |  | 190000 | 5130
b | CC1C103012 | Auxilary Power Cable (35 Sq. mm 3.5 core). | KM. | 0.14 |  |  |  |  | 219000 | 30660
15 |  | Rail piece 2.5 meter long | No. | 0 | Shifted to t&p scrap list |  |  |  | 0 | 0
16 | FF3F301003 | S/S Structure ABL type | Kg. | 607 |  |  |  |  | 30 | 18210
17 | FF3F301010 | S/S Structure BBL type | Kg. | 1000 |  |  |  |  | 30 | 30000
18 | FF3F301011 | S/S Structure BTI type | Kg. | 1052 |  |  |  |  | 30 | 31560
19 | FF0F043008 | Template ABC type | MT. | 7.276 |  |  |  |  | 61000 | 443836
20 | JJ7J707005 | Empty SF6 gas cylinder | No. | 0 | Shifted to t&p scrap list |  |  |  | 0 | 0
21 | PP1P122003 | SF6 gas filling and evacuation device | No. | 1 |  |  |  |  | 60000 | 60000
22 | PP1P122001 | SF6 gas filling bag | No. | 1 |  |  |  |  | 30000 | 30000
23 | CC3C311008 | 33 KV Outdoor cable Termination kit(1x630 Sq. mm) | N0. | 1 |  |  |  |  | 9500 | 9500
24 |  | 1600 Amp. Jaw Pad | No. | 3 |  |  |  |  | 566.4 | 1699.2
25 |  | C-Wedge clamp Z-P Conductor | No. | 16 |  |  |  |  | 3351.2 | 53619.2
26-a | II1I105001 | C-Wedge clamp P-P Conductor | No. | 3 |  |  |  |  | 2000.1 | 6000.3
b |  | C-Wedge clamp P-P Conductor | No. | 30 |  |  |  |  | 2643.2 | 79296
27 | AA0A005001 | ACSR Panther conductor. | No. | 0.277 |  |  |  |  | 135000 | 37395
28 | AA0A005001 | ACSR Panther conductor bits (scrap) | Mtr. | 63 |  |  |  |  | 65 | 4095
29 | II31301004 | Mid Span Joint Panther | Nos. | 5 |  |  |  |  | 1298 | 6490
30 | II31302004 | Repair Slip For ACSR Panther | Nos. | 2 |  |  |  |  | 531 | 1062
31 | II0I001007 | 11 KV 70 KN Disc Insulator | No. | 30 |  |  |  |  | 281 | 8430
32-a |  | Secure make Energy meter (Old &Dismantled). | No. | 0 | Shifted to t&p scrap list |  |  |  | 0 | 0
b |  | Secure make Energy meter (Old &Dismantled). | No. | 0 | Shifted to t&p scrap list |  |  |  | 0 | 0
33 |  | Transformer oil | Ltr. | 268 |  |  |  |  | 73.16 | 19606.88
34 |  | Trip coil (Single) 33 KV -GCB (Type-30SFGP-25A) | No. | 1 |  |  |  |  | 5677.45 | 5677.45
35 |  | Close coil 33 KV -GCB (Type-30SFGP-25A) | No. | 5 |  |  |  |  | 5677.45 | 28387.25
36 |  | Trip coil 145 KV GCB 110/220V (Type:120-SFM-32B) | No. | 5 |  |  |  |  | 5677.45 | 28387.25
37 |  | Close coil 145 KV GCB 110/220V (Type:120-SFM-32B) | No. | 5 |  |  |  |  | 5677.45 | 28387.25
38 |  | Galvanised nut and bolts with washers. |  | 0.03 |  |  |  |  | 116938 | 3508.14
39 |  | CT clamp Panther cond. | No. | 7 |  |  |  |  | 1174.1 | 8218.7
40 |  | CT clamp Zebra cond. | No. | 11 |  |  |  |  | 1174.1 | 12915.1
41 |  | 132 KV Tendem isolator clamp Panther conductor. | No. | 9 |  |  |  |  | 1758.2 | 15823.8
42 |  | Silica Gel | Kg. | 30 |  |  |  |  | 411.82 | 12354.6
43 |  | Armord rod for Panther | No. | 6 |  |  |  |  | 1000 | 6000
44 |  | Isolator clamp for Zebra | No. | 5 |  |  |  |  | 1174.1 | 5870.5
45 |  | 33 KV 3 Core CT 400/50/1A, Accuracy class 0.2s without junction box. | No. | 1 |  |  |  |  | 80240 | 80240
46 |  | 33 KV 3 Core CT 1600/800/400/1A, (Old & Dismantaled) | No. | 6 |  |  |  |  | 5000 | 30000
47 |  | 33 KV capacitor bank cell | No. | 5 |  |  |  |  | 142316.49 | 711582.45
48 |  | C- Wedge clamp Z-Z conductor. | No. | 6 |  |  |  |  | 3481 | 20886
49 |  | Isolator clamp for Panther Cond. | No. | 7 |  |  |  |  | 1174.1 | 8218.7
50 |  | 33 KV Isolator Jaw, 800 Amp. | No. | 15 |  |  |  |  | 6242.2 | 93633
51 |  | 33 KV Isolator, blade 800 Amp. | No. | 12 |  |  |  |  | 7493 | 89916
52 |  | 40 MVA T/F. HV side bushing clamp. | No. | 6 |  |  |  |  | 5605 | 33630
53 |  | 40 MVA T/F. HV side bushing clamp. | No. | 6 |  |  |  |  | 4248 | 25488
54 |  | Silica Gel breather for 40 MVA power T/F ilicagel capacity. having 06 kg licagel capacity. | No. | 2 |  |  |  |  | 10502 | 21004
55 |  | Silica Gel breather for 40 MVA power T/F ilicagel capacity. having 01 kg licagel capacity. | No. | 2 |  |  |  |  | 4366 | 8732
56 |  | Closing coil for 132 KV CB Areva make. | No. | 1 |  |  |  |  | 6124.2 | 6124.2
57 |  | Tripping coil for 132 KV CB Areva make. | No. | 1 |  |  |  |  | 7493 | 7493
58 |  | Closing coil for 132 KV CB CGL make. | No. | 6 |  |  |  |  | 8732 | 52392
59 |  | Tripping coil for 132 KV CB CGL make. | No. | 6 |  |  |  |  | 8732 | 52392
60 |  | Closing coil for 132 KV CB ABB make. | No. | 1 |  |  |  |  | 8732 | 8732
61 |  | Tripping coil for 132 KV CB ABB make. | No. | 1 |  |  |  |  | 8732 | 8732
62 |  | Single tension fitting for P. cond. | No. | 15 |  |  |  |  | 7788 | 116820
63 |  | Single sus. fitting for P. cond. | No. | 15 |  |  |  |  | 6490 | 97350
64 |  | Mid span compression joint for panther cond. | No. | 15 |  |  |  |  | 1593 | 23895
65 |  | Repair sleeve for ACSR P. Cond. | No. | 15 |  |  |  |  | 784.7 | 11770.5
66 |  | Bolted type tension fitting for ACSR P. Cond. | No. | 15 |  |  |  |  | 5286.4 | 79296
67 |  | Vibration damper for P. Cond. | No. | 345 |  |  |  |  | 2043.76 | 705097.2
[9 empty] | Total | 4959983.73
Obsolete Materials
1 |  |  | No.
[9 empty] | Total | 0
PSDF Items
Sr.No | Item Code | Name Of Article | Unit | Quantity |  |  |  |  | Book Value per Unit | Total
|  |  |  | Useable |  | Obsolete | Non-Moving | Scrap
1 | 2025-04-23 | 132 KV CT | Nos. |  |  |  | 5 N.Lifted out of 15 | 10 | 500 | 5000
2 | 2025-04-23 | 132 KV CVT 1 PH | Nos. |  |  |  | 4 N.Lifted out of 7 | 3 | 500 | 1500 | 04N. lLifted
3 | KK1K101001 | 132 KV Surge Arrester 1 PH | Nos. |  |  |  |  | 11 | 1000 | 11000
4 | 2025-04-29 | 33 KV Isolator 3 PH | Nos. |  |  |  |  | 5 | 1500 | 7500
5 | 2025-04-22 | 33 KV CT | Nos. |  |  |  | 18 N.Lifted out of 21 | 3 | 1000 | 3000 | 18N. Lifted
6 | 2025-04-22 | 33 KV PT | Nos. |  |  |  | 2 N.Lifted out of 03 | 1 | 400 | 400 | 02N. Lifted
7 | 23-28-04-2025 | 33 KV CB | Nos. |  |  |  | 9 N.Lifted out of 10 | 1 | 4000 | 4000
8 |  | 33 KV CB (Without Pole) | Nos. |  |  |  |  | 1 | 2000 | 2000
9 |  | 33 KV LA | Nos. |  |  |  |  | 9 | 200 | 1800
10 |  | ACDB | Nos. |  |  |  |  | 1 | 5000 | 5000
11 |  | DCDB | Nos. |  |  |  |  | 1 | 4000 | 4000
[8 empty] | 46 | Total | 45200
| Chandrapal Singh |  | Rahul Kumar Singh |  |  |  |  | Md. Shawez
| JE, 132 KV S/s Kichha |  | Assistant Engineer (O&M) |  |  |  |  | EE (O&M)
|  |  | 132 KV Substation, Kichha |  |  |  |  | 220 KV O&M Division Pantnagar
SCRAP MATERIAL
1 |  | Empty Conductor Drum W/O rod (G.I.bar), Scrap | No. |  |  |  | Survey committee list 2018 | 53 | 10 | 530
2 | 2025-05-07 | Iron Scrap | Kg. |  |  |  | 83.5 kg Lifted out of 91 . | 7.5 | 15 | 112.5
3 |  | Busbar hardwere material.(Scrap) | Kg. |  |  |  | 30 kg Lifted out of 51 | 21 | 60 | 1260
4 | 29-4 to7-5-2025 | Empty T/F Oil Drum | No. |  |  |  | 101 Lifted out of 118 | 17 | 250 | 4250
5 |  | Empty drum of Transformer oil | No. |  |  |  | Survey committee list 2018 | 168 | 250 | 42000
6 |  | lead acid battary cell | No. |  |  |  | Survey committee list 2018 | 55 | 10 | 550
7 |  | 33/0.4 KV, 250 KVA Transformer Fully brunt and Damaged (Scrap). | No. |  |  |  | Survey committee list 2020 | 1 | 5000 | 5000
8 | 2025-04-22 | 33 KV Capacitor cell (Old, Damaged & Scrap) | No. |  |  |  | 6 N. Lifted out of 10 | 4 | 100 | 400
9 |  | 132 KV CT 1600/800/400/1A (old , dismantled & Defective ) | No. |  |  |  |  | 1 | 500 | 500
10 |  | 33 KV Isolator 3 PH. , Jaw blade brunt & defective ( Scrap) | No. |  |  |  |  | 1 | 1500 | 1500
11-a |  | Chain link fencing without Angle (Scrap) | Mtr. |  |  |  |  | 78 | 50 | 3900
b |  | Chain link fencing with Angle (Scrap) | Mtr. |  |  |  |  | 381 | 50 | 19050
12 |  | Dfferential relay (Old & used, defective and scrap) | No. |  |  |  |  | 1 | 100 | 100
13 |  | ELGI make air compressor. (Old,used & Dismantled) | No. |  |  |  |  | 1 | 4000 | 4000
14 |  | ELGI make air compressor. (Old,used & Dismantled) | No. |  |  |  |  | 1 | 8000 | 8000
15 |  | P-441 Relay (Old & used, defective and scrap) | No. |  |  |  |  | 1 | 10 | 10
16 |  | 2.4 Mtr.height Pale fencing old used & scrap | [5 empty] | 144 | 50 | 7200
17 |  | GE Multilin 650 Relay ( old & defective) | Mtr. |  |  |  |  | 1 | 50 | 50
18 |  | PT 2.5 VA for 33 KV metering cubical | No. |  |  |  |  | 1 | 10000 | 10000
19 |  | Rail piece 2.5 meter long | No. |  |  |  |  | 1 | 1500 | 1500
20 | JJ7J707005 | Empty SF6 gas cylinder | No. |  |  |  |  | 2 | 100 | 200
21-a |  | Secure make Energy meter (Old &Dismantled). | No. |  |  |  |  | 20 | 50 | 1000
b |  | Secure make Energy meter (Old &Dismantled). | No. |  |  |  |  | 1 | 50 | 50
22 |  | Empty Drum 45 Gallon | No. |  |  |  |  | 25 | 300 | 7500
23 |  | 110 Volt Battery Charger ( Old defective & dismantled) | No. |  |  |  |  | 1 | 5000 | 5000
24 |  | 2V 300 AH Battery Cell VRLA (55 no.)( Old defective & dismantled) | Set. |  |  |  |  | 1 | 5000 | 5000
[9 empty] | Total | 128662.5
| Chandrapal Singh |  | Rahul Kumar Singh |  |  |  | Md. Shawez
| JE, 132 KV S/s Kichha |  | Assistant Engineer (O&M) |  |  |  | EE (O&M)
|  |  | 132 KV Substation, Kichha |  |  |  | 220 KV O&M Division Pantnagar
Name of Circle/ Zone :- Haldwani/Kumaon Name of Substation :-220 KV S/s Haldwani
Name of Division:- 220 KV O&M Haldwani Month : August 2025
Physical Stock Material upto 31 July- 2025 of Sri Naveen Chandra Arya J.E. At 220 KV Sub Division Haldwani
S.N. | Item code |  | Item Description | Unit | Quantity |  |  |  |  | Book Value per Unit | Total Cost
[5 empty] | Useable | Unservi cable | Obsolete | Non Moving | Scrap
1 | CC0C002013 | PVC Control Cable - W/o Armoured- 2x2.5mm ( in pices) | Mtr. | 302 | 302 |  |  |  | 302 | 30 | 9060
2 |  | Control Cable 2X2.5 Pic. Old & Used | Mtr. | 850 |  |  |  |  | 850 | 30 | 25500
3 |  | Control Cable 4X2.5 Pic. Old & Used | Mtr. | 1180 |  |  |  |  | 1180 | 30 | 35400
4 |  | Control Cable 6X2.5 Pic. Old & Used | No | 300 |  |  |  |  | 300 | 30 | 9000
5 |  | PG Clamp Zebra- Zebra Old & used Defective | No | 50 |  |  |  |  | 50 | 300 | 15000
6 |  | PG Clamp Zebra- T/Z Old & used Defective | No | 20 |  |  |  |  | 20 | 300 | 6000
7 |  | Cumalong Clamp | No | 1 | 1 |  |  |  |  | 3000 | 3000
8 |  | Isolator connector for trumtulla | No | 6 | 6 |  |  |  |  | 600 | 3600
9 | JJ0J003001 | Circuit Breaker 132KV SF-6 old & used Scrap | No | 6 |  |  |  |  | 6 | 10000 | 60000
10 | JJ0J005002 | Circuit Breaker 33KV old & used scrap | No | 5 | 5 |  |  |  |  | 15000 | 75000
11 | VV8V810003 | CVT 132 KV/110 Volt - 145kv OLD & USED | No | 11 | 11 |  |  |  |  | 10000 | 110000
12 | VV6V603002 | Current Transformer 132KV 8 OLD & USED | No | 18 | 18 |  |  |  |  | 100000 | 1800000
13 | VV6V602003 | Current Transformer 220KV OLD & USED | No | 9 | 9 |  |  |  |  | 100000 | 900000
14 | VV8V810002 | CVT 220 KV/110 Volt - OLD & USED | No | 6 | 6 |  |  |  |  | 10000 | 60000
15 |  | 33 KV CT Old & Used | No | 2 |  |  |  |  | 2 | 2000 | 4000
16 |  | TER Bushing CT 3 core | No | 1 | 1 |  |  |  |  | 1000 | 1000
17 |  | NEUTRAL BUSHING CT 1 CORE | No | 1 | 1 |  |  |  |  | 50000 | 50000
18 |  | Current Transformar Nutral bushing | No | 1 |  |  |  |  | 1 | 15000 | 15000
19 |  | Terminal contactor for 145 KV CT | No | 1 | 1 |  |  |  |  | 600 | 600
20 | CC1C102002 | Power Cable -440V LT - 3.5x400 Sq. mm | Mtr. | 175 | 175 |  |  |  |  | 200 | 35000
21 | MM4M425001 | Miscellaneous- - Relay contact multiplier - Relay contact multiplier | No | 55 | 55 |  |  |  |  | 600 | 33000
22 | MM4M426001 | Miscellaneous- - Relay socket - for 51 | No | 61 | 61 |  |  |  |  | 300 | 18300
23 | KK0K002001 | Lighting Arrestor 220 KV old & used & Scrap | No | 10 | 10 |  |  |  | 10 | 1000 | 10000
24 | KK0K003001 | Lighting Arrestor 132 KV old & used & Scrap | No | 10 | 10 |  |  |  | 10 | 300 | 3000
25 | KK0K002001 | Lighting Arrestor 220 KV new PSDF | No | 2 | 2 |  |  |  |  | 94278.6 | 188557.2
26 | KK4K401003 | Post Insulator Solid core - 145 KV | NO | 20 | 20 |  |  |  |  | 700 | 14000
27 | II0I002001 | Disc Insulator 70KN | No | 94 | 94 |  |  |  |  | 300 | 28200
28 | II8I801004 | Single Tension Fitting Zebra | No | 15 | 15 |  |  |  |  | 1200 | 18000
29 | II8I804004 | Single Tension H/W Fitting for Zebra | No | 9 | 9 |  |  |  |  | 1000 | 9000
30 | II8I801004 | Single Tension W/O Jumper | No | 18 | 18 |  |  |  |  | 1000 | 18000
31 | FF0F002001 | AȽ0 Type structure A type off size | kg | 1381 | 1381 |  |  |  |  | 40 | 55240
32 | FF0F002007 | BȽ0 Type structure B type off size | kg | 13490 | 13490 |  |  |  |  | 40 | 539600
33 |  | Feb galv template momber + 5 (off size) | kg | 3466 | 3466 |  |  |  |  | 40 | 138640
34 | FF2F207026 | Template C Type for 220KV Single Circuit (off size) | kg | 973.48 | 977.48 |  |  |  |  | 40 | 38939.2
35 | FF0F003022 | BXM type Structure (off size) | Kg | 2542.22 | 2542.22 |  |  |  |  | 40 | 101688.8
36 | FF0F003023 | ETM type Structure (off size) | Kg | 1831.6 | 1831.6 |  |  |  |  | 40 | 73264
37 | FF0F003024 | CCM type Structure (off size) | Kg | 3205 | 3205 |  |  |  |  | 40 | 128200
38 | FF0F003025 | CBT type Structure (off size) | Kg | 2163.23 | 2163.23 |  |  |  |  | 40 | 86529.2
39 | FF0F003026 | ATMS type Structure (off size) | Kg | 2555.17 | 2555.17 |  |  |  |  | 40 | 102206.8
40 | FF0F003027 | CGM type Structure (off size) | Kg | 2268.47 | 2268.47 |  |  |  |  | 40 | 90738.8
41 | FF4F402025 | HOT dipped Galvanised-16x45 mm | No | 301 | 301 |  |  |  |  | 10 | 3010
42 | FF4F402024 | HOT dipped Galvanised-16x40 mm Nut bolt | No | 1128 | 1128 |  |  |  |  | 10 | 11280
43 |  | GI Step Bolt | No | 1976 | 1976 |  |  |  |  | 30 | 59280
44 |  | Mol Gauge | No | 1 | 1 |  |  |  |  | 5000 | 5000
45 | VV1V102005 | Transformer Bushing 40 MVA | No | 1 | 1 |  |  |  |  | 50000 | 50000
46 | VV1V102004 | Transformer Bushing 220 | No | 1 | 1 |  |  |  |  | 50000 | 50000
47 | VV1V102005 | Transformer Bushing 132 | No | 1 | 1 |  |  |  |  | 50000 | 50000
48 |  | GI Earth wire 7/9 swg | KG | 194 | 194 |  |  |  |  | 40 | 7760
49 |  | Earth wire & hard wire old and Defective | Kg | 21980 | 21980 |  |  |  |  | 20 | 439600
50 | FF7F702003 | MS Flat- 50x6mm | Kg | 662 | 662 |  |  |  |  | 60 | 39720
51 |  | Intermediate upright with cleat | No | 11 | 11 |  |  |  |  | 300 | 3300
52 |  | Stay with cleat | No | 34 | 34 |  |  |  |  | 250 | 8500
53 | FF8F802001 | Rail- 105 LBS | Kg | 127.4 | 127.4 |  |  |  |  | 50 | 6370
54 |  | MSC Joint for zebra | No | 17 | 17 |  |  |  |  | 700 | 11900
55 |  | PA rod for zebra | No | 5 | 5 |  |  |  |  | 700 | 3500
56 |  | GI Hngar 220 KV | No | 8 | 8 |  |  |  |  | 300 | 2400
57 | YY1Y101005 | Battery Cell 2 V 300AH lead acid (Damage) | Set | 2 |  |  |  |  | 2 | 5000 | 10000
58 | NN2N205001 | C&R PANEL - 33 KV - Control relay panel tripple feedar -( old & defective ) | no | 1 |  |  |  |  | 1 | 7500 | 7500
59 | JJ8J802001 | Empty Cylinder 10 KG Scrap | No | 6 | 6 |  |  |  |  | 500 | 3000
60 |  | 132KV Control relay panel old & Scrap | No | 1 |  |  |  |  | 1 | 5000 | 5000
61 |  | 220 KV PT class 0.2 | No | 1 |  | 1 |  |  |  | 354000 | 354000
62 |  | 132 KV CT 1200/800/1 class-0.2 | No | 1 |  | 1 |  |  |  | 224200 | 224200
63 |  | 132 KV CT 800/400/1 class-0.2 | No | 2 |  | 2 |  |  |  | 212400 | 424800
64 |  | 132 KV CT 400/200/1 class-0.2 | No | 1 |  | 1 |  |  |  | 212400 | 212400
65 |  | 132 Kv CVT 132/110 verson 100 Va | No | 1 | 1 |  |  |  |  | 212400 | 212400
66 |  | ACDB (Old & Scrap) | No | 1 |  | 1 |  |  |  | 5000 | 5000
67 |  | DCDB (Old & Scrap) | No | 2 |  | 2 |  |  |  | 5000 | 10000
68 |  | 70 kn DISC Insulator | No | 200 | 200 |  |  |  |  | 1109.2 | 221840
69 |  | Street light old & used & Scrap fitting | No | 15 |  | 15 |  |  |  | 200 | 3000
70 |  | Battery Bank 2V*55 No 300 AH (Old & Scrap) | Set | 1 |  | 1 |  |  |  | 7000 | 7000
71 |  | Transformer Oil | Ltr. | 14445 |  | 14445 |  |  |  | 50 | 722250
72 |  | Transformer Oil Drum (Old & used) | No | 107 |  | 107 |  |  |  | 250 | 26750
73 |  | Auxiliary Contractor 32 FD CAD | No | 2 | [5 empty] | 3360.64 | 6721.28
74 |  | Trapping Coil 110 VDC (200hm) | No | 2 | [5 empty] | 14334.64 | 28669.28
75 |  | Anti pumping contractor mope scnnciter | No | 1 | [5 empty] | 3380.7 | 3380.7
76 |  | Silica gel | KG | 80 | [5 empty] | 466.1 | 37288
Total (A)- | [10 empty] | 8189083.26
Substation Name Stock Inventory for the Month of - AUGUST 2025
Name of Zone :- Kumaon Name of Division:- 220 KV O&M Haldwani
Name of Circle :- Haldwani Name of Substation :- 132 kv substation kathgodam
|  |  |  | Unit Rate in Rs. | USABLE |  | UNSERVICEABLE |  | NON - MOVING |  | OBSOLETE |  | SCRAP
S.No. | Item Code | Name Of Item | Unit |  | Qty. | Total Amount in Rs. | Qty. | Total Amount in Rs. | Qty. | Total Amount in Rs. | Qty. | Total Amount in Rs. | Qty. | Total Amount in Rs.
1 | II0I006001 | 11 K.V Disc Insulator Of Sizes | No | 300 | 3 | 900 | _ | _ | _ | _ | _ | _ | _ | _
2 |  | G.I Bolt Nut Of Sizes | No. | 20 | 4420 | 88400 | _ | _ | _ | _ | _ | _ | _ | _
3 | II5I501004 | Mid Spane Joint w/o Steel | No. | 200 | 10 | 2000 | _ | _ | _ | _ | _ | _ | _ | _
4 | II8I804005 | Single Suspension Fitting For Panther | No. | 700 | 19 | 13300 | _ | _ | _ | _ | _ | _ | _ | _
5 | II8I807004 | Bolted Type Tension Fitting For Zebra | No. | 1050 | 4 | 4200 | _ | _ | _ | _ | _ | _ | _ | _
6 | FF3F302001 | C-Type Tower part Incomplete | MT. | 25000 | 4.257 | 106425 | _ | _ | _ | _ | _ | _ | _ | _
7 | CC3C303003 | Armar polley cable XLPE 3*300mm | Mtr | 85 | 200 | 17000 | _ | _ | _ | _ | _ | _ | _ | _
8 |  | 132 K.V Breacing Insulator | No. | 6000 | 1 | 6000 | _ | _ | _ | _ | _ | _ | _ | _
9 | VV1V104005 | 72.5 K.V 400 Amp Condensor Bushing | No. | 12000 | 2 | 24000 | _ | _ | _ | _ | _ | _ | _ | _
10 |  | Steel Wire Rope | Mtr | 30 | 200 | 6000 | _ | _ | _ | _ | _ | _ | _ | _
11 |  | Anchor Bolt 28mm | No. | 200 | 91 | 18200 | _ | _ | _ | _ | _ | _ | _ | _
12 |  | Anchor Bolt 32mm | No. | 250 | 14 | 3500 | _ | _ | _ | _ | _ | _ | _ | _
13 | CC7C703002 | Alu Lag 240mm | No. | 100 | 22 | 2200 | _ | _ | _ | _ | _ | _ | _ | _
14 |  | Alu Lag 400mm | No. | 120 | 6 | 720 | _ | _ | _ | _ | _ | _ | _ | _
15 |  | 132/33 K.V C.T Connector | No. | 250 | 42 | 10500 | _ | _ | _ | _ | _ | _ | _ | _
16 | HH1H103001 | 145 K.V Bus Isolators | No. | 12600 | 1 | 12600 | _ | _ | _ | _ | _ | _ | _ | _
17 |  | Magnet 110 V-127V D.C(A.B.B) | No. | 6090 | 2 | 12180 | _ | _ | _ | _ | _ | _ | _ | _
18 | JJ1J103041 | Catch(A.B.B) | No. | 2478 | 1 | 2478 | _ | _ | _ | _ | _ | _ | _ | _
19 |  | Linkage(A.B.B) | No. | 9912 | 1 | 9912 | _ | _ | _ | _ | _ | _ | _ | _
20 |  | Pressure Release Valve | No. | 30672 | 1 | 30672 | _ | _ | _ | _ | _ | _ | _ | _
21 |  | Brass Nut Bolt of Sizes | No. | 29.8 | 124 | 3695.2 | _ | _ | _ | _ | _ | _ | _ | _
22 | SS1S104008 | contactors(2 no+2 nc) | No. | 3950 | 3 | 11850 | _ | _ | _ | _ | _ | _ | _ | _
23 | CC0C002011 | PVC control cable 4 core | Mtr | 65 | 150 | 9750 | _ | _ | _ | _ | _ | _ | _ | _
24 | CC0C002008 | PVC control cable 10 core | Mtr | 105 | 150 | 15750 | _ | _ | _ | _ | _ | _ | _ | _
25 |  | selector switches for 132 kv panels | No. | 1702.5 | 8 | 13620 | _ | _ | _ | _ | _ | _ | _ | _
26 |  | Indicators | No. | 278 | 2 | 556 | _ | _ | _ | _ | _ | _ | _ | _
27 | II1I104002 | PG clamp for zebra to panther | No. | 818.47 | 6 | 4910.82 | _ | _ | _ | _ | _ | _ | _ | _
28 |  | Come Along Clamp for Zebra | No. | 6787.3 | 2 | 13574.6 | _ | _ | _ | _ | _ | _ | _ | _
29 |  | LED Type Semaphore | No. | 2250 | 5 | 11250 | _ | _ | _ | _ | _ | _ | _ | _
30 | YY4Y403001 | 48 V battery charger old and used | No. | 1200 | 1 | 1200 | _ | _ | _ | _ | _ | _ | _ | _
31 | FF3F301042 | 33 KV Isolater structure old and used | No. | 5000 | 10 | 50000 | _ | _ | _ | _ | _ | _ | _ | _
32 | II2I205001 | C Wedge Clamp for Panther Conductor | No. | 2258.7 | 28 | 63243.6 | _ | _ | _ | _ | _ | _ | _ | _
33 | SS3S301022 | HRC FUSE 6 AMP | NO | 56.523 | 24 | 1356.552 | _ | _ | _ | _ | _ | _ | _ | _
34 | SS3S301020 | HRC FUSE 10 AMP | NO | 56.296 | 26 | 1463.696 | _ | _ | _ | _ | _ | _ | _ | _
35 | FF3F302001 | TOWER PART OLD AND USED | MT | 40000 | 2.142 | 85680 | _ | _ | _ | _ | _ | _ | _ | _
36 | II8I801005 | Single Tension Fitting For Panther Incomplete | NO | 980 | 3 | 2940 | _ | _ | _ | _ | _ | _ | _ | _
37 | SS4S405005 | 3PHASE 10 A 3 POLE MCB | NO | 1464.15 | 4 | 5856.6 | _ | _ | _ | _ | _ | _ | _ | _
38 | VV7V702004 | 33 KV CT CONNECTING ROD | NO | 3399.325 | 6 | 20395.95 | _ | _ | _ | _ | _ | _ | _ | _
39 | VV7V702003 | 132KV CT CONNECTING ROD | NO | 4534.325 | 3 | 13602.975 | _ | _ | _ | _ | _ | _ | _ | _
40 | CC1C102002 | 400 SQMM 3.5CORE AL CABLE | MTR | 755 | 116 | 87580 | _ | _ | _ | _ | _ | _ | _ | _
41 | II0I002001 | DISC INSULATORS 120 KN | NO | 2860.0186 | 4 | 11440.0743 | _ | _ | _ | _ | _ | _ | _ | _
42 |  | G.I STRUCTURE | MT | 108393.3033 | 0.087 | 9430.2174 | _ | _ | _ | _ | _ | _ | _ | _
43 | HH7H701001 | 66 K.V jaw | No | 5096.15 | 2 | 10192.3 | _ | _ | _ | _ | _ | _ | _ | _
44 |  | M.s Earth 40 mm Dia | Mtr | 584 | 19 | 11096 | _ | _ | _ | _ | _ | _ | _ | _
45 | AA0A004001 | ACSR Zebra Conducter In Pieces | Mtr | 279.9 | 70 | 19593 | _ | _ | _ | _ | _ | _ | _ | _
46 |  | Insulating Mat | Mtr | 3123.24 | 25 | 78081 | _ | _ | _ | _ | _ | _ | _ | _
47 | JJ1J103007 | Closing Coil | No | 3955.475 | 3 | 11866.425 | _ | _ | _ | _ | _ | _ | _ | _
48 | JJ1J103005 | Tripping Coil | No | 3961.15 | 4 | 15844.6 | _ | _ | _ | _ | _ | _ | _ | _
49 | JJ5J502001 | O rings | No | 3389.11 | 5 | 16945.55 | _ | _ | _ | _ | _ | _ | _ | _
50 |  | Selector Switch(Manual/ Auto) | No | 2814.8 | 4 | 11259.2 | _ | _ | _ | _ | _ | _ | _ | _
51 | HH6H601002 | 132 K.V Isolater Jaw | NO. | 6129 | 4 | 24516 | _ | _ | _ | _ | _ | _ | _ | _
52 |  | PVC Control Cable old and used in pieces | Mtr | 5 | 410 | 2050 | _ | _ | _ | _ | _ | _ | _ | _
53 | AA0A005001 | ACSR Panther Conductor | KM | 82500 | 6.918 | 570735 | _ | _ | _ | _ | _ | _ | _ | _
54 | VV6V605012 | 33 KV CT 300/150/1 Old and Used Dismantled | No | 4000 | 3 | 12000 | _ | _ | _ | _ | _ | _ | _ | _
55 | II8I804005 | Single Suspension Fitting For Panther | Set | 4580 | 1 | 4580 | _ | _ | _ | _ | _ | _ | _ | _
56 | II801010 | Tension Fitting for earth wire | Set | 1259.5 | 6 | 7557 | _ | _ | _ | _ | _ | _ | _ | _
57 | II8I804010 | Suspension Fitting for earth wire | Set | 1374 | 10 | 13740 | _ | _ | _ | _ | _ | _ | _ | _
58 | II6I603003 | Phase Plate | Set | 458 | 1 | 458 | _ | _ | _ | _ | _ | _ | _ | _
59 | II6I603001 | Number Plate | No | 572.5 | 1 | 572.5 | _ | _ | _ | _ | _ | _ | _ | _
60 | II5I502004 | Repair Sleeve for Panther Conductor | No | 572.5 | 10 | 5725 | _ | _ | _ | _ | _ | _ | _ | _
61 | II5I502009 | Repair Sleeve for Earth Wire | No | 572.5 | 8 | 4580 | _ | _ | _ | _ | _ | _ | _ | _
62 | II6I603006 | Danger Plate | No | 572.5 | 1 | 572.5 | _ | _ | _ | _ | _ | _ | _ | _
63 |  | Counter Poise Earthing | Set | 12595 | 1 | 12595 | _ | _ | _ | _ | _ | _ | _ | _
64 | II7I710001 | Anti Climbing Device Barbared type | Set | 12595 | 1 | 12595 | _ | _ | _ | _ | _ | _ | _ | _
65 | II6I603005 | Circuit Plate | Set | 572.5 | 1 | 572.5 | _ | _ | _ | _ | _ | _ | _ | _
66 |  | ABB PB Unit | No | 5665.92 | 2 | 11331.84 | _ | _ | _ | _ | _ | _ | _ | _
67 | KK0K005001 | 30 KV LA | No | 18892.5 | 1 | 18892.5 | _ | _ | _ | _ | _ | _ | _ | _
68 |  | 1/2 unfscr of 110 V Battery Charger Hsstbb | No | 2290 | 6 | 13740 | _ | _ | _ | _ | _ | _ | _ | _
69 |  | Semi Conductor Fuse75AGSA75 | No | 1145 | 6 | 6870 | _ | _ | _ | _ | _ | _ | _ | _
70 |  | Semi Conductor Fuse 50A GSA50 | No | 1145 | 6 | 6870 | _ | _ | _ | _ | _ | _ | _ | _
71 |  | Diode S8hr55 Size M8 | No | 1145 | 3 | 3435 | _ | _ | _ | _ | _ | _ | _ | _
72 |  | Diode S4hr41 Size M8 | No | 1145 | 3 | 3435 | _ | _ | _ | _ | _ | _ | _ | _
73 |  | Diode S4Hr16 Size M6 | No | 1145 | 3 | 3435 | _ | _ | _ | _ | _ | _ | _ | _
74 |  | Fuse 36AGE SM63A | No | 1145 | 6 | 6870 | _ | _ | _ | _ | _ | _ | _ | _
75 |  | Contactor 25A 3 Phase Coil Voltage 240V DC | No | 2290 | 1 | 2290 | _ | _ | _ | _ | _ | _ | _ | _
76 |  | Contactor 63A 3 Phase Coil Voltage 240 V DC | No | 2290 | 1 | 2290 | _ | _ | _ | _ | _ | _ | _ | _
77 | SS3S311001 | Trip Indicator Fuse GE TI 300 | No | 1030.5 | 20 | 20610 | _ | _ | _ | _ | _ | _ | _ | _
78 |  | Space Heater 2500HM/250W | No | 2290 | 2 | 4580 | _ | _ | _ | _ | _ | _ | _ | _
79 |  | Single Phase Voltmeter (0-200) DC | No | 2290 | 1 | 2290 | _ | _ | _ | _ | _ | _ | _ | _
80 |  | Surger Capacitor 2Uf/440 V AC) | No | 572.5 | 4 | 2290 | _ | _ | _ | _ | _ | _ | _ | _
81 | HH1H103001 | 132 KV Isolator without Structure Old and Used | Nos. | 18000 | 11 | 198000 | _ | _ | _ | _ | _ | _ | _ | _
82 | VV8V810003 | 132 KV CVT Old and Used | Nos. | 20000 | 9 | 180000 | _ | _ | _ | _ | _ | _ | _ | _
83 | VV6V603007 | 132 KV CT Used | Nos. | 100000 | 3 | 300000 | _ | _ | _ | _ | _ | _ | _ | _
84 | VV6V603007 | 132 KV CT Old and Used | Nos. | 20000 | 12 | 240000 | _ | _ | _ | _ | _ | _ | _ | _
85 | KK0K003001 | 132 KV LA Used | Nos. | 12000 | 3 | 36000 | _ | _ | _ | _ | _ | _ | _ | _
86 | KK0K003001 | 132 KV LA Old and Used | Nos. | 5000 | 12 | 60000 | _ | _ | _ | _ | _ | _ | _ | _
87 | KK0K005001 | 33 KV LA Old and Used | Nos. | 2000 | 3 | 6000 | _ | _ | _ | _ | _ | _ | _ | _
88 |  | MS Angle 50*50*6mm | KG | 68.25 | 2619 | 178746.75 | _ | _ | _ | _ | _ | _ | _ | _
89 |  | MS Flat 50*6 mm | KG | 63 | 1874.076 | 118066.788 | _ | _ | _ | _ | _ | _ | _ | _
90 |  | G.I. Wire Mess of 10 SWG Aperture 50mm width 1.8mm | Sqm | 420 | 459 | 192780 | _ | _ | _ | _ | _ | _ | _ | _
91 |  | M.S. Nut & Bolts suitable for fencing work | KG | 84 | 80 | 6720 | _ | _ | _ | _ | _ | _ | _ | _
92 |  | DANGER PLATE & NUMBER PLATE | Nos. | 569.35 | 190 | 108176.5 | _ | _ | _ | _ | _ | _ | _ | _
93 |  | PHASE PLATE | SET | 584.1 | 15 | 8761.5 | _ | _ | _ | _ | _ | _ | _ | _
94 | JJ1J105005 | A.B.B. TRIPPING COIL FOR 33 KV CIRCUIT BREAKER | Nos. | 3923.5 | 2 | 7847 | _ | _ | _ | _ | _ | _ | _ | _
95 |  | 132 KV DOUBLE FEEDER CONTROL PANEL OLD & USED | Nos. | 5000 | 2 | 10000 | _ | _ | _ | _ | _ | _ | _ | _
96 |  | 132 KV TRANSFORMER PANEL W/O RELAY OLD & USED | Nos. | 2000 | 1 | 2000 | _ | _ | _ | _ | _ | _ | _ | _
97 |  | 132 KV RELAY PANEL OLD & USED | Nos. | 5000 | 3 | 15000 | _ | _ | _ | _ | _ | _ | _ | _
98 |  | 66 KV CONTROL & RELAY DOUBLE FEEDER PANEL OLD & USED | Nos. | 5000 | 1 | 5000 | _ | _ | _ | _ | _ | _ | _ | _
99 |  | 33 KV CONTROL & RELAY TRIPPLE FEEDER PANEL OLD & USED | Nos. | 25000 | 1 | 25000 | _ | _ | _ | _ | _ | _ | _ | _
100 |  | 132 KV CONTROL PANEL WITHOUT ALARM ANNUNCIATOR & ENERGY METER OLD & USED | Nos. | 5000 | 1 | 5000 | _ | _ | _ | _ | _ | _ | _ | _
101 |  | 132 KV RELAY PANEL WITHOUT DISTANCE RELAY OLD & USED | Nos. | 25000 | 1 | 25000 | _ | _ | _ | _ | _ | _ | _ | _
102 | AA0A005001 | ACSR Panther Conductor | KM. | 115535 | 1.045 | 120734.075 | _ | _ | _ | _ | _ | _ | _ | _
103 |  | Galvanized Double Circuit Tower Pieces (without leg) old & Dismantled incomplete. | MT. | 8550 | 7.9 | 67545 | _ | _ | _ | _ | _ | _ | _ | _
104 |  | 33 KV (3Core) CT (800/400/1) accuracy class 0.2s | Nos. | 53690 | 1 | 53690 | _ | _ | _ | _ | _ | _ | _ | _
105 |  | 33 KV PT Single Phase | Nos. | 40710 | 1 | 40710 | _ | _ | _ | _ | _ | _ | _ | _
106 |  | 33 KV Surge arrester Single Phase - Polymer | Nos. | 22656 | 2 | 45312 | _ | _ | _ | _ | _ | _ | _ | _
107 |  | 33 KV Isolator Jaws(1250 AMP.) | Nos. | 4655.1 | 4 | 18620.4
108 |  | C Wedge Clamps for ACSR Zebra Conductor | Nos. | 1469.1 | 6 | 8814.6
109 |  | 66 KV CT (400-200-100/1) old and used dismantled | Nos. | 5000 | 5 | 25000
110 |  | 33 KV CT (800-400/1) old and used dismantled | Nos. | 5000 | 4 | 20000
111 |  | 33 KV PT Single Phase old and used dismantled | Nos. | 5000 | 3 | 15000
112 |  | Mid Span Compression Joint complete for ACSR Panther Conductor | Nos. | 1563.5 | 10 | 15635
113 |  | Mid Span Compression Joint for Earth Wire 7/10 | Nos. | 684.4 | 10 | 6844
114 |  | Double Tension Fitting (120KN) complete for Panther Conductor | Nos. | 11800 | 7 | 82600
115 |  | Single Tension Fitting (120KN) complete for Panther Conductor | Nos. | 7139 | 7 | 49973
116 |  | Vibration Damper for Panther Conductor | Nos. | 1923.4 | 20 | 38468
117 |  | Repair Sleeve for Panther Conductor | Nos. | 790.6 | 10 | 7906
118 |  | Bird Guard (Set of six) | Nos. | 885 | 10 | 8850
119 |  | Flexible Copper bond for 7/3.15 mm GS Earthwire or 7/10 SWG | Nos. | 1711 | 11 | 18821
120 |  | 33 KV CT (400-200/1) old and used dismentled damaged. | Nos. | 2500 | 2 | 5000
121 | VV3V301001 | Transformer Oil | Ltr | 73.16 | 36 | 2633.76
122 |  | SF-06 Gas | Kg. | 3915.24 | 20 | 78304.8
123 |  | 33 KV CT clamps suitable for ACSR Panther conductor | Nos. | 2076.8 | 6 | 12460.8
124 |  | 33 KV CT clamps suitable for ACSR Zebra conductor | Nos. | 2076.8 | 10 | 20768
125 |  | 33 KV Isolator clamps suitable for ACSR Zebra conductor | Nos. | 2076.8 | 11 | 22844.8
126 |  | Silica Gel Blue of Speciation as grain size of dia 8mm & above. | Kg. | 468.46 | 30 | 14053.8
127 |  | First Aid Box With Medicine | Set | 14750 | 3 | 44250
128 |  | Shock Treatment Chart & Artificial Rispiratory | Set | 16697 | 4 | 66788
129 |  | C Wedge Clamps for ACSR Panther Conductor to ACSR Zebra Conductor | Nos. | 2111.02 | 10 | 21110.2
130 |  | Isolator Pad Clamp Suitable for ACSR Panther Conductor | Nos. | 1993.02 | 10 | 19930.2
131 |  | CT Clamp Suitable for ACSR Panther Conductor | Nos. | 1994.2 | 15 | 29913
132 |  | Circuit Breaker Pad Clamp Suitable for ACSR Panther Conductor | Nos. | 1994.2 | 15 | 29913
133 |  | Circuit Breaker Pad Clamp Suitable for ACSR Zebra Conductor | Nos. | 1994.2 | 8 | 15953.6
134 |  | 145 KV Current Transformer (CT) (5Core) (800/400/1A) accuracy class 0.2s | Nos. | 302198 | 3 | 906594
135 |  | 145 KV Current Transformer (CT) (5Core) (400/200/1A) accuracy class 0.2s | Nos. | 291460 | 3 | 874380
136 |  | 36 KV Current Transformer (CT) (3Core) (800/400/1A) accuracy class 0.2s | Nos. | 86730 | 3 | 260190
137 |  | 36 KV Current Transformer (CT) (3Core) (400/200/1A) accuracy class 0.2s | Nos. | 86730 | 4 | 346920
138 |  | Battery Cell (2 volt 300AH) Old and Used Defective | Nos. | 100 | 55 | 5500
139 |  | 110 V 300AH Battery Charger old & Used Defective | Nos. | 15000 | 1 | 15000
140 | II4I403003 | Suspention Clamp For E/W | No. | 300 | _ |  | _ | _ | _ | _ | _ | _ | 13 | 3900
141 |  | Alu Strip 3*2.5 mm | Mtr | 350 | _ |  | _ | _ | _ | _ | _ | _ | 10 | 3500
142 | VV3V301007 | Empty T/F Oil Drum | No. | 120 | _ |  | _ | _ | _ | _ | _ | _ | 150 | 18000
143 | II6I603001 | Number Plate | No. | 30 | _ |  | _ | _ | _ | _ | _ | _ | 110 | 3300
144 | YY1Y101006 | Battery Old & Used | No. | 10 | _ |  | _ | _ | _ | _ | _ | _ | 20 | 200
145 |  | Cable Termination Box 450*450*200mm | No. | 1400 | _ |  | _ | _ | _ | _ | _ | _ | 8 | 11200
Total (in Rs.) | [5 empty] | 6932418.7727 | [7 empty] | 40100
|  | Junior Engineer | [5 empty] | Assistant Engineer
2S Account August 2025 at 132 KV S/S Bhowali
Item No | Item Code | Name of Article | Unit | Rate | Useable |  | Unservicable |  | Non Moving |  | Obslete |  | scrap |  | Total Qty
[5 empty] | Qty | Amount | Qty | Amount | Qty | Amount | Qty | Amount | Qty | Amount
1 | AA0A005001 | ACSR PANTHER CONDUCTOR IN PEACES (DIFF) | km | 40 | 0.248 | 9.92 |  | 0 |  | 0 |  | 0 |  | 0 | 0.248
2 | CC0C002011 | 4 core control cable (2.5 mm) | mtr | 175.925 | 200 | 35185 |  | 0 |  | 0 |  | 0 |  | 0 | 200
3 |  | PVC Armored control cable 2.5mmx10core | km | 255470 | 0.5 | 127735 |  | 0 |  | 0 |  | 0 |  | 0 | 0.5
4 | CC8C801003 | Perforated Cable tray | mtr | 329.15 | 30 | 9874.5 |  | 0 |  | 0 |  | 0 |  | 0 | 30
5 | FF5F501007 | Ancor bolt 25 mm | NO | 200 | 3 | 600 |  | 0 |  | 0 |  | 0 |  | 0 | 3
6 |  | Galv/Zinc nut& bolts | KG | 151.04 | 90 | 13593.6 | [8 empty] | 90
7 | FF4F401068 | NUTS AND BOLTS OFF SIZE | KG | 15 |  | 0 |  | 0 |  | 0 |  | 0 | 40 | 600 | 40
8 |  | GI Structure of 145 kv Tandom Isolator | MT | 85125 | 0.5 | 42562.5 |  | 0 |  | 0 |  | 0 |  | 0 | 0.5
9 | HH0H003001 | 145 KV Tandom Isolator | NO | 238350 | 2 | 476700 |  | 0 |  | 0 |  | 0 |  | 0 | 2
10 | FF7F702003 | MS flat 75x12 mm | mt | 10030 | 0.8 | 8024 |  | 0 |  | 0 |  | 0 |  | 0 | 0.8
11 | HH0H003001 | 145 KV BUS isolator | NO | 12600 | 1 | 12600 |  | 0 |  | 0 |  | 0 |  | 0 | 1
12 | HH9H901017 | 132 KV Isolator clamp for Panther conductor(Old/used melted) | NO | 50 |  | 0 |  | 0 |  | 0 |  | 0 | 24 | 1200 | 24
13 | HH9H901016 | 33 kv isolator clamp (O&U melted) | NO | 25 |  | 0 |  | 0 |  | 0 |  | 0 | 9 | 225 | 9
14 |  | Isolator clamp for Zebra conductor | NO | 2000.1 | 7 | 14000.7 |  | 0 |  | 0 |  | 0 |  | 0 | 7
15 |  | Isolator clamp for Panther conductor | NO | 2000.1 | 7 | 14000.7 |  | 0 |  | 0 |  | 0 |  | 0 | 7
16 | II0I004001 | 132 KV DISK INSULATOR(120 KN) | No | 200 | 10 | 2000 |  | 0 |  | 0 |  | 0 |  | 0 | 10
17 | II8I804005 | suspension fitting for panther conductor | No. | 2371.8 | 2 | 4743.6 |  | 0 |  | 0 |  | 0 |  | 0 | 2
18 | II8I801004 | bolted type tension fitting for ACSR zebra coductor | NO | 5702.94 | 6 | 34217.64 |  | 0 |  | 0 |  | 0 |  | 0 | 6
19 | II1I105001 | PG Clamp Panther to Panther (O&U melted) | NO | 50 |  | 0 |  | 0 |  | 0 |  | 0 | 15 | 750 | 15
20 |  | PG Clamp Panther to Zebra (O&U melted) | NO | 50 |  | 0 |  | 0 |  | 0 |  | 0 | 27 | 1350 | 27
21 |  | PG Clamp Zebra to Zebra (O&U melted) | NO | 50 |  | 0 |  | 0 |  | 0 |  | 0 | 3 | 150 | 3
22 |  | C-Wedge Clamps Zebra to Zebra conductor | NO | 2826.1 | 10 | 28261 |  | 0 |  | 0 |  | 0 |  | 0 | 10
23 |  | C-Wedge Clamps Zebra to Panther conductor | NO | 2118.1 | 7 | 14826.7 |  | 0 |  | 0 |  | 0 |  | 0 | 7
24 |  | C-Wedge Clamps for Panther to Panther conductor | NO | 2000.1 | 10 | 20001 |  | 0 |  | 0 |  | 0 |  | 0 | 10
25 |  | CB Clamps for Panther conductor | NO | 2000.1 | 4 | 8000.4 |  | 0 |  | 0 |  | 0 |  | 0 | 4
26 |  | CB Clamps for Zebra conductor | NO | 2000.1 | 7 | 14000.7 |  | 0 |  | 0 |  | 0 |  | 0 | 7
27 | JJ4J401009 | 132 KV circuit breaker clamp for Panther conductor(Old/used melted) | NO | 50 |  | 0 |  | 0 |  | 0 |  | 0 | 18 | 900 | 18
28 | JJ4J401009 | 33 kv circuit breaker clamp (O&U melted) | NO | 25 |  | 0 |  | 0 |  | 0 |  | 0 | 6 | 150 | 6
29 | JJ0J005004 | 33 KV CB (O&U)ALSTOM MAKE /2003 | NO | 50000 |  | 0 |  | 0 |  | 0 | 1 | 50000 |  | 0 | 1
30 | JJ1J105019 | Spring Charge motor (33 kv ABB make CB 220 v AC ) | NO | 46020 | 1 | 46020 |  | 0 |  | 0 |  | 0 |  | 0 | 1
31 | JJ1J105019 | 33 KV ABB Make spring charging motor(O&U Burnt) | NO | 500 |  | 0 |  | 0 |  | 0 |  | 0 | 1 | 500 | 1
32 |  | Spring charge motor 132 kv ABB C.B | Nos | 37643 | 1 | 37643 |  | 0 |  | 0 |  | 0 |  | 0 | 1
33 |  | Spring charge motor 132 kv ABB C.B(old & burnt) | Nos | 500 |  | 0 |  | 0 |  | 0 |  | 0 | 1 | 500 | 1
34 | JJ1J103005 | CLOSING COIL FOR 132 KV ABB CB | No | 9074 | 2 | 18148 |  | 0 |  | 0 |  | 0 |  | 0 | 2
35 | JJ1J103005 | TRIPPING COIL FOR 132 KV ABB CB | No | 9074 | 2 | 18148 |  | 0 |  | 0 |  | 0 |  | 0 | 2
36 | JJ1J103005 | Tripping coil 132 KV CGL CB | NO | 4416.6 | 2 | 8833.2 |  | 0 |  | 0 |  | 0 |  | 0 | 2
37 | JJ1J103005 | CLOSING COIL 132 KV CGL CB | NO | 4416.6 | 2 | 8833.2 |  | 0 |  | 0 |  | 0 |  | 0 | 2
38 | JJ1J103005 | Tripping coil 132 kv ABB CB (New) | NO | 4416.6 | 2 | 8833.2 |  | 0 |  | 0 |  | 0 |  | 0 | 2
39 | JJ1J103005 | CLOSING COIL 132 KV ABB CB(New) | NO | 4416.6 | 2 | 8833.2 |  | 0 |  | 0 |  | 0 |  | 0 | 2
40 | JJ1J105005 | Tripping coil 33 KV CGL CB | NO | 3927 | 2 | 7854 |  | 0 |  | 0 |  | 0 |  | 0 | 2
41 | JJ1J103037 | Limit switch 132 kv ABB CB | NO | 2937.6 | 2 | 5875.2 |  | 0 |  | 0 |  | 0 |  | 0 | 2
42 | JJ2J201007 | Limit switch 33 kv ABB CB | NO | 1938 | 1 | 1938 |  | 0 |  | 0 |  | 0 |  | 0 | 1
43 | JJ1J125001 | CONTRACTOR 25 A 3 PHASE | NO | 2862.5 | 4 | 11450 |  | 0 |  | 0 |  | 0 |  | 0 | 4
44 | JJ1J125001 | CONTRACTOR 63 A 3 PHASE | NO | 2862.5 | 4 | 11450 |  | 0 |  | 0 |  | 0 |  | 0 | 4
45 | JJ0J004003 | 66 KV MOCB BHEL (Defective) | No | 30000 |  | 0 |  | 0 |  | 0 |  | 0 | 2 | 60000 | 2
46 | JJ8J801001 | SF-6 Gas | KG | 3905.8 | 8 | 31246.4 |  | 0 |  | 0 |  | 0 |  | 0 | 8
47 | KK0K003001 | 132 KV LA(O&U)(ELPRO INT LTD /2000) | NO | 5000 |  | 0 | 7 | 35000 |  | 0 |  | 0 |  | 0 | 7
48 |  | 30 KV LA | NO | 18892.5 | 1 | 18892.5 |  | 0 |  | 0 |  | 0 |  | 0 | 1
49 |  | 33 KV LA (old & used)Defective | NO | 100 |  | 0 |  | 0 |  | 0 |  | 0 | 2 | 200 | 2
50 |  | LA Counter meter(Old &Used damaged ) | NO | 100 |  | 0 |  | 0 |  | 0 |  | 0 | 3 | 300 | 3
51 | MM0M059001 | RELAY ABB MAKE MODEL NO REL 511(O/U)(distance relay) | NO | 25000 | 1 | 25000 |  | 0 |  | 0 |  | 0 |  | 0 | 1
52 |  | RELAY MAKE SIEMENS Sr no GF 1504502721 (DIFFRENTIAL RELAY ) Diffective(booting problam) | NO | 1000 |  | 0 |  | 0 |  | 0 |  | 0 | 1 | 1000 | 1
53 | MM3M306003 | ENERGY METER 3P4W MAKE SECURE (New Dismanteled) | NO | 20000 |  | 0 |  | 0 | 7 | 140000 |  | 0 |  | 0 | 7
54 | MM3M306002 | ENERGY METER 3P4W MAKE L&T(O/U) TYPE ER 300P | NO | 10000 |  | 0 |  | 0 | 5 | 50000 |  | 0 |  | 0 | 5
55 | MM3M306003 | ENERGY METER 3P4W MAKE SECURE (OLD & USDE) | NO | 10000 |  | 0 |  | 0 | 3 | 30000 |  | 0 |  | 0 | 3
56 | NN0N003001 | 132 KV CONTROL LINE PANEL (WITHOUT RELAY AND ENERGY METER)(O/U) | NO | 10000 |  | 0 |  | 0 |  | 0 | 1 | 10000 |  | 0 | 1
57 | NN1N103001 | 132 KV RELAY LINE PANEL (WITHOUT RELAY AND ENERGY METER)(O/U) | NO | 10000 |  | 0 |  | 0 |  | 0 | 1 | 10000 |  | 0 | 1
58 |  | 15 MVA T/F C&R Panel (old & used )(without electrical relay & enaegy meter ) | NO | 5000 |  | 0 |  | 0 |  | 0 | 1 | 5000 |  | 0 | 1
59 | NN3N303001 | 15 MVA T/F CONTROL AND RELAY PANEL (WITHOUT RELAY AND ENERGY METER)(O/U) | NO | 10000 |  | 0 |  | 0 |  | 0 | 1 | 10000 |  | 0 | 1
60 | NN2N205002 | 33 KV CONTROL AND RELAY TRIPLE FEDDER PANEL (WITHOUT RELAY AND ENERGY METER)(O/U) | NO | 10000 |  | 0 |  | 0 |  | 0 | 1 | 10000 |  | 0 | 1
61 | NN2N205002 | 33 KV CONTROL AND RELAY TRIPLE FEDDER PANEL old & used (With Electro Mechanical Relay) | NO | 5000 |  | 0 |  | 0 |  | 0 | 3 | 15000 |  | 0 | 3
62 | NN7N707001 | CTR 15 MVA T/F Tap Changer Panel old & used (With Electro Mechanical Relay) | NO | 5000 |  | 0 |  | 0 |  | 0 | 1 | 5000 |  | 0 | 1
63 | NN7N707001 | 15 MVA T/F RTCC PANEL old & used (With Electro Mechanical Relay) | NO | 5000 |  | 0 |  | 0 |  | 0 | 1 | 5000 |  | 0 | 1
64 | NN2N204001 | 5 MVA T/F Protection Panel old & used (With Electro Mechanical Relay) | NO | 5000 |  | 0 |  | 0 |  | 0 | 1 | 5000 |  | 0 | 1
65 | QQ0Q001001 | Fire fighting cylinder 50 ltr(leakage & rusty) | NO | 50 | 0 | 0 |  | 0 |  | 0 |  | 0 | 2 | 100 | 2
66 | SS3S301020 | HRC FUSE 10 AMP | NO | 85.875 | 11 | 944.625 |  | 0 |  | 0 |  | 0 |  | 0 | 11
67 | SS3S301019 | HRC FUSE 16 AMP | NO | 103.05 | 12 | 1236.6 |  | 0 |  | 0 |  | 0 |  | 0 | 12
68 | SS3S301013 | HRC FUSE 25 AMP | NO | 171.75 | 16 | 2748 |  | 0 |  | 0 |  | 0 |  | 0 | 16
69 | SS3S301010 | HRC FUSE 32 AMP | NO | 171.75 | 16 | 2748 |  | 0 |  | 0 |  | 0 |  | 0 | 16
70 | SS3S301008 | HRC FUSE 63 AMP | NO | 229 | 12 | 2748 |  | 0 |  | 0 |  | 0 |  | 0 | 12
71 |  | HRC FUSE 80 AMP | NO | 572.5 | 20 | 11450 |  | 0 |  | 0 |  | 0 |  | 0 | 20
72 |  | SEMI CONDUCTOR FUSE 50A GSA 50 | NO | 1488.5 | 2 | 2977 |  | 0 |  | 0 |  | 0 |  | 0 | 2
73 |  | SEMI CONDUCTOR FUSE 75A GSA 75 | NO | 1488.5 | 3 | 4465.5 |  | 0 |  | 0 |  | 0 |  | 0 | 3
74 |  | 5MVA T/F 66/11 KV GEC Make(Old & Used) | No | 500000 |  | 0 |  | 0 |  | 0 |  | 0 | 1 | 500000 | 1
75 |  | 5 MVA T/F 132/33 KV Single phase GEC Make with accessories(Old &Used) | NO | 1000000 |  | 0 |  | 0 |  | 0 |  | 0 | 2 | 2000000 | 2
76 |  | 5 MVA T/F 132/33 KV Single phase BBL Make with accessories(O /U & Danaged) | No | 500000 |  |  |  | 0 |  | 0 |  | 0 | 1 | 500000 | 1
77 |  | 20 MVA HV Side bushing clamps (Brass) | NO | 5894.1 | 2 | 11788.2 |  | 0 |  | 0 |  | 0 |  | 0 | 2
78 |  | 20 MVA LV Side bushing clamps (Brass) | NO | 5894.1 | 1 | 5894.1 |  | 0 |  | 0 |  | 0 |  | 0 | 1
79 |  | CT clamp for Panther conductor | NO | 2000.1 | 10 | 20001 |  | 0 |  | 0 |  | 0 |  | 0 | 10
80 |  | CT clamp for Zebra conductor | NO | 2000.1 | 10 | 20001 |  | 0 |  | 0 |  | 0 |  | 0 | 10
81 | VV7V701019 | 132 KV CT clamp for Panther conductor(Old/used melted) | NO | 50 |  | 0 |  | 0 |  | 0 |  | 0 | 9 | 450 | 9
82 | VV7V701019 | 33 kv CT clamp (O&U melted) | NO | 25 |  | 0 |  | 0 |  | 0 |  | 0 | 13 | 325 | 13
83 | VV7V705008 | CT TERMINAL LINK | NO | 147.26 | 34 | 5006.84 |  | 0 |  | 0 |  | 0 |  | 0 | 34
84 | VV9V904001 | PT TERMINAL LINK | NO | 147.26 | 40 | 5890.4 |  | 0 |  | 0 |  | 0 |  | 0 | 40
85 |  | 36 KV PT Single Phase accuracy class 0.2 | No | 70670.2 | 1 | 70670.2 |  | 0 |  | 0 |  | 0 |  | 0 | 1
86 |  | 132 KV CT Clamp Zebra conductor | No | 1174.1 | 3 | 3522.3 |  | 0 |  | 0 |  | 0 |  | 0 | 3
87 | VV4V401001 | OTI meter old &used | NO | 1000 |  | 0 | 1 | 1000 |  | 0 |  | 0 |  | 0 | 1
88 | VV4V402002 | WTI meter old &used | NO | 1000 |  | 0 | 1 | 1000 |  | 0 |  | 0 |  | 0 | 1
89 | VV4V406001 | buccholz relay | NO | 14868 | 1 | 14868 |  | 0 |  | 0 |  | 0 |  | 0 | 1
90 | VV4V406001 | buchhloz relay (old & defective) | NO | 1000 |  | 0 | 1 | 1000 |  | 0 |  | 0 | 1 | 1000 | 2
91 |  | PRV Relay for 20 MVA T/F 132/33 KV | Nos | 11800 | 1 | 11800 |  | 0 |  | 0 |  | 0 |  | 0 | 1
92 |  | Silicagel in blue colour | KG | 468.46 | 175 | 81980.5 | [8 empty] | 175
93 |  | OSR Relay for 5MVA T/F | Nos | 9982.8 | 1 | 9982.8 |  | 0 |  | 0 |  | 0 |  | 0 | 1
94 | VV3V303002 | OSR relay (old & defective) | NO | 500 |  | 0 | 1 | 500 |  | 0 |  | 0 | 2 | 1000 | 3
95 |  | 145KV (5 Core ) CT Single phase (ratio 200/100/1A) Accuracy class 0.2s | No | 285307.48 | 1 | 285307.48 |  | 0 |  | 0 |  | 0 |  | 0 | 1
96 | VV6V603004 | 132 KV CT Kapco make(400/200/1A) Accruacy 0.2 | NO | 70000 | 1 | 70000 |  | 0 |  | 0 |  | 0 |  | 0 | 1
97 |  | 36 KV (3 Core ) CT Single phase (Ratio 400/200/1A ) Accuracy class 0.2s | No | 83428.36 | 2 | 166856.72 |  | 0 |  | 0 |  | 0 |  | 0 | 2
98 |  | 36 KV (3 Core ) CT Single phase (Ratio 200/100/1A ) Accuracy class 0.2s | No | 83428.36 | 1 | 83428.36 |  | 0 |  | 0 |  | 0 |  | 0 | 1
99 |  | 33 KV (3 Core ) CT Ratio 400/200/1 A accuracy class 0.2s | No | 53690 | 1 | 53690 |  | 0 |  | 0 |  | 0 |  | 0 | 1
100 | VV6V605013 | 33 KV CT 200/100 A (o/ u & /hepta care power) | NO | 7000 |  | 0 |  | 0 |  | 0 | 3 | 21000 |  | 0 | 3
101 | VV3V301001 | TRANSFORMET OIL (USED ) | Ltr | 20 |  | 0 | 4550 | 91000 |  | 0 |  | 0 |  | 0 | 4550
102 | VV3V301001 | TRANSFORMET OIL OLD AND USED | Ltr | 10 |  | 0 |  | 0 |  | 0 |  | 0 | 5643 | 56430 | 5643
103 |  | Transformer oil Old & Used(useable ) | ltr | 50 | 2090 | [9 empty] | 2090
104 | VV3V301007 | EMPTY OIL DRUM | No | 250 | 100 | 25000 |  | 0 |  | 0 |  | 0 | 30 | 7500 | 130
105 | VV3V301005 | OIL SAMPLING CONTAINER 2 LIT | NO | 13614.33 | 6 | 81685.98 |  | 0 |  | 0 |  | 0 |  | 0 | 6
106 | VV2V201003 | NITRIL GASKET8MM | SPM | 2264.32 | 1.3 | 2943.616 |  | 0 |  | 0 |  | 0 |  | 0 | 1.3
107 | VV1V104013 | 5 MVA T/F 132/33 KV HV (132 kv)Side Bushing(old &used) | NO | 17000 | 1 | 17000 |  | 0 |  | 0 |  | 0 |  | 0 | 1
108 | VV1V104015 | 5 MVA T/F 132/33 KV HV Neutral Side Bushing with metal part (old&used) | NO | 1400 | 1 | 1400 |  | 0 |  | 0 |  | 0 |  | 0 | 1
109 | VV1V104014 | 5 MVA T/F 132/33 KV LV (33 kv )Side Bushing | NO | 1200 | 2 | 2400 |  | 0 |  | 0 |  | 0 |  | 0 | 2
110 | VV1V105011 | 5 MVA T/F 132/33 KV TV (11 kv)Side Bushing | NO | 500 | 2 | 1000 |  | 0 |  | 0 |  | 0 |  | 0 | 2
111 | YY0Y002006 | 110 V EXCIDE BATTERY CELL 55 U/S | set | 5000 |  | 0 |  | 0 |  | 0 |  | 0 | 1 | 5000 | 1
112 | YY1Y101005 | 300 AH BATTERY OLD & USED | NO | 200 |  | 0 |  | 0 |  | 0 |  | 0 | 55 | 11000 | 55
113 | YY1Y101006 | 200 AH BATTERY OLD & USED | NO | 150 |  | 0 |  | 0 |  | 0 |  | 0 | 24 | 3600 | 24
114 |  | 48 v 200 AH Battery charger Caldyne make (old and used) | No | 45000 |  | 0 |  | 0 |  | 0 |  | 0 | 1 | 45000 | 1
115 |  | Woodan Battery stand (old and used) | No | 1000 |  | 0 |  | 0 |  | 0 |  | 0 | 1 | 1000 | 1
116 |  | TRIPPING PLATE FOR 11 KV | No | 556.15 |  | 0 |  | 0 |  | 0 |  | 0 | 6 | 3336.9 | 6
117 |  | Aluminium Scrap | KG | 50 |  | 0 |  | 0 |  | 0 |  | 0 | 5 | 250 | 5
118 |  | STAY ROD 22 MM | No | 50 | 12 | 600 |  | 0 |  | 0 |  | 0 |  | 0 | 12
119 |  | FEBRICATED FANCING IRON SUPPORT | No | 100 | 129 | 12900 |  | 0 |  | 0 |  | 0 |  | 0 | 129
120 |  | PURE TINING | Kg | 150 | 1.55 | 232.5 |  | 0 |  | 0 |  | 0 |  | 0 | 1.55
121 |  | CABLE GLAND 2 CORE | NO | 158.12 | 10 | 1581.2 |  | 0 |  | 0 |  | 0 |  | 0 | 10
122 |  | CABLE GLAND 4 CORE | NO | 188.68 | 15 | 2830.2 |  | 0 |  | 0 |  | 0 |  | 0 | 15
123 |  | CABLE GLAND 6 CORE | NO | 212.28 | 5 | 1061.4 |  | 0 |  | 0 |  | 0 |  | 0 | 5
124 |  | CABLE GLAND 10 CORE | NO | 271.16 | 5 | 1355.8 |  | 0 |  | 0 |  | 0 |  | 0 | 5
125 |  | CT Clamps (off size of different rating) | No | 2126.36 | 6 | 12758.16 |  | 0 |  | 0 |  | 0 |  | 0 | 6
126 |  | 132 KV CT 200/100/50/1A SCT make year 2000 class 0.5A(dismantal & leakage) | No | 20000 | 0 | 0 |  | 0 |  | 0 |  | 0 | 3 | 60000 | 3
127 |  | 33 KV CT 400/200/1 A make vishal T/F & S G pvt ltd year 2003 class 0.2A(dismantal & O/U) | No | 5000 | 0 | 0 |  | 0 |  | 0 |  | 0 | 3 | 15000 | 3
128 |  | 33 KV CT 400/200/1 A make SCT year 1981 class 0.5A(dismantal & leakage) | No | 2500 |  | 0 |  | 0 |  | 0 |  | 0 | 3 | 7500 | 3
129 |  | 33 KV CT 400/200/1 A make Heptacare power equpiment year 2006 class 0.2A(dismantal & O/U) | No | 5000 |  | 0 |  | 0 |  | 0 |  | 0 | 3 | 15000 | 3
130 |  | 33 KV CT 100/50/1 A make ASEA CLASS 1A (dismantal & O/U) | No | 5000 |  | 0 |  | 0 |  | 0 |  | 0 | 3 | 15000 | 3
131 |  | 33 KV PT Single phase Make SCT year 1992 class 0.5 a(dismantal & O/U) | No | 5000 |  | 0 |  | 0 |  | 0 |  | 0 | 3 | 15000 | 3
132 |  | 33 KV PT Single phase Make CGL class 1A(dismantal & O/U) | No | 5000 |  | 0 |  | 0 |  | 0 |  | 0 | 3 | 15000 | 3
133 |  | 33KV PT Three phase make Ambarnath T/F & Electrical class 0.5 A(dismantal & O/U) | No | 7000 |  | 0 |  | 0 |  | 0 |  | 0 | 1 | 7000 | 1
134 |  | CRC | No | 977.04 | 10 | 9770.4 |  | 0 |  | 0 |  | 0 |  |  | 10
135 |  | CT/PT junction box (old & used) | No | 1000 |  | 0 |  | 0 |  | 0 |  | 0 | 2 | 2000 | 2
136 |  | 132 KV Wave trap(Damaged) | No | 5000 |  | 0 |  | 0 |  | 0 |  | 0 |  | 0 | 0
137 |  | 400 sqmm 33KV XLPE Cable termination kit (outdoor type) | No | 78993.92 | 4 | 315975.68 |  | 0 |  | 0 |  | 0 |  | 0 | 4
138 |  | 33 KV Bus Post insulators/solid core insulators. | No | 8437 | 40 | 337480 |  | 0 |  | 0 |  | 0 |  | 0 | 40
139 |  | Copper Bond (braided & flexible round copper wire with copper lug) in 0.5 meter length | No | 3413.74 | 20 | 68274.8 |  | 0 |  | 0 |  | 0 |  | 0 | 20
140 |  | Aluminium power cable (pvc type) 3.5x35 sqmm | KM | 276474 | 0.3 | 82942.2 |  | 0 |  | 0 |  | 0 |  | 0 | 0.3
[6 empty] | 2274459.741 |  | 129500 |  | 220000 |  | 146000 |  | 3355316.9
6125276.641
Account PSDF August 25 at 132 KV S/S Bhowali
Item No | Item Code | Name of Article | Unit | Rate | Useable |  | Unservicable |  | Non Moving |  | Obslete |  | scrap |  | Total Qty
1 |  | 132 kv isolator earth switch | NO | 5000 | 1 | 5000 | [8 empty] | 1
2 |  | 12x1.5mm2 cable | mtr | 250 | 150 | 37500 | [8 empty] | 150
3 |  | 132 kv CT 1 Phase Heptacare Power (1600/800/400/1A) | NO | 179286.22 | 2 | 358572.44 | [8 empty] | 2
|  |  |  | Total |  | 11486173.883 |  | 0 |  | 0 |  | 0 |  | 0
Account August 25 at 132 KV Kathgodam Bhowali Line
Item No | Item Code | Name of Article | Unit | Rate | Useable |  | Unservicable |  | Non Moving |  | Obslete |  | scrap |  | Total Qty
1 | AA0A005001 | ACSR Panther conductor | KM | 99555.75 | 0.284 | 28273.833 |  | 0 |  | 0 |  | 0 |  | 0 | 0.284
2 |  | ACSR Panther conductor in pieces (old and used ) | KM | 23800 | 1 | 23800 |  | 0 |  | 0 |  | 0 |  | 0 | 1
3 |  | PANTHER CONDUCTOR DAMAGED( O/U) | KM | 9915.76 | 0 | 0 | [6 empty] | 0.332 | 3292.0323 | 0.332
4 | AA1A102001 | swg earth wire 7/10 | KG | 41.5 |  | 0 | [6 empty] | 150 |  | 150
5 |  | Double Tension fitting for ACSR conductor | NO | 4307 | 3 | 12921 |  | 0 |  | 0 |  | 0 |  | 0 | 3
6 |  | Double Tension fitting for ACSR conductor(old &used) | NO | 400 |  | 0 |  | 0 |  | 0 | 6 | 2400 |  | 0 | 6
7 | AA0A005001 | Single Tension fitting 120KN for panther conductor | NO | 5152.5 | 4 | 20610 | [7 empty] | 0 | 4
8 |  | Single Tension fitting for ACSR conductor (Old& used) | no | 300 |  | 0 |  | 0 |  | 0 | 6 | 1800 |  | 0 | 6
9 |  | Mid Span joint for ACSR Conductor | NO | 885 | 3 | 2655 |  | 0 |  | 0 |  | 0 |  | 0 | 3
10 | AA0A005001 | Mid span joint for panther conductor | NO | 1145 | 14 | 16030 | [7 empty] | 0 | 14
11 | II8I801005 | Vibration Damper for panther conductor | NO | 1488.5 | 12 | 17862 | [7 empty] | 0 | 12
12 |  | Vibration damper for Panther Conductor(Old &used) | NO | 50 | 0 | 0 |  | 0 |  | 0 | 20 | 1000 |  | 0 | 20
13 |  | Repair Sleeve for ACSR Conductor | NO | 885 | 2 | 1770 |  | 0 |  | 0 |  | 0 |  | 0 | 2
14 | II5I501001 | Repair sleeve panther conductor | NO | 572.5 | 15 | 8587.5 | [7 empty] | 0 | 15
15 | II5I501001 | PG Clamp panther conductor | NO | 1030.5 | 21 | 21640.5 | [7 empty] | 0 | 21
16 | II5I501001 | Galvanzed/Zinc coated Nut & Bolts | KG | 143.13 | 140 | 20038.2 | [7 empty] | 0 | 140
17 | II1I105001 | Galvianized Tower pieces X Type | NO | 92000 | 1 | 92000 | [7 empty] | 0 | 1
18 |  | Galvianized Tower pieces (without lag)(old & dismantal two set) | MT | 8555 | 7 | 59885 |  | 0 |  | 0 |  | 0 |  | 0 | 7
19 |  | 120 KN disk insulator(old & used) | NO | 10 | [8 empty] | 20 | 200 | 20
20 |  | 120 KN disk insulator(OLD &USED) | NO | 65 | 90 | 5850 |  | 0 |  | 0 |  | 0 |  | 0 | 90
21 | II8I801005 | turn buckle | NO | 3000 | 9 | 27000 | [7 empty] | 0 | 9
22 | II5I501001 | Tension clamp swg earth wire | NO | 600 | 5 | 3000 | [7 empty] | 0 | 5
23 | II1I105001 | Single tension fitting complete with arching horn | NO | 2400 | 1 | 2400 | [7 empty] | 0 | 1
24 | FF4F401068 | Repair sleeve for panther coductor | NO | 113.44 | 2 | 226.88 | [7 empty] | 0 | 2
25 | code Not Provided | PG clamp panther to panther(O/D) | NO | 250 | 0 | 0 | [6 empty] | 6 | 1500 | 6
|  |  | Total |  |  | 364549.913 |  | 0 |  | 0 |  | 5200 |  | 4992.0323
[6 empty] | 374741.9453 | [8 empty] | #REF!
2T account August 2025 | [5 empty] | Useable |  | Unservicable |  | Non Moving |  | Obslete |  | scrap
S.N | Item code | Name of Article | Unit | Rate | Qty
[6 empty] | Qty | Amount | Qty | Amount | Qty | Amount | Qty | Amount | Qty | Amount
1 |  | WOODEN RACK | NO |  | 3 |  | 0 |  | 0 |  | 0 |  | 0 | 3 | 0
2 |  | STEEL TABLE OF MICA | NO |  | 1 |  | 0 |  | 0 |  | 0 |  | 0 | 1 | 0
3 |  | OFFICE TABLE | NO |  | 1 |  | 0 |  | 0 |  | 0 |  | 0 | 1 | 0
4 |  | TOOL BOX | NO |  | 1 |  | 0 |  | 0 |  | 0 |  | 0 | 1 | 0
5 |  | BANCH VICE | NO |  | 1 |  | 0 |  | 0 |  | 0 |  | 0 | 1 | 0
6 |  | WALL CLOCK | NO |  | 1 | 1 | 0 |  | 0 |  | 0 |  | 0 |  | 0
7 |  | HAND DRILL MACHINE | NO |  | 1 |  | 0 |  | 0 |  | 0 |  | 0 | 1 | 0
8 |  | MECHANICAL HEAVY DUTY JACK 5 TON (DEF) | NO |  | 1 |  | 0 |  | 0 |  | 0 |  | 0 | 1 | 0
9 |  | CHAIN TACKLE 5 TON (DIF) | NO |  | 1 |  | 0 |  | 0 |  | 0 |  | 0 | 1 | 0
10 |  | NUMBER PUNCH | NO |  | 1 | 1 | 0 |  | 0 |  | 0 |  | 0 |  | 0
11 |  | AL - LEADER ONE PEACE U/S | NO |  | 1 |  | 0 |  | 0 |  | 0 |  | 0 | 1 | 0
12 |  | MOBILE PHONE NOKIA 3310 | NO |  | 1 |  | 0 |  | 0 |  | 0 |  | 0 | 1 | 0
13 |  | STEEL TABLE WITH TEAK PLY | NO |  | 1 |  | 0 |  | 0 |  | 0 |  | 0 | 1 | 0
14 |  | STEEL CHAIR WITH ARM AND BACK | NO |  | 4 |  | 0 |  | 0 |  | 0 |  | 0 | 4 | 0
15 | DD0D001001 | DESKTOP COMPUTER | NO |  | 1 | 1 | 0 |  | 0 |  | 0 |  | 0 |  | 0
16 | DD0D002001 | TFT 39.5 CM MONITOR , MAKE HBL | NO |  | 1 | 1 | 0 |  | 0 |  | 0 |  | 0 |  | 0
17 | DD0D003001 | UPS 1.0 KVA 165 VAH | NO |  | 1 | 1 | 0 |  | 0 |  | 0 |  | 0 |  | 0
18 | DD0D002002 | BILAINGUAL KEYBOARD | NO |  | 1 | 1 | 0 |  | 0 |  | 0 |  | 0 |  | 0
19 |  | COMBO DRIVE | NO |  | 1 | 1 | 0 |  | 0 |  | 0 |  | 0 |  | 0
20 | DD2D201001 | MCAFEE ANTI VIRUS | NO |  | 1 | 1 | 0 |  | 0 |  | 0 |  | 0 |  | 0
21 | DD1D103001 | INTENAL MODEM 56 KBPS | NO |  | 1 | 1 | 0 |  | 0 |  | 0 |  | 0 |  | 0
22 |  | HAND GLOVE FOR 11 KV | NO |  | 2 |  | 0 |  | 0 |  | 0 |  | 0 | 2 | 0
23 |  | LEATHER SAFETY BELT WITH ROPE | NO |  | 2 |  | 0 |  | 0 |  | 0 |  | 0 | 2 | 0
24 |  | DRINKING WATER COOLER WITH AQUA GUARD | NO |  | 1 |  | 0 |  | 0 |  | 0 |  | 0 | 1 | 0
25 | PP0P007001 | HELMET ISI MARK | NO |  | 4 |  | 0 |  | 0 |  | 0 |  | 0 | 4 | 0
26 |  | BRASS EARTH CHAIN | NO |  | 2 | 2 | 0 |  | 0 |  | 0 |  | 0 |  | 0
27 |  | MULTIFUNCTION PRINTER SAMSUNG %C*4521 F SNO BP676ACZ900389 (DIFF) | NO |  | 1 |  | 0 |  | 0 |  | 0 |  | 0 | 1 | 0
28 | PP0P006001 | SINGLE SLEEVE PULLY SET | NO |  | 2 | 2 | 0 |  | 0 |  | 0 |  | 0 |  | 0
29 | PP0P006002 | DOUBLE SLEEVE PULLY SET | NO |  | 2 | 2 | 0 |  | 0 |  | 0 |  | 0 |  | 0
30 | PP0P006003 | TRIPEL SLEEVE PULLY SET | NO |  | 2 | 2 | 0 |  | 0 |  | 0 |  | 0 |  | 0
31 |  | CUM ALONG CLAMP FOR PANTER CONDUCTOR | NO |  | 1 | 1 | 0 |  | 0 |  | 0 |  | 0 |  | 0
32 |  | CHARGABLE FOCUS TORCH | NO |  | 2 |  | 0 |  | 0 |  | 0 |  | 0 | 2 | 0
33 |  | OIL LIFTING MACHINE | NO |  | 1 | 1 | 0 |  | 0 |  | 0 |  | 0 |  | 0
34 |  | FLAT FILE | NO |  | 1 |  | 0 |  | 0 |  | 0 |  | 0 | 1 | 0
35 |  | ROUND FILE | NO |  | 1 |  | 0 |  | 0 |  | 0 |  | 0 | 1 | 0
36 |  | ELECTRIC HAMMER DRILL MACHINE | NO |  | 1 |  | 0 |  | 0 |  | 0 |  | 0 | 1 | 0
37 |  | SAL WOOD SLEEPER | NO |  | 8 | 4 | 0 |  | 0 |  | 0 |  | 0 | 4 | 0
38 |  | WOODEN SLEEPER (DAMAGED) | NO |  | 4 |  | 0 |  | 0 |  | 0 |  | 0 | 4 | 0
39 |  | WOODEN PLANK (DAMAGED) | NO |  | 4 |  | 0 |  | 0 |  | 0 |  | 0 |  | 0
40 | PP0P004004 | 1200 LPH FILTERATION MACHINE | NO |  | 1 | 1 | 0 |  | 0 |  | 0 |  | 0 |  | 0
41 | PP0P004001 | Motorized insulation Tester 5 kv (megger ) 9wako/vks make) | NO | 37230 | 1 | 1 | 37230 |  | 0 |  | 0 |  | 0 |  | 0
42 |  | Digital Multi meter 600 volt 10 amp , 0.5% accuracy (Motwani make) | NO | 11118 | 1 | 1 | 11118 |  | 0 |  | 0 |  | 0 |  | 0
43 |  | Dischareg Road of 18 feet long | NO | 12138 | 3 | 3 | 36414 |  | 0 |  | 0 |  | 0 |  | 0
44 |  | Goti set complete (Tapariya make) | NO | 10302 | 1 | 1 | 10302 |  | 0 |  | 0 |  | 0 |  | 0
45 |  | D-- SPANNER SET (Tapariya make) | NO | 1734 | 1 | 1 | 1734 |  | 0 |  | 0 |  | 0 |  | 0
46 |  | Ring Spanner (Tapariya make) | NO | 3978 | 1 | 1 | 3978 |  | 0 |  | 0 |  | 0 |  | 0
47 | PP0P004001 | PORTABLE MEGGER | NO | 20610 | 1 |  | 0 |  | 0 |  | 0 |  | 0 | 1 | 20610
48 |  | EARTH RESISATANCE METER | NO | 9160 | 1 | 1 | 9160 |  | 0 |  | 0 |  | 0 |  | 0
49 |  | AC LEAKAGE CLAMP METER | NO | 40075 | 1 | 1 | 40075 |  | 0 |  | 0 |  | 0 |  | 0
50 |  | ALLUMINIUM EXTENSION LADDER 36 FEET HIGHT | NO | 62975 | 1 | 1 | 62975 |  | 0 |  | 0 |  | 0 |  | 0
51 |  | ALLUMINIUM LADDER 6 FEET HIGHT | NO | 10877.5 | 1 | 1 | 10877.5 |  | 0 |  | 0 |  | 0 |  | 0
52 |  | WEIGHTING MACHINE | NO | 20610 | 1 | 1 | 20610 |  | 0 |  | 0 |  | 0 |  | 0
53 |  | ANGLE GRINDER | NO | 5152.5 | 1 | 1 | 5152.5 |  | 0 |  | 0 |  | 0 |  | 0
54 |  | VACCUM CLEANER | NO | 21755 | 1 | 1 | 21755 |  | 0 |  | 0 |  | 0 |  | 0
55 |  | RAIN SHUT | NO | 1717.5 | 4 |  | 0 |  | 0 |  | 0 |  | 0 | 4 | 6870
56 |  | GUM BOOT | SET | 1145 | 4 |  | 0 |  | 0 |  | 0 |  | 0 | 4 | 4580
57 |  | INSULATION GLOVES 33 KV | SET | 1431.25 | 4 |  | 0 |  | 0 |  | 0 |  | 0 | 4 | 5725
58 |  | TURFER 5 TON | NO | 43510 | 1 | 1 | 43510 |  | 0 |  | 0 |  | 0 |  | 0
59 |  | CHAIN HOIST 5 TON | NO | 33205 | 1 | 1 | 33205 |  | 0 |  | 0 |  | 0 |  | 0
60 |  | OFFICE TABLE WITH 3 DRAWER SIZE 5X3 | NO | 16602.5 | 3 | 3 | 49807.5 |  | 0 |  | 0 |  | 0 |  | 0
61 |  | HIGH BACK CHAIR | NO | 12022.5 | 4 | 4 | 48090 |  | 0 |  | 0 |  | 0 |  | 0
62 |  | OFFICE TABLE 3 DRAWER SIZE 6X3 | NO | 22900 | 1 | 1 | 22900 |  | 0 |  | 0 |  | 0 |  | 0
63 |  | OFFICE ALMIRAH SIZE 6.5X3 | NO | 14312.5 | 2 | 2 | 28625 |  | 0 |  | 0 |  | 0 |  | 0
64 |  | DRAWER TYPE RACK | NO | 12022.5 | 2 | 2 | 24045 |  | 0 |  | 0 |  | 0 |  | 0
65 |  | STEEL BANCH | NO | 9160 | 2 | 2 | 18320 |  | 0 |  | 0 |  | 0 |  | 0
66 |  | VISITOR CHAIR | NO | 4007.5 | 4 | 4 | 16030 |  | 0 |  | 0 |  | 0 |  | 0
67 |  | Nokiya 3 matte black Mobile Phone | NO | 7500 | 1 | 0 | 0 |  | 0 |  | 0 | 1 | 7500 |  | 0
68 |  | Multi fanction Printer Canon MF 3010 | NO | 16933 | 1 | 1 | 16933 |  | 0 |  | 0 |  | 0 |  | 0
69 |  | NOKIYA 105 SS Mobile Phone | NO | 1100 | 1 | 1 | 1100 |  | 0 |  | 0 |  | 0 |  | 0
70 |  | Bolted type come along clamp , 7 boltes for panther zebra conductor | nos | 4661 |  | 2 | 9322
71 |  | Sling 18 mm 10 mtr | nos | 4071 |  | 1 | 4071
72 |  | sling 18 mm 5 mtr | nos | 2619.6 |  | 2 | 5239.2
73 |  | D - shackie 4.75 Ton | nos | 401.2 |  | 2 | 802.4
74 |  | safety belt fully body safety harness PN 42901)(Reputed make like karam etc) | nos | 4472.2 |  | 4 | 17888.8
75 |  | PP Rope 12 mm220 mtr | nos | 5451.6 |  | 1 | 5451.6
76 |  | PP Rope 20 mm220 mtr | nos | 15281 |  | 1 | 15281
77 |  | PP Rope 24 mm220 mtr | nos | 20602.8 |  | 1 | 20602.8
78 |  | Rain Coat & Insulating Gum Boot | set | 4248 |  | 6 | 25488
79 |  | Insulating Gloves | set | 11800 |  | 5 | 59000
80 |  | Helmets | set | 5074 |  | 6 | 30444
|  | Single Bed in wood finish in size 3x6 with box storage and back of size 3x6 | Nos | 19458.2 |  | 2 | 38916.4
|  | Side Table of size 21x16x12 with drawer and cabinet | Nos | 4714.1 |  | 2 | 9428.2
|  | 4 Seter Dining set complete with table with glass top4 nos cushioned chairs | Nos | 33028.2 |  | 1 | 33028.2
|  | best quality 2 door wardobe in wood finish with drawers and hanging space in size 6x3 complete with locking system | Nos | 24768.2 |  | 1 | 24768.2
|  | 3 Seater Sofa | Nos | 37748.2 |  | 1 | 37748.2
|  | 2 Seater Sofa | Nos | 29382 |  | 2 | 58764
|  | Center Table 4x2 | Nos | 9428.2 |  | 1 | 9428.2
[5 empty] | Total |  | 573946.5 |  | 0 |  | 0 |  | 7500 |  | 37785
[5 empty] | G Total |  | 619231.5
PSDF 2T account April 2025 March 2026 | [5 empty] | Useable |  | Unservicable |  |  |  | Obslete |  | scrap
S.N | Item code | Name of Article | Unit | Rate | Qty
[6 empty] | Qty | Amount | Qty | Amount | Qty | Amount | Qty | Amount | Qty | Amount
1 | PP0P004001 | Insulation tester 5 Kv (magger make) | No | 653000 | 1 | 1 | 653000
2 | PP0P004002 | Oil BDV KIT(magger make) | No | 1650000 | 1 | 1 | 1650000
Stock Inventory for the month of Aug. 2025
Name of Zone |  | Kumaon Zone | 132 KV Sub Station Almora
Name of circle |  | Haldwani
S.No. | Code | Name Of Material | Unit | Unit rate in Rs. | Useable |  | Unserviceable |  | Non-Moving |  | Obsolete |  | Scrap
[5 empty] | Qty. | Total Amount in Rs. | Qty. | Total Amount in Rs. | Qty. | Total Amount in Rs. | Qty. | Total Amount in Rs. | Qty. | Total Amount in Rs.
CABLE
1 | CC0C002010 | 6X2.5 sq mm Control cable (in pieces) | Mtr. | 50 | 901 | 45050 | 0 | 0 | 0 | 0 | 0 | 0 | 0 | 0
2 | CC0C002008 | 10X2.5 sq mm Control cable (in pieces) | Mtr. | 50 | 874 | 43700 | 0 | 0 | 0 | 0 | 0 | 0 | 0 | 0
3 | CC0C002009 | 10x2.5Sq mm Control cable | Mtr. | 173.25 | 135 | 23388.75 | 0 | 0 | 0 | 0 | 0 | 0 | 0 | 0
5 | CC0C002008 | 10x2.5 sqmm Core Control Cable | Km. | 390650.6 | 0.307 | 119929.7342 | 0 | 0 | 0 | 0 | 0 | 0 | 0 | 0
6 | CC0C002010 | 6x2.5 sqmm Core Control Cable | Km. | 264007.76 | 0.354 | 93458.747 | 0 | 0 | 0 | 0 | 0 | 0 | 0 | 0
7 | CC4C401001 | H.F. Cable | Mtr. | 50 | 875 | 43750 | 0 | 0 | 0 | 0 | 0 | 0 | 0 | 0
8 | CC0C002010 | 6 Core PVC Control Cable | Km. | 119991.26 | 0.13 | 15598.8638 | 0 | 0 | 0 | 0 | 0 | 0 | 0 | 0
9 |  | PVC Multi stand Copper wire size 1.0 Sqmm | Mtr. | 28.35 | 213 | 6038.55 | 0 | 0 | 0 | 0 | 0 | 0 | 0 | 0
|  | METER |  |  |  | 0 |  | 0 |  | 0 |  | 0 |  | 0
10 | MM3M302006 | Digital Ampere Meter size 150x150mm,CTR 400/1A | No. | 5436.65 | 4 | 21746.6 | 0 | 0 | 0 | 0 | 0 | 0 | 0 | 0
11 | MM3M302010 | Digital Ampere Meter size 95x95mm,CTR 400/1A | No. | 4982.65 | 2 | 9965.3 | 0 | 0 | 0 | 0 | 0 | 0 | 0 | 0
12 | MM3M302012 | Digital Ampere Meter size 150x150mm,CTR 300/1A | No. | 4994 | 1 | 4994 | 0 | 0 | 0 | 0 | 0 | 0 | 0 | 0
13 | MM3M302013 | Digital Ampere Meter size 150x150mm,CTR 200/1A | No. | 5096.15 | 1 | 5096.15 | 0 | 0 | 0 | 0 | 0 | 0 | 0 | 0
14 |  | Digital Ampere Meter size 150x150mm,CTR 100/1A | No. | 5096.15 | 2 | 10192.3 | 0 | 0 | 0 | 0 | 0 | 0 | 0 | 0
15 | MM3M301005 | Digital KV Meter size 150x150 mm,PTR 132KV/110 Volt | No. | 5096.15 | 2 | 10192.3 | 0 | 0 | 0 | 0 | 0 | 0 | 0 | 0
16 | MM3M301010 | Digital KV Meter size 150x150 mm,PTR 33KV/110 Volt | No. | 5050.75 | 2 | 10101.5 | 0 | 0 | 0 | 0 | 0 | 0 | 0 | 0
17 | MM3M303011 | Digital MW Meter size 150x150 mm,CTR 400/1A,PTR 33KV/110 V. | No. | 5652.3 | 1 | 5652.3 | 0 | 0 | 0 | 0 | 0 | 0 | 0 | 0
18 | MM3M303011 | Digital MW Meter size 150x150 mm,CTR 400/1A,PTR 33KV/110 V(Faulty) | No. | 10 | 0 | 0 | 0 | 0 | 0 | 0 | 0 | 0 | 1 | 10
19 | MM3M304007 | Digital MVAR Meter size 150x150 mm,CTR 400/1A,PTR 33KV/110 V. | No. | 5652.3 | 1 | 5652.3 | 0 | 0 | 0 | 0 | 0 | 0 | 0 | 0
20 |  | Digital Ampere Meter size 95x95mm,CTR 50/1A | No. | 3915.75 | 2 | 7831.5 | 0 | 0 | 0 | 0 | 0 | 0 | 0 | 0
22 | MM3M302013 | Digital control panel Ampere Meter AE Make size150x150mm CTR 200/1A | No. | 4483 | 3 | 13449 | 0 | 0 | 0 | 0 | 0 | 0 | 0 | 0
|  | JAW/Clamp/Cannector |  |  |  | 0 |  | 0 |  | 0 |  | 0 |  | 0
23 | HH8H801001 | 33 KV Jow | No. | 1500 | 2 | 3000 | 0 | 0 | 0 | 0 | 0 | 0 | 0 | 0
24 | HH8H801003 | 132 KV Jow | No. | 3700 | 3 | 11100 | 0 | 0 | 0 | 0 | 0 | 0 | 0 | 0
25 |  | 132 KV Isolator Jow of Bimco | No. | 1850 | 10 | 18500 | 0 | 0 | 0 | 0 | 0 | 0 | 0 | 0
27 |  | best quality heavy duty 33 KV Isolator clamp suitable for panther conductor | No. | 1248 | 7 | 8736 | 0 | 0 | 0 | 0 | 0 | 0 | 0 | 0
29 | II1I104003 | PG Clamp Z/Z | No. | 854 | 24 | 20496 | 0 | 0 | 0 | 0 | 0 | 0 | 0 | 0
30 | II1I104002 | 3 Bolted PG Clamp Z/P | No. | 1019.23 | 13 | 13249.99 | 0 | 0 | 0 | 0 | 0 | 0 | 0 | 0
31 |  | 132KV Isolator Clamp for ACSR Panther Conductor | No. | 1350.65 | 10 | 13506.5 | 0 | 0 | 0 | 0 | 0 | 0 | 0 | 0
32 | II1I104002 | C-Wedge Clamp Suitable for ACSR Z/P Conductor | No. | 3229.07 | 16 | 51665.12 | 0 | 0 | 0 | 0 | 0 | 0 | 0 | 0
33 |  | Bimetallic Connector for STEM and ACSR Panther Conductor | No. | 3961.15 | 14 | 55456.1 | 0 | 0 | 0 | 0 | 0 | 0 | 0 | 0
34 |  | 6 Bolted Terminal Connector for ACSR Dog Conductorof 33KV Isolator | No. | 1129.33 | 10 | 11293.3 | 0 | 0 | 0 | 0 | 0 | 0 | 0 | 0
35 |  | Heavy duty treminal connector 6 bolted for ACSR Panther Conductor for 132KV Isolator | No. | 1356.33 | 2 | 2712.66 | 0 | 0 | 0 | 0 | 0 | 0 | 0 | 0
|  | CT |  |  |  | 0 |  | 0 |  | 0 |  | 0 |  | 0
36 |  | 132 KV CT ratio 800/400/1-1A | No. | 18000 | 3 | 54000 | 0 | 0 | 0 | 0 | 0 | 0 | 0 | 0
37 |  | 132 KV CT ratio 400/200/1-1A | No. | 15000 | 3 | 45000 | 0 | 0 | 0 | 0 | 0 | 0 | 0 | 0
38 |  | C.T 33 KV | No. | 23484 | 3 | 70452 | 0 | 0 | 0 | 0 | 0 | 0 | 0 | 0
39 |  | 33 KV C.T. 200 /100/1A (Old & used) | No. | 16000 | 1 | 16000 | 0 | 0 | 0 | 0 | 0 | 0 | 0 | 0
40 |  | 33KV CT Junction Boxes | No. | 7037 | 4 | 28148 | 0 | 0 | 0 | 0 | 0 | 0 | 0 | 0
41 |  | Hot dip Galv. Nuts Bolts 16X90mm | No. | 18.2 | 55 | 1001 | 0 | 0 | 0 | 0 | 0 | 0 | 0 | 0
|  | COPPR /ISOLATOR |  |  |  | 0 |  | 0 |  | 0 |  | 0 |  | 0
42 |  | HDE Copper Tube for 33KV Isolator 800 Amp. | No. | 2809.13 | 6 | 16854.78 | 0 | 0 | 0 | 0 | 0 | 0 | 0 | 0
43 |  | HDE Copper Tube for E/S of 33KV Isolator 800 Amp. | No. | 2235.95 | 5 | 11179.75 | 0 | 0 | 0 | 0 | 0 | 0 | 0 | 0
44 |  | HDE Copper Flat for E/S of 33KV Isolator 800 Amp. | No. | 3722.8 | 5 | 18614 | 0 | 0 | 0 | 0 | 0 | 0 | 0 | 0
45 |  | HDE Copper Tube for 33KV Isolator 1200 Amp. | No. | 3944.12 | 9 | 35497.08 | 0 | 0 | 0 | 0 | 0 | 0 | 0 | 0
46 |  | HDE Copper Jaw for 33KV Isolator 1200 Amp. | No. | 4284.63 | 16 | 68554.08 | 0 | 0 | 0 | 0 | 0 | 0 | 0 | 0
47 |  | Copper Blade for 33KV Isolator 1200 Amp. | No. | 4086 | 3 | 12258 | 0 | 0 | 0 | 0 | 0 | 0 | 0 | 0
48 |  | Copper Jaw for 33KV Isolator 1200 Amp. | No. | 4199.5 | 4 | 16798 | 0 | 0 | 0 | 0 | 0 | 0 | 0 | 0
50 |  | Flexible copper Bond rope type including both side copper lugs | No. | 1362 | 2 | 2724 | 0 | 0 | 0 | 0 | 0 | 0 | 0 | 0
|  | CIRCUIT BREAKER / PARTS |  |  |  | 0 |  | 0 |  | 0 |  | 0 |  | 0
51 |  | 33 KV circuit breakar (BHEL make Old,used ) | No. | 5000 | 3 | 15000 | 0 | 0 | 0 | 0 | 0 | 0 | 0 | 0
52 |  | 33 KV circuit breakar (BHEL make Old,used ) | No. | 25000 | 1 | 25000 | 0 | 0 | 0 | 0 | 0 | 0 | 0 | 0
53 |  | 1-Phase 230 Volt AC Spring Charge Motor 33KV SF-6 Gas CGL make C.B. | No. | 33709.5 | 1 | 33709.5 | 0 | 0 | 0 | 0 | 0 | 0 | 0 | 0
54 |  | 1-Phase 230 Volt AC Spring Charge Motor 33KV SF-6 Gas BHEL make C.B. | No. | 31553 | 1 | 31553 | 0 | 0 | 0 | 0 | 0 | 0 | 0 | 0
55 |  | Contractor for Spring Charge Motor 110 volt DC | No. | 13614.32 | 2 | 27228.64 | 0 | 0 | 0 | 0 | 0 | 0 | 0 | 0
56 |  | Trip Normally Closed switch | No. | 1589 | 1 | 1589 | 0 | 0 | 0 | 0 | 0 | 0 | 0 | 0
57 |  | Tripping Coil for 132KV SF-6 Circuit Breaker | No. | 8853 | 1 | 8853 | 0 | 0 | 0 | 0 | 0 | 0 | 0 | 0
58 |  | Antipumping Relay for 33KV Circuit Breaker | No. | 4540 | 2 | 9080 | 0 | 0 | 0 | 0 | 0 | 0 | 0 | 0
59 |  | Auxiliary switch 13No+13Nc for 33KV Circuit. Breaker | No. | 17025 | 1 | 17025 | 0 | 0 | 0 | 0 | 0 | 0 | 0 | 0
60 |  | Tripping Coil for 110V.DC, CGL Make | No. | 7924.73 | 1 | 7924.73 | 0 | 0 | 0 | 0 | 0 | 0 | 0 | 0
61 |  | L/R Switch for 33KV VCB (BHEL Make) | No. | 5664 | 1 | 5664 | 0 | 0 | 0 | 0 | 0 | 0 | 0 | 0
62 |  | NIT Switch | No. | 7922 | 1 | 7922 | 0 | 0 | 0 | 0 | 0 | 0 | 0 | 0
63 |  | Auxiliary Conteractor for Density Monitor 110/220 Volt DC | No. | 6782 | 3 | 20346 | 0 | 0 | 0 | 0 | 0 | 0 | 0 | 0
64 |  | Vacuum Interrupter Bottle for 36KV VCB ABB Make | No. | 112365 | 1 | 112365 | 0 | 0 | 0 | 0 | 0 | 0 | 0 | 0
65 |  | Vacuum Interrupter Bottle for 36KV,1250Amp.25KA, VCB BHEL Make | No. | 112365 | 1 | 112365 | 0 | 0 | 0 | 0 | 0 | 0 | 0 | 0
66 |  | Tripping Coil 110volt DC for 33KV ABB Make CB | No. | 8472.4 | 2 | 16944.8 | 0 | 0 | 0 | 0 | 0 | 0 | 0 | 0
67 |  | Closing Coil 110volt DC for 33KV ABB Make CB | No. | 8472.4 | 1 | 8472.4 | 0 | 0 | 0 | 0 | 0 | 0 | 0 | 0
68 |  | Contractor NONC,Volt Coil 110V -125V,DC 25Amp,3No+3NC TC make | No. | 6804 | 3 | 20412 | 0 | 0 | 0 | 0 | 0 | 0 | 0 | 0
69 |  | Contractor for Low Gas Pressure 110 volt DC | No. | 10203.65 | 2 | 20407.3 | 0 | 0 | 0 | 0 | 0 | 0 | 0 | 0
70 |  | 33KV 4.5 Amp. High Glass Fuse | No. | 6242.5 | 6 | 37455 | 0 | 0 | 0 | 0 | 0 | 0 | 0 | 0
71 |  | HRC Fuse 6 Amp. Havells/GE make | No. | 140.63 | 4 | 562.52 | 0 | 0 | 0 | 0 | 0 | 0 | 0 | 0
72 |  | SF-6 gas | Kg. | 3870.4 | 12 | 46444.8 | 0 | 0 | 0 | 0 | 0 | 0 | 0 | 0
|  | BATTERY CHARGER / PARTS |  |  |  | 0 |  | 0 |  | 0 |  | 0 |  | 0
73 |  | Hydro Meter | No. | 329.15 | 1 | 329.15 | 0 | 0 | 0 | 0 | 0 | 0 | 0 | 0
74 |  | 110V 60A, Battrey Charger | No. | 30000 | 0 | 0 | 0 | 0 | 0 | 0 | 0 | 0 | 1 | 30000
75 |  | 2Volt ,200AH Lead -Acid battery (old&Deff.) | No. | 200 | 0 | 0 | 0 | 0 | 0 | 0 | 0 | 0 | 55 | 11000
76 |  | 2Volt ,200AH battery (old&Deff.) | No. | 200 | 0 | 0 | 0 | 0 | 0 | 0 | 0 | 0 | 2 | 400
77 |  | 110 v,200AH,Battery charger (old&Deff.) | No. | 10000 | 1 | 10000 | 0 | 0 | 0 | 0 | 0 | 0 | 0 | 0
78 |  | 33 KV Post Insulator | No. | 18510.1 | 9 | 166590.9 | 0 | 0 | 0 | 0 | 0 | 0 | 0 | 0
79 |  | 22KV Post Insulator | No. | 879.63 | 6 | 5277.78 | 0 | 0 | 0 | 0 | 0 | 0 | 0 | 0
|  | T/F |  |  |  | 0 |  | 0 |  | 0 |  | 0 |  | 0
80 |  | Stainless steel T/F Oil Sampling Container of 2 Ltr. Capacity | No. | 13614.33 | 1 | 13614.33 | 0 | 0 | 0 | 0 | 0 | 0 | 0 | 0
81 |  | Fresh Electrol Transformer Oil as per IS 1993/335 | Kl. | 81213.5 | 0.412 | 33459.962 | 0 | 0 | 0 | 0 | 0 | 0 | 0 | 0
82 |  | T/F oil | Ltr. | 73.16 | 1780 | 130224.8 | 0 | 0 | 0 | 0 | 0 | 0 | 0 | 0
|  | T/F oil (Old & Used) | Ltr. | 50 | 3344 | 167200 | 0 | 0 | 0 | 0 | 0 | 0 | 0 | 0
83 |  | PRV for 20MVA Power T/F | No. | 22643 | 1 | 22643 | 0 | 0 | 0 | 0 | 0 | 0 | 0 | 0
84 |  | Silica Gel(best qulity 8-10 mm) | Kg. | 587.64 | 12 | 7051.68 | 0 | 0 | 0 | 0 | 0 | 0 | 0 | 0
85 |  | WTI meter set complete as per sample | No. | 38916.4 | 1 | 38916.4 | 0 | 0 | 0 | 0 | 0 | 0 | 0 | 0
86 |  | 33KV Lightning Arrestor | No. | 16720.8 | 1 | 16720.8 | 0 | 0 | 0 | 0 | 0 | 0 | 0 | 0
87 |  | Heavy Duty Turn Buckle | Nos | 9954 | 4 | 39816 | 0 | 0 | 0 | 0 | 0 | 0 | 0 | 0
89 |  | foam type fire extinguisher( old & unuseable) | No. | 1500 | 0 | 0 | 0 | 0 | 0 | 0 | 0 | 0 | 9 | 13500
90 |  | Annuciator(microcontroller based alarm ) | No. | 37878 | 2 | 75756 | 0 | 0 | 0 | 0 | 0 | 0 | 0 | 0
91 |  | M.S. Round 36 mm | K.G. | 13 | 385.5 | 5011.5 | 0 | 0 | 0 | 0 | 0 | 0 | 0 | 0
92 |  | MS Angle 65x65x6mm | Kg. | 68.25 | 70 | 4777.5 | 0 | 0 | 0 | 0 | 0 | 0 | 0 | 0
93 |  | J-Type Hooks | No. | 15.32 | 35 | 536.2 | 0 | 0 | 0 | 0 | 0 | 0 | 0 | 0
94 |  | Joist 70X125X4 | K.G | 20 | 46.4 | 928 | 0 | 0 | 0 | 0 | 0 | 0 | 0 | 0
95 |  | M.S. Channel 125X65 mm with (Scrap) | K.G | 20 | 255 | 5100 | 0 | 0 | 0 | 0 | 0 | 0 | 0 | 0
96 |  | Rail Pieces 90 C+S | No. | 500 | 2 | 1000 | 0 | 0 | 0 | 0 | 0 | 0 | 0 | 0
97 |  | ACSR Weasel Conductor | Mtr. | 15.32 | 1500 | 22980 | 0 | 0 | 0 | 0 | 0 | 0 | 0 | 0
98 |  | GI Stay Set | No. | 418.82 | 5 | 2094.1 | 0 | 0 | 0 | 0 | 0 | 0 | 0 | 0
100 |  | 145 KV CVT (Old & used dismental) | No. | 75000 | 4 | 300000 | 0 | 0 | 0 | 0 | 0 | 0 | 0 | 0
|  | 145 KV Capacitive Voltage Transformer ( Old ) | No. | 15000 | 3 | 45000 | 0 | 0 |  | 0 |  | 0 |  | 0
101 |  | Galv. Stud | No. | 6.24 | 1640 | 10233.6 | 0 | 0 | 0 | 0 | 0 | 0 | 0 | 0
102 |  | 48 V.AFCO make Bettery Charger D.C., D.B. | No. | 10000 | 1 | 10000 | 0 | 0 | 0 | 0 | 0 | 0 | 0 | 0
103 |  | 33 KV Bus Isolator (Incomplete) | No. | 2000 | 2 | 4000 | 0 | 0 | 0 | 0 | 0 | 0 | 0 | 0
107 |  | Empty Oil Drum | No. | 250 | 0 | 0 | 0 | 0 | 0 | 0 | 0 | 0 | 32 | 8000
108 |  | 1x5 Mvar Capacitor Bank Suitable for 33KV (Old & Defective) | set | 5000 | 0 | 0 | 0 | 0 | 0 | 0 | 0 | 0 | 1 | 5000
109 |  | Single Phase reactors for Capacitor bank | Nos | 1000 | 0 | 0 | 0 | 0 | 0 | 0 | 0 | 0 | 6 | 6000
[6 empty] | 0 |  | 0 |  | 0 |  | 0 |  | 0
|  | 132KV Transmission Line |  |  |  | 0 |  | 0 |  | 0 |  | 0 |  | 0
110 |  | Bolted Type Tension Fitting | No. | 1350 | 10 | 13500 | 0 | 0 | 0 | 0 | 0 | 0 | 0 | 0
111 |  | Bolted Type Tension fitting for Panther | No. | 500 | 13 | 6500 | 0 | 0 | 0 | 0 | 0 | 0 | 0 | 0
112 |  | Tension Clamp SWG Earth Wire | No. | 600 | 103 | 61800 | 0 | 0 | 0 | 0 | 0 | 0 | 0 | 0
113 |  | ACSR Panther Conductor | K.M. | 118000 | 1.412 | 166616 | 0 | 0 | 0 | 0 | 0 | 0 | 0 | 0
114 |  | 120 KN DISC Insulator | No. | 250 | 30 | 7500 | 0 | 0 | 0 | 0 | 0 | 0 | 0 | 0
115 |  | 70 K.N. Disc Insulator | No. | 250 | 175 | 43750 | 0 | 0 | 0 | 0 | 0 | 0 | 0 | 0
116 |  | Tension fitting for comprection Type for Panther Conductor | No | 863.2 | 1 | 863.2 | 0 | 0 | 0 | 0 | 0 | 0 | 0 | 0
117 |  | ACSR Zebra conductor | Mtr. | 40 | 175.5 | 7020 | 0 | 0 | 0 | 0 | 0 | 0 | 0 | 0
118 |  | Single Suspension fitting | No. | 900 | 3 | 2700 | 0 | 0 | 0 | 0 | 0 | 0 | 0 | 0
119 |  | G.J.V. Bolts | No. | 80 | 6 | 480 | 0 | 0 | 0 | 0 | 0 | 0 | 0 | 0
120 |  | 5Bolted Tension Fitting For Zebra Conductor | No. | 1350 | 6 | 8100 | 0 | 0 | 0 | 0 | 0 | 0 | 0 | 0
121 |  | C-Wedge Clamp Suitable for ACSR P/P Conductor | No. | 2252.97 | 22 | 49565.34 | 0 | 0 | 0 | 0 | 0 | 0 | 0 | 0
122 |  | Galv. Nut & Bolts of dia 10 mm & length 75mm with spring & plane washer 02mm thickness | No. | 15.89 | 205 | 3257.45 | 0 | 0 | 0 | 0 | 0 | 0 | 0 | 0
123 |  | Galv. Nut & Bolts of dia 10 mm & length 87.5mm with spring & plane washer 02mm thickness | No. | 21 | 480 | 10080 | 0 | 0 | 0 | 0 | 0 | 0 | 0 | 0
124 |  | Galv. Nut & Bolts of dia 10 mm & length 100mm with spring & plane washer 02mm thickness | No. | 21 | 404 | 8484 | 0 | 0 | 0 | 0 | 0 | 0 | 0 | 0
125 |  | Galv. Nut & Bolts of dia 16 mm & length 75mm with spring & plane washer 02mm thickness | No. | 25.54 | 756 | 19308.24 | 0 | 0 | 0 | 0 | 0 | 0 | 0 | 0
126 |  | Latic type structure foundation bolt (0.207 MT/90 No.) | MT | 108393.25 | 0.1702 | 18448.5311 | 0 | 0 | 0 | 0 | 0 | 0 | 0 | 0
127 |  | Compressur type doble taintion fitting for ACSR Panther conductor | No. | 1077.3 | 2 | 2154.6 | 0 | 0 | 0 | 0 | 0 | 0 | 0 | 0
128 |  | Single tention Compression type fitting complete suitable for ACSR Panther conductor | No. | 5448 | 2 | 10896 | 0 | 0 | 0 | 0 | 0 | 0 | 0 | 0
129 |  | Vibration Damper size 7/3,15mm for G.S. Earth wire complete | No. | 1362 | 10 | 13620 | 0 | 0 | 0 | 0 | 0 | 0 | 0 | 0
130 |  | Jumper Cone lugs suitable for ACSR Panther conductor | No. | 283.75 | 18 | 5107.5 | 0 | 0 | 0 | 0 | 0 | 0 | 0 | 0
132 |  | C wedge clamp Dog to Panther | No. | 3286.3 | 35 | 115020.5 | 0 | 0 | 0 | 0 | 0 | 0 | 0 | 0
133 |  | Galv. Tower Part for "C" Type Tower | M.T. | 29841 | 5.259 | 156933.819 | 0 | 0 | 0 | 0 | 0 | 0 | 0 | 0
134 |  | Templete for "C" Type Tower 3 No. | M.T. | 29841 | 1.42 | 42374.22 | 0 | 0 | 0 | 0 | 0 | 0 | 0 | 0
135 |  | Templete for "S" Type Tower 1 No. | M.T. | 29841 | 0.46 | 13726.86 | 0 | 0 | 0 | 0 | 0 | 0 | 0 | 0
136 |  | Templete for "S2" Type Tower 1 No. | M.T. | 29841 | 0.445 | 13279.245 | 0 | 0 | 0 | 0 | 0 | 0 | 0 | 0
137 |  | Templete for "DC" Type Tower 1 No. | M.T. | 29841 | 0.823 | 24559.143 | 0 | 0 | 0 | 0 | 0 | 0 | 0 | 0
138 |  | ACSR Panther Conductor (Scrap & Damage) | K.M. | 15000 | 0.933 | 13995 | 0 | 0 | 0 | 0 | 0 | 0 | 0 | 0
139 |  | U. B. +0 type Tower Part Galv. | M.T. | 29493 | 2.423 | 71461.539 | 0 | 0 | 0 | 0 | 0 | 0 | 0 | 0
140 |  | Cross Aram for UB +0 Type Tower (damaged) | K.G. | 12 | 88.024 | 1056.288 | 0 | 0 | 0 | 0 | 0 | 0 | 0 | 0
141 |  | Nuts & Bolts mixed off size 5/8", ½ " | K.G. | 16 | 33 | 528 | 0 | 0 | 0 | 0 | 0 | 0 | 0 | 0
142 |  | C.C.R. Galv. Structure 01 set with Nuts Bolts | M.T. | 80756.58 | 0.5246 | 42364.9019 | 0 | 0 | 0 | 0 | 0 | 0 | 0 | 0
143 |  | C.G.R. Galv. Structure 01 set with Nuts Bolts | M.T. | 80756.58 | 0.3395 | 27416.8589 | 0 | 0 | 0 | 0 | 0 | 0 | 0 | 0
144 |  | A.B.L. Galv. Structure 02 sets with Nuts Bolts | M.T. | 80756.58 | 0.7383 | 59622.583 | 0 | 0 | 0 | 0 | 0 | 0 | 0 | 0
145 |  | C.P.R. Galv. Structure 01 set with Nuts Bolts | M.T. | 80756.58 | 0.0748 | 6040.5922 | 0 | 0 | 0 | 0 | 0 | 0 | 0 | 0
146 |  | ACSR Zebra Conductor in cut pieces O/U | Mtr. | 40 | 50 | 2000 | 0 | 0 | 0 | 0 | 0 | 0 | 0 | 0
147 |  | Earth wire SWG 7/10 old , used and in pieces | Kg. | 5 | 10240 | 51200 | 0 | 0 | 0 | 0 | 0 | 0 | 0 | 0
148 |  | Hot Dip Galv. Nuts & Bolts 16X45 mm | No. | 10.92 | 815 | 8899.8 | 0 | 0 | 0 | 0 | 0 | 0 | 0 | 0
149 |  | Hot Dip Galv. Nuts & Bolts 16X40 mm | No. | 11.35 | 204 | 2315.4 | 0 | 0 | 0 | 0 | 0 | 0 | 0 | 0
150 |  | Hot Dip Galv. Nuts & Bolts 16X50 mm | No. | 15.35 | 53 | 813.55 | 0 | 0 | 0 | 0 | 0 | 0 | 0 | 0
151 |  | Hot Dip Galv. Flat Washer16X5 mm | No. | 3.38 | 860 | 2906.8 | 0 | 0 | 0 | 0 | 0 | 0 | 0 | 0
152 |  | Hot Dip Galv. Flat Washer16X6 mm | No. | 4.26 | 1974 | 8409.24 | 0 | 0 | 0 | 0 | 0 | 0 | 0 | 0
153 |  | Repair Sleeve for Panther Conductor | No. | 113.44 | 3 | 340.32 | 0 | 0 | 0 | 0 | 0 | 0 | 0 | 0
154 |  | Mid Span Joint for Panther | No. | 315.45 | 11 | 3469.95 | 0 | 0 | 0 | 0 | 0 | 0 | 0 | 0
155 |  | Galv. Nut & Bolts of dia 06mm & length 62.5mm with spring & plane washer 02mm thickness | No. | 7.26 | 424 | 3078.24 | 0 | 0 | 0 | 0 | 0 | 0 | 0 | 0
156 |  | Galv. Nut & Bolts of dia 06mm & length 75mm with spring & plane washer 02mm thickness | No. | 8.4 | 336 | 2822.4 | 0 | 0 | 0 | 0 | 0 | 0 | 0 | 0
157 |  | Galv. Nut & Bolts of dia 06mm & length 100mm with spring & plane washer 02mm thickness | No. | 10.67 | 500 | 5335 | 0 | 0 | 0 | 0 | 0 | 0 | 0 | 0
158 |  | Galv. Nut & Bolts of dia 08mm & length 50mm with spring & plane washer 02mm thickness | No. | 8.91 | 224 | 1995.84 | 0 | 0 | 0 | 0 | 0 | 0 | 0 | 0
159 |  | Galv. Nut & Bolts of dia 08mm & length 62.5mm with spring & plane washer 02mm thickness | No. | 11.24 | 792 | 8902.08 | 0 | 0 | 0 | 0 | 0 | 0 | 0 | 0
160 |  | Galv. Nut & Bolts of dia 08mm & length 75mm with spring & plane washer 02mm thickness | No. | 13.51 | 860 | 11618.6 | 0 | 0 | 0 | 0 | 0 | 0 | 0 | 0
161 |  | Galv. Nut & Bolts of dia 08mm & length 100mm with spring & plane washer 02mm thickness | No. | 14.64 | 961 | 14069.04 | 0 | 0 | 0 | 0 | 0 | 0 | 0 | 0
162 |  | Galv. Nut & Bolts of dia 12mm & length 62.5mm with spring & plane washer 02mm thickness | No. | 20.32 | 56 | 1137.92 | 0 | 0 | 0 | 0 | 0 | 0 | 0 | 0
163 |  | Galv. Nut & Bolts of dia 12mm & length 75mm with spring & plane washer 02mm thickness | No. | 22.59 | 406 | 9171.54 | 0 | 0 | 0 | 0 | 0 | 0 | 0 | 0
164 |  | Galv. Nut & Bolts of dia 12mm & length 100mm with spring & plane washer 02mm thickness | No. | 27.13 | 251 | 6809.63 | 0 | 0 | 0 | 0 | 0 | 0 | 0 | 0
165 |  | Galv. Nut & Bolts of dia 08 mm & length 50mm with spring & plane washer 02mm thickness | No. | 11.35 | 530 | 6015.5 | 0 | 0 | 0 | 0 | 0 | 0 | 0 | 0
166 |  | Galv. Nut & Bolts of dia 10 mm & length 50mm with spring & plane washer 02mm thickness | No. | 12.48 | 340 | 4243.2 | 0 | 0 | 0 | 0 | 0 | 0 | 0 | 0
167 |  | Galv. Nut & Bolts of dia 10 mm & length 62.5mm with spring & plane washer 02mm thickness | No. | 12.48 | 300 | 3744 | 0 | 0 | 0 | 0 | 0 | 0 | 0 | 0
[6 empty] | 4035598.1082 |  | 0 |  | 0 |  | 0 |  | 109110
INVENTORY ABSTRACT
|  | AMOUNT |  |  | USABLE |  |  | AUCTIONABLE
|  | 4144708.1082 |  |  | 4035598.1082 |  |  | 109110
Format of Monthly Inventory for Uploading on PTCUL Website
Name of Circle/ Zone:- O&M Kumaon Zone Haldwani | [5 empty] | Name of Substation 132 KV S/s Ranikhet
Name of Division O&M Div. Almora | [6 empty] | Month till 22 August 2025
SR. No. | Item Code | item Description | Unit | Quantity |  |  |  |  | Book Value Per Unit | Total Cost
|  |  |  | Useable | Unserviceable | Obsolete | Non-Moving | Scrap
1 | AA0A002003 | ACSR Conductor Zebra | Mtr |  |  |  | 35 |  | 160 | 5600
2 | AA0A002004 | Acsr Conductor Panther | Mtr | 177 |  |  |  |  | 118 | 20886
3 | AA0A002011 | ACSR Conductor Weasel | Mtr | 1425 |  |  |  |  | 15.3225 | 21834.5625
4 | AA1A102001 | Stay wire 7/8 SWG | Mtr | 20 |  |  |  |  | 62.6 | 1252
5 | AA1A102002 | Stay wire set | Set | 9 |  |  |  |  | 807.605 | 7268.445
6 | CC0C002008 | PVC Control Cable W/o Armoured- 10x2.5mm | Mtr | 535 |  |  |  |  | 190.68 | 102013.8
7 | CC3C311002 | 33KV Outdoor Cable Bushing Termination Kit- 300Sqmm | No. | 1 |  |  |  |  | 67260 | 67260
8 | FF0F050005 | structure - ALP | MT |  |  |  | 0.1 |  | 50000 | 5000
9 | FF0F050008 | Structure - ATM | MT |  |  |  | 2.83 |  | 108393.303 | 306753.0475
10 | FF0F050020 | Structure - CGR | MT |  |  |  | 0.62572 |  | 67296 | 42108.4531
11 | FF0F050022 | Structure - CCR | MT |  |  |  | 1.9925 |  | 67296 | 134085.2611
12 | FF0F050042 | Structure- 33 KV Isolator | MT |  |  |  | 0.35244 |  | 108393.25 | 38202.117
13 | FF0F050043 | Structure- 33 KV Post Insulator | MT |  |  |  | 0.05 |  | 300460 | 15023
14 | FF1F108003 | U Type bolt- with Nuts and Washer | KG |  |  |  | 75 |  | 260 | 19500
15 | FF2F201004 | MS Earthing rod - 36mm Dia | MT |  |  |  | 1.7541 |  | 38480 | 67497.768
16 | FF2F203002 | Channel - 65x125 mm | MT |  |  |  | 0.09996 |  | 43820 | 4380.2472
17 | FF2F203004 | Channel- C- type | MT |  |  |  | 0.354 |  | 20000 | 7080
18 | GG0G001001 | Petrollium Jelly | KG | 8.6 |  |  |  |  | 448.325 | 3855.595
19 | II0I001004 | 120KN Polymer Disc Insulator | No. |  |  |  | 4 |  | 9363.75 | 37455
20 | II0I001007 | 70KN Disc Insulator | No. |  |  |  | 368 |  | 280 | 103040
21 | II0I005002 | PG Clamp Zebra to Panther | No. | 10 |  |  |  |  | 1049.875 | 10498.75
22 | II0I006003 | PG Clamp Panther to Dog | No. | 4 |  |  |  |  | 758.18 | 3032.72
23 | II0I009001 | PG Clamp Dog to Dog | No. | 1 |  |  |  |  | 789.96 | 789.96
24 | II1I104002 | C-Wedge Clamp Zebra to Panther | No. |  |  |  | 7 |  | 3229.075 | 22603.525
25 | II1I105001 | C-Wedge Clamp Panther to Panther | No. |  |  |  | 9 |  | 2252.975 | 20276.775
26 | II2I201001 | SP Pole Stay Clamp | No. |  |  |  | 9 |  | 186.6233 | 1679.6101
27 | II3I301004 | Panther Conductor Mid Span Joint | No. |  |  |  | 15 |  | 1223.53 | 18352.95
28 | II3I302009 | 7/10 SWG Conductor Repair Sleeve | No. |  |  |  | 10 |  | 508.48 | 5084.8
29 | II3I303009 | 7/10 SWG Wire Vibration Damper | No. |  |  |  | 10 |  | 561.825 | 5618.25
30 | II5I501004 | ACSR Zebra Single Tension Fitting | No. |  |  |  | 46 |  | 2340 | 107640
31 | II5I501005 | ACSR Panther Single Tension Fitting | No. |  |  |  | 6 |  | 3977.0278 | 23862.1668
32 | II5I504004 | ACSR Zebra Single Suspension Fitting | No. |  |  |  | 19 |  | 1133 | 21527
33 | JJ3J301005 | 132 KV SF6 Circuit Breaker 110 V DC Trip Coil | No. | 2 |  |  |  |  | 11293.25 | 22586.5
34 | JJ3J301007 | 132 KV SF6 Circuit Breaker 110 V DC Closing Coil | No. | 2 |  |  |  |  | 9023.25 | 18046.5
35 | JJ3J301014 | 132 KV SF6 Circuit Breaker Spring Charging Motor | No. | 1 |  |  |  |  | 28329.6 | 28329.6
36 | JJ5J501005 | 33KV SF6 Circuit Breaker 220 V AC/DC Spring Charging Motor | No. | 2 |  |  |  |  | 27217.3 | 54434.6
37 | JJ5J501006 | 33 KV SF6 Circuit Breaker 110V DC Trip Coil | No. | 5 |  |  |  |  | 8266.9883 | 41334.9415
38 | JJ5J501008 | 33 KV SF6 Circuit Breaker 110V DC Closing Coil | No. | 4 |  |  |  |  | 7922.3 | 31689.2
39 | JJ7J701004 | Limit switch 110VDC CB Auxiliary Switch for spring | No. | 22 |  |  |  |  | 3489.215 | 76762.73
40 | JJ7J701007 | Local/Remote Switch CB Auxiliary Switch | No. | 5 |  |  |  |  | 5211.92 | 26059.6
41 | JJ7J701013 | 14NO+14NC CB Auxiliary Switch | No. | 2 |  |  |  |  | 13614.325 | 27228.65
42 | JJ7J707001 | SF6 Gas | KG | 19 |  |  |  |  | 3852.7 | 73201.3
43 | JJ7J710028 | Circuit Breaker Operation Counter | No. | 5 |  |  |  |  | 3393.65 | 16968.25
44 | KK0K003001 | 132 KV Lighting Arrestor | No. | 1 |  |  |  |  | 83178.2 | 83178.2
45 | KK0K005001 | 33 KV Lighting Arrestor | No. | 1 |  |  |  |  | 16720.8 | 16720.8
46 | MM2M202015 | Voltmeter 0-500 V AC | No. | 1 |  |  |  |  | 2258.65 | 2258.65
47 | MM3M303007 | Digital Ampere Meter (0-400A) | No. | 3 |  |  |  |  | 5141.05 | 15423.15
48 | MM3M303009 | Digital Ampere Meter (0-200A) | No. | 2 |  |  |  |  | 5141.05 | 10282.1
49 | NN4N403001 | Indication lamp red colour LED 110VDC | No. | 6 |  |  |  |  | 703.28 | 4219.68
50 | NN4N403002 | Indication Lamp Yellow colour LED 110 VDC | No. | 2 |  |  |  |  | 703.28 | 1406.56
51 | NN4N403003 | Indication Lamp Green colour LED 110 VDC | No. | 3 |  |  |  |  | 703.28 | 2109.84
52 | NN4N411005 | 63 Amp 250 V Rotary Switch | No. | 1 |  |  |  |  | 540 | 540
53 | PP0P010002 | Turn Buckle Heavy Duty | No. | 6 |  |  |  |  | 9954 | 59724
54 | PP0P018009 | GI D Shackle | No. | 9 |  |  |  |  | 897 | 8073
55 | PP1P141005 | Submersible pump 5HP | No. | 1 |  |  |  |  | 700 | 700
56 | SS3S301005 | 132KV Isolator Male contact blade | No. | 7 |  |  |  |  | 3400.46 | 23803.22
57 | SS3S301006 | 132KV Isolator Female contact blade | No. | 3 |  |  |  |  | 4653.5 | 13960.5
58 | SS3S301016 | 132KV Isolator supporting Insulator | No. |  |  |  | 5 |  | 6800 | 34000
59 | SS4S402001 | 33KV Isolator Jaw | No. | 10 |  |  |  |  | 3575.3 | 35753
60 | SS4S402004 | 33KV Isolator Jaw 800 Amp. | No. | 2 |  |  |  |  | 2595 | 5190
61 | SS4S402013 | 33 KV Isolator Blade 800Amp. | No. | 2 |  |  |  |  | 2756.25 | 5512.5
62 | SS4S402015 | 33 KV Isolator Blade Copper tube | No. | 10 |  |  |  |  | 3121.3 | 31213
63 | SS4S402020 | 33 KV Isolator porcelain post Insulator | No. | 8 |  |  |  |  | 2190.8375 | 17526.7
64 | SS5S501017 | Single Panther Isolator Clamp | No. | 13 |  |  |  |  | 1139.275 | 14810.575
65 | SS5S501026 | Single Dog Isolator Clamp | No. | 9 |  |  |  |  | 913.71 | 8223.39
66 | SS6S617005 | Fuse 33 KV 4.5 Amp High Glass | No. | 1 |  |  |  |  | 6242.5 | 6242.5
67 | VV0V003007 | 132 KV /33KV 5MVA Power TF (GEC) Defective | No. | 1 |  |  |  |  | 100000 | 100000
68 | VV1V101034 | 132/33 KV HV-40 MVA Transformer Bushing | No. |  |  |  | 1 |  | 15000 | 15000
69 | VV2V204003 | Transformer Oil Sampling stainless steel Bottle 2 Ltr | No. | 3 |  |  |  |  | 13614.33 | 40842.99
70 | VV2V204004 | Transformer Oil Sampling stainless steel Bottle 1 Ltr | No. | 3 |  |  |  |  | 10430.65 | 31291.95
71 | VV2V210001 | TF conservator shutoff valve 75mm bore | No. | 1 |  |  |  |  | 18154.325 | 18154.325
72 | VV3V305009 | 33 KV CT 400/200/1A 3 Core | No. | 2 |  |  |  |  | 56455 | 112910
73 | VV4V305012 | 33KV CT 300/150/1 A | No. | 1 |  |  |  |  | 25470 | 25470
74 | VV4V305013 | 33 KV CT 200-100/1 Amp 3 Core | No. | 6 |  |  |  |  | 19000 | 114000
75 | YY0Y003012 | Battery Cell Gravity Meter | No. | 3 |  |  |  |  | 348.1 | 1044.3
76 | N/A | S.T. Round Pole (6.5Mtr cut piece) | No. | 1 |  |  |  |  | 350 | 350
77 | N/A | Interlocking relay for ABB 132 KV Breaker 110 VDC | No. | 5 |  |  |  |  | 2831.825 | 14159.125
78 | N/A | 33 KV Pin Insulator | No. |  |  |  | 2 |  | 125.19 | 250.38
79 | N/A | Clamp for 33 KV Post Insulator for Panther Conductor | No. | 7 |  |  |  |  | 652.625 | 4568.375
80 | N/A | PG Clamp for 33KV Post Insulator for Panther Conductor | No. | 12 |  |  |  |  | 510.75 | 6129
81 | N/A | AC Ampere meter size 65x65 mm range 0-25 Amp | No. | 1 |  |  |  |  | 2264.325 | 2264.325
82 | N/A | ABB Make 33 KV SF6 CB Relay CR-M110DCA (1SVR405613R8000) 110 Volt Aux Supply | No. | 1 |  |  |  |  | 2938.2 | 2938.2
83 | N/A | HRC Fuse 2 AMP | No. | 9 |  |  |  |  | 60 | 540
84 | N/A | HRC Fuse 4 AMP | No. | 15 |  |  |  |  | 62 | 930
85 | N/A | HRC Fuse 6 AMP | No. | 7 |  |  |  |  | 64 | 448
86 | N/A | HRC Fuse 10 AMP | No. | 1 |  |  |  |  | 68 | 68
87 | N/A | Double Pole MCB 02 Amp | No. | 8 |  |  |  |  | 448.33 | 3586.64
88 | N/A | Double Pole MCB 10 Amp 110 Volt | No. | 4 |  |  |  |  | 448.33 | 1793.32
89 | N/A | MCB 2 Pole Rating 2A 240VAc | No. | 6 |  |  |  |  | 675.325 | 4051.95
90 | N/A | Dc MCB 2pole Rating 16A 110V DC | No. | 2 |  |  |  |  | 675.325 | 1350.65
91 | N/A | Dc MCB 2pole Rating 10A 110V DC | No. | 6 |  |  |  |  | 675.325 | 4051.95
92 | N/A | Dc MCB 2pole Rating 4A 110V DC | No. | 5 |  |  |  |  | 675.325 | 3376.625
93 | N/A | Dc MCB 2pole Rating 6A 110V DC | No. | 4 |  |  |  |  | 675.325 | 2701.3
94 | N/A | MCB 2pole 2A 110V DC | No. | 5 |  |  |  |  | 681 | 3405
95 | N/A | 132 kv Peak type structure XPM | Kg |  |  |  | 240.92 |  | 30 | 7227.6
96 | N/A | 2.9 mtr channel 60x30mm | No. |  |  |  | 1 |  | 150 | 150
97 | N/A | 2.9 mtr joist 60x30mm | No. |  |  |  | 4 |  | 150 | 600
98 | N/A | joist 70x150x6 mm | Kg |  |  |  | 167 |  | 20 | 3340
99 | N/A | Air Break Contactor LC -1 250 Volt aux contacts 1 NO + 1 NC 25 Amp | No. | 4 |  |  |  |  | 1401 | 5604
100 | N/A | Thermal over load relay Make Telemechanic | No. | 3 |  |  |  |  | 1856.25 | 5568.75
101 | N/A | LT shackle Insulator | No. | 8 |  |  |  |  | 17.3655 | 138.924
102 | N/A | LT shackle insulator clamp | No. | 4 |  |  |  |  | 178.7625 | 715.05
103 | N/A | GI wire 8 No. | Mtr | 234 |  |  |  |  | 40.86 | 9561.24
104 | N/A | Stay Insulator | No. | 3 |  |  |  |  | 17.3655 | 52.0965
105 | N/A | 33 KV Pin with nut | No. |  |  |  | 2 |  | 125.19 | 250.38
106 | N/A | 33KV E clamp | No. |  |  |  | 4 |  | 125.19 | 500.76
107 | N/A | Foundation bolts for 132 KV CT | Set |  |  |  | 1 |  | 2627.525 | 2627.525
108 | N/A | Supply of Anti pumping relay for 33KV ABB Make Breaker | No. | 2 |  |  |  |  | 4301.65 | 8603.3
109 | N/A | Antipumping Relay for 132KV ABB Make Breaker | No. | 5 |  |  |  |  | 3382.3 | 16911.5
110 | N/A | Auxiliary Power Contact for 132KV ABB Make Breaker | No. | 5 |  |  |  |  | 2831.83 | 14159.15
111 | N/A | Power Contact for 132KV ABB Make Breaker | No. | 5 |  |  |  |  | 4483.25 | 22416.25
112 | N/A | 3 Pole 440 Volt LT Circuit Breaker rated current 60A breaking Capacity Ics-37KA with Lugs of C&S make | No. | 2 |  |  |  |  | 11336.38 | 22672.76
113 | N/A | Foundation Bolt 25mm | Set |  |  |  | 63 |  | 200 | 12600
114 | N/A | Foundation Bolt 28mm | Set |  |  |  | 3 |  | 200 | 600
115 | N/A | PG Clamp for HV transformer Bushing for 5MVA 132/33KV Transformer | No. | 2 |  |  |  |  | 1360.865 | 2721.73
116 | N/A | PG Clamp for HV Transformer Bushing for 20MVA 132/33KV Transformer | No. | 7 |  |  |  |  | 1371.71 | 9601.97
117 | N/A | PG Clamp for LV Transformer Bushing for 20MVA132/33Kv Transformer | No. | 4 |  |  |  |  | 1139.275 | 4557.1
118 | N/A | 3 Bolted PG Clamp P/P | No. | 1 |  |  |  |  | 1413.07 | 1413.07
119 | N/A | CT clamp 132 KV for ACSR Panther Conductor | No. | 1 |  |  |  |  | 1229.56 | 1229.56
120 | N/A | Isolator Clamp 132 KV for ACSR Panther Conductor | No. | 5 |  |  |  |  | 2339.94 | 11699.7
121 | MM2M202011 | 33 KV Voltmeter | No. | 3 |  |  |  |  | 6985.6 | 20956.8
122 | MM2M202007 | 132 KV Voltmeter | No. | 3 |  |  |  |  | 6985.6 | 20956.8
123 | MM3M304015 | MW meter (-25 MW to 25 MW) | No. | 5 |  |  |  |  | 6979.7 | 34898.5
124 | N/A | MVAR meter (-12.5 MVAR to +12.5 MVAr) | No. | 4 |  |  |  |  | 6979.7 | 27918.8
125 | GG0G001006 | Grease Standard Quality | Kg. | 1.4 |  |  |  |  | 590 | 826
126 | VV3V303005 | 145 KV (5 core) CT (200/100/1A) | No. | 1 |  |  |  |  | 178180 | 178180
127 | N/A | Surge Counter for LA | No. | 4 |  |  |  |  | 12873.8 | 51495.2
128 | N/A | 145 KV CVT (Accuracy Class 0.5) | No. |  |  | 5 |  |  | 15000 | 75000
129 | N/A | 132 KV LA (Old and Used) | No. | 15 |  |  |  |  | 1500 | 22500
130 | N/A | 33 KV LA (Old and Used) | No. | 9 |  |  |  |  | 500 | 4500
131 | N/A | Transformer Oil Old & Used | Ltr | 3344 |  |  |  |  | 50 | 167200
132 | N/A | Transformer Drms Old & Used | No. | 16 |  |  |  |  | 250 | 4000
133 | QQ0Q001001 | Fire Fighting Foam type 50 Ltr | No. |  |  |  |  | 8 | 500 | 4000
134 | VV2V204007 | TF oil Empty oil drum | No. |  |  |  |  | 156 | 200 | 31200
135 | VV2V204007 | TF oil Empty oil drum | No. |  |  |  |  | 73 | 250 | 18250
136 | YY0Y003005 | 300 AH Tubular lead acid battery cell 2 Volt | No. |  |  |  |  | 55 | 200 | 11000
137 | N/A | CO2 Type Fire Ext. 2.2 Kg. Capacity scrap | No. |  |  |  |  | 2 | 150 | 300
138 | N/A | CO2 Type Fire Ext. 4.5 Kg. Capacity scrap | No. |  |  |  |  | 4 | 300 | 1200
139 | N/A | Stored pressure type 10 Kg Capacity Fire Ext. Scrap | No. |  |  |  |  | 10 | 100 | 1000
140 | N/A | CO2 Type Fire Ext. 22.5 Kg. Capacity scrap | No. |  |  |  |  | 2 | 1650 | 3300
141 | N/A | CO2 Type Fire Ext. 9 Kg. Capacity scrap | No. |  |  |  |  | 2 | 675 | 1350
142 | N/A | AFFF mechanical foam type 9 Ltr Capacity Fire Ext. Scrap | No. |  |  |  |  | 2 | 100 | 200
143 | N/A | Stored pressure type 10 Kg Capacity Fire Ext. Scrap | No. |  |  |  |  | 4 | 100 | 400
144 | N/A | Stored pressure type 25 Kg Capacity Fire Ext. Scrap | No. |  |  |  |  | 4 | 250 | 1000
145 | VV2V207001 | (WTI) Scrap | No. |  |  |  |  | 1 | 50 | 50
146 | MM0M007004 | Oil Surge Relay Transformer Relay (Scrap) | No. |  |  |  |  | 1 | 500 | 500
147 | JJ0J005007 | 33 KV CB (Defective) | No. |  |  |  |  | 1 | 5000 | 5000
148 |  | UB+0 type tower part galv. Damaged | Kg. |  |  |  |  | 70 | 40 | 2800
|  | JE Name |  |  | AE Name |  |  |  | EE Name
|  | Shri Pawan Lohani |  |  | Shri Sunil Singh |  |  | Shri Manish Kumar Tamta
Name of Circle/ Zone :- Haldwani / Kumaon Name of Substation :- 132 KV S/s Pithoragarh
Name of Division:- O&M Almora Month : July 2025
Stock & T&P Material Up To : 22 August 2025 of Sri Anand Singh Gobari J.E. At 132 KV Substation Pithoragarh
S.n. | Item code | Item Description | Unit | Quantity |  |  |  |  | Book Value per Unit | Total Cost
|  |  |  | Useable | Unservicable | Obsolete | Non Moving | Scrap
1 | AA0A002001 | ACSR Conductor Moose | Km | 0.098 |  |  |  |  | 300000 | 29400
2 | AA0A004001 | ACSR Conductor Zebra Conductor in pieces | Mtr. | 65 |  |  |  |  | 100 | 6500
3 | BB0B002001 | 552.50 KVARCapacitor Cell suitable for2X5 MVAR CAPACITOR Bank | Nos | 1 |  |  |  |  | 115109 | 115109
4 | CC0C002010 | PVC Control Cable 6core | Km. | 0.065 |  |  |  |  | 120039.3 | 7802.5545
5 | CC0C002010 | PVC Control Cable 6core | Km. | 0.389 |  |  |  |  | 114793 | 44654.477
6 | CC0C002011 | PVC Control Cable 4 core | Km. | 0.105 |  |  |  |  | 88528 | 9295.44
7 | CC0C002013 | PVC Control Cable 2X2.5 sqmm copper | Mtr | 500 |  |  |  |  | 100.24 | 50120
8 | FF3F301036 | 66 KV Dismanteled Colum with Nuts & Bolts | MT | 2.492 |  |  |  |  | 55000 | 137060
9 | FF3F301040 | Galvanised Steelstructure with bolts & Nuts (01 No. Colum) | MT | 0.845 |  |  |  |  | 79980 | 67583.1
10 | FF4F401011 | Galvanised Nuts & Bolts-16x85 mm | No | 50 |  |  |  |  | 9.5 | 475
11 | FF4F401023 | Galvanised Nuts & Bolts-16x50 mm / 16 X 2"/5/8" | No | 964 |  |  |  |  | 7 | 6748
12 | FF6F601006 | GI Pack Washer- 16x8 mm | No | 91 |  |  |  |  | 3 | 273
13 | FF7F701004 | MS Earthing rod- 36 mm dia | kg | 141.9 |  |  |  |  | 30 | 4257
14 | FF9F902001 | Alimunium - Strip 25x3 mm | Mtr. | 37 |  |  |  |  | 15 | 555
15 | HH6H601004 | Jaws Finger of 132 KV Isolater | No. | 7 |  |  |  |  | 5788.5 | 40519.5
16 | HH8H801002 | Jaw of 33 KV Isolater | No. | 4 |  |  |  |  | 3206.38 | 12825.52
17 | HH8H801006 | 132/33 KV Jaw | No. | 5 |  |  |  |  | 3700 | 18500
18 | HH9H901017 | Old & Used Isolator Clamp for Double Panther conductor | No | 6 |  |  |  |  | 500 | 3000
19 | HH9H901020 | Heavy duty terminal connector 6 bolted for ACSR Dog conductor for 33 KV Isolator | No | 11 |  |  |  |  | 1163.38 | 12797.18
20 | II0I004001 | 70 KN Disc Insulator | No | 4 |  |  |  |  | 281 | 1124
21 | II1I102004 | PG Clamp Moose- Panther 3 bolted type | No | 2 |  |  |  |  | 1190.62 | 2381.24
22 | II1I102004 | Old & Used PG Clamp Moose- Panther | No | 15 |  |  |  |  | 350 | 5250
23 | II1I103003 | PG Clamp Deer- Panther | No | 4 |  |  |  |  | 220 | 880
24 | II1I103003 | Old & Used PG Clamp Deer- Panther | No | 6 |  |  |  |  | 200 | 1200
25 | II1I104002 | PG Clamp Zebra- Panther | No | 17 |  |  |  |  | 500 | 8500
26 | II1I104002 | Old & Used PG Clamp Zebra- Panther | No | 10 |  |  |  |  | 300 | 3000
27 | II1I104003 | PG Clamp Zebra- Dog with 16 mm dia 4 bolted type | No | 9 |  |  |  |  | 709.37 | 6384.33
28 | II1I105003 | PG Clamp Panther- Dog 3 bolted type | No | 7 |  |  |  |  | 1100.95 | 7706.65
29 | II1I106001 | PG Clamp Panther to Racoon with 13 mm dia 3 bolted type | No | 5 |  |  |  |  | 698 | 3490
30 | II2I204002 | C-wedge Clamp suitable for ACSR Zebra- Panther conductor | No | 6 |  |  |  |  | 3229.08 | 19374.48
31 | II8I807002 | Bolted Type Tension Fitting Moose Conductor | No | 4 |  |  |  |  | 3405 | 13620
32 | II8I807005 | Bolted Type Tension Fitting Panther | No | 4 |  |  |  |  | 1350 | 5400
33 | II8I807005 | Bolted Type Tension Fitting Panther | No | 6 |  |  |  |  | 3178 | 19068
34 | II8I807005 | Old & Used Bolted Type Tension Fitting Panther | No | 6 |  |  |  |  | 1500 | 9000
35 | JJ1J103005 | Tripping coil of 132 Kv SF6 Ckt. Breaker of AREVA make | No | 2 |  |  |  |  | 4653.5 | 9307
36 | JJ1J103005 | Tripping coil of 132 Kv SF6 Ckt. Breaker of ABB make | No | 2 |  |  |  |  | 5221 | 10442
37 | JJ1J105005 | Tripping coil 110 V DC forABB Breaker | No | 3 |  |  |  |  | 3961.15 | 11883.45
38 | JJ1J105005 | Tripping coil ABB Make | No | 2 |  |  |  |  | 6787.3 | 13574.6
39 | JJ1J105005 | Tripping coil 110 V DC for 33 KV BHEL Ckt. Breaker | No | 1 |  |  |  |  | 5003.2 | 5003.2
40 | JJ1J105007 | Closing coil 110V DC for ABB breaker | No | 5 |  |  |  |  | 3961.15 | 19805.75
41 | JJ1J105007 | Closing coil ABB Make | No | 3 |  |  |  |  | 6804.33 | 20412.99
42 | JJ1J105034 | Single phase Spring charge motor for 33 KV SF6 Ckt. Breaker CGL make | No | 1 |  |  |  |  | 30645 | 30645
43 | KK0K003001 | 145 KV LA with surge counter | No | 1 |  |  |  |  | 74343 | 74343
44 | KK0K005001 | 33 KV Polymer Lightning Arrestor with surge counter | No | 2 |  |  |  |  | 20001 | 40002
45 | KK1K001007 | 132 KV Lightning Arrester counter | No | 2 |  |  |  |  | 11782.3 | 23564.6
46 | LL6L602002 | 1.5 Sq.mm Flexible wire roll (90 mtr. Each) | Nos. | 1 |  |  |  |  | 2944.1 | 2944.1
47 | MM3M301006 | Volt Meter | Nos. | 2 |  |  |  |  | 5835.1 | 11670.2
48 | MM3M302006 | Ampere Meter | Nos. | 3 |  |  |  |  | 5835.1 | 17505.3
49 | MM1M114005 | T&C selector switch | Nos. | 1 |  |  |  |  | 5245.1 | 5245.1
50 | MM1M108016 | 440 V,63 Amp TP Iron Clad Switch make Havells | Nos. | 1 |  |  |  |  | 7706.65 | 7706.65
51 |  | Energy meter | Nos. | 1 |  |  |  |  | 10215 | 10215
52 | QQ1Q106001 | Wire mesh fencing with four row barbed wire | Mtr. | 20 |  |  |  |  | 3972 | 79440
53 | SS1S104007 | Contactor 415V AC 220v ac 38 Amps. 440v with auxilary | Nos. | 2 |  |  |  |  | 5675 | 11350
54 | SS5S501003 | 63 Amp. 4 poleMCCB | Nos. | 10 |  |  |  |  | 7945 | 79450
55 | VV2V201002 | nitril gasket 10mm thickness | Sqmtr. | 5.28 |  |  |  |  | 2542.4 | 13423.872
56 | VV2V201003 | nitril gasket 8mm thickness | Sqmtr. | 7.7 |  |  |  |  | 2264.32 | 17435.264
57 | VV2V201005 | nitril gasket 6mm thickness | Sqmtr. | 6.48 |  |  |  |  | 2037.32 | 13201.8336
58 | VV3V301001 | ElectrolT/F oil as per Is 335:1993 | KL | 0.209 |  |  |  |  | 81213.5 | 16973.6215
59 | VV3V301007 | Empty Trasformer oil Drum | Nos. | 135 |  |  |  |  | 250 | 33750
60 | VV3V301003 | Stainless steel T/F Oil Sampling Container of 2 Ltr. Capacity | No | 6 |  |  |  |  | 13620 | 81720
61 | VV3V301004 | Stainless steel T/F Oil Sampling Container of 1 Ltr. Capacity | No | 3 |  |  |  |  | 10442 | 31326
62 | VV3V302003 | Bucholz relay for transformer | No | 1 |  |  |  |  | 20428.39 | 20428.39
63 | VV4V403002 | magnetic oil level guage | No | 1 |  |  |  |  | 16911.5 | 16911.5
64 | VV5V503002 | 132 KV three core CT having CT ratio 800/400/1A(Hepta care) | No | 1 |  |  |  |  | 105693 | 105693
65 | VV5V503013 | 145 KV CT 200/100/1A with terminal connector | Nos. | 3 |  |  |  |  | 73468 | 220404
66 | VV7V705005 | Junction Box for 33 KV CT | No | 1 |  |  |  |  | 6549 | 6549
67 | VV7V705005 | Junction Box for 33 KV PT | Nos. | 1 |  |  |  |  | 5133 | 5133
68 | II1I104001 | PG Clamp Zebra to Zebra Conductor | No | 1 |  |  |  |  | 1469 | 1469
69 |  | CT Clamp for Panther Conductor | Nos. | 1 |  |  |  |  | 1175.3 | 1175.3
70 |  | CT Clamp Suitable for ACSR Panther conductor | Nos. | 2 |  |  |  |  | 1231.92 | 2463.84
71 | HH8H801043 | 132 KV Isolator Clamp Suitable for ACSR Panther conductor | Nos. | 9 |  |  |  |  | 2341.12 | 21070.08
72 | FF4F401043 | 12 mm Thickness 2.5 inches long GI Nuts & bolts with two washer | Nos. | 115 |  |  |  |  | 29.205 | 3358.575
73 |  | Aluminum cable 3.5 X 35 Sqmm | Km | 0.065 |  |  |  |  | 276592 | 17978.48
74 |  | MS Flat 50 X6 mm | MT | 0.05 |  |  |  |  | 154438.4 | 7721.92
75 |  | 132/33 KV 40 MVA Transformer (After repairing 36/32 MVA,Sr No-PT7055 | Nos | 1 |  |  |  |  | 19799855 | 19799855
Obselet & Scrap Material
76 | CC5C506002 | 11 KV Cable box XLPE 3X400 Sq.mm outdoor type | No. |  |  | 1 |  |  | 0 | 0
77 | AA0A004002 | Damaged ACSR Conductor Zebra Conductor in pieces | Mtr. |  |  |  |  | 66 | 40 | 2640
78 | AA0A005001 | Damaged ACSR Conductor Panther | Mtr. |  |  |  |  | 536 | 50 | 26800
79 | VV8V810003 | 145KV C.V.T. ABB make | Nos |  |  | 3 |  |  | 80000 | 240000
80 | JJ1J105019 | Defective Spring charge motor of 33 kv ckt. Breaker (ABB) | Nos. |  |  |  |  | 1 | 500 | 500
81 | NN9N906001 | 11KV, 630 A, 350 MVA ,V.C.B. incoming panel make C.G.L. | No. |  |  | 1 |  |  | 312567 | 312567
82 | NN9N906002 | 11KV, 630 A, 350 MVA,V.C.B. outgoing panel make C.G.L. | No. |  |  | 2 |  |  | 312567 | 625134
83 | NN9N906002 | 11KV, 630 A, 350 MVA ,V.C.B. bus coupler make C.G.L. | No. |  |  | 1 |  |  | 312567 | 312567
84 | VV7V705002 | Old & Used 33 KV PT (1Ph) | No. |  |  | 3 |  |  | 20000 | 60000
85 | YY0Y002005 | Battery set 110V, 60AH, old used and unserviceable | Set |  |  |  |  | 1 | 5000 | 5000
86 | YY1Y101006 | 02 V 300 AH Battery Cell Old & Used Damaged | Nos. |  |  |  |  | 10 | 500 | 5000
87 | VV5V505021 | Old & Used 33 KV CT 400/200/1 Amp,2 core | Nos. |  |  | 3 |  |  | 20000 | 60000
88 |  | Battery set 110V, 300 AH Tubular lead acid, old used and unserviceable | Set |  |  |  |  | 1 | 11000 | 11000
89 |  | Old and used 132 KV CT 400/200/100/1A (SCT make) | Nos |  |  | 3 |  |  | 15000 | 45000
90 |  | Old & used 145 Kv CVT (ABB Make) | Nos |  |  | 3 |  |  | 15000 | 45000
91 |  | Old & Used 33 KV Ckt. Breaker (VCB) ABB Make | Nos |  |  | 2 |  |  | 40000 | 80000
92 |  | Old & used 145 KV CVT Alstom Make | Nos |  |  | 3 |  |  | 15000 | 45000
T&P at 132 KV Substation Pithoragarh
S.n. | Item code | Item Description | Unit | Quantity |  |  |  |  | Book Value per Unit | Total Cost
|  |  |  | Useable | Unservicable | Obsolete | Non Moving | Scrap
1 | PP4P402010 | Steel Almirah 1830x760x460 | No.s | 1 | [5 empty] | 0
2 | PP4P402013 | Steel Almirah 1280x760x415 | No.s | 1 | [5 empty] | 0
3 | PP4P425022 | Office table with drawer | No.s | 2 | [5 empty] | 0
4 |  | Aram Chair Cane back sheet | No.s | 4 | [5 empty] | 0
5 | PP4P406002 | Office rack solid top 760x930x315 | No.s | 1 | [5 empty] | 0
6 | PP4P411008 | Bench wooden firmed | No.s | 1 | [5 empty] | 0
7 | PP1P117012 | Socket set Taparia | No.s | 1 |  |  |  |  | 2800 | 2800
8 | PP1P119012 | Pipe Wrench18" | No.s | 1 |  |  |  |  | 375 | 375
9 | PP1P121001 | Slide/adjustable wrench 8" | No.s | 1 |  |  |  |  | 150 | 150
10 | PP2P205004 | Digital Multimeter (Small) | No.s | 1 |  |  |  |  | 450 | 450
11 | PP1P118009 | Screw Driver 12" | No.s | 1 |  |  |  |  | 50 | 50
12 |  | Nose Plier | No.s | 1 |  |  |  |  | 125 | 125
13 | PP1P116008 | BOX Spanner | No.s | 2 |  |  |  |  | 40 | 80
14 | PP1P1140020 | D/E Spanner 12x13 | No.s | 2 |  |  |  |  | 18 | 36
15 | PP1P114018 | D/E Spanner 14x15 | No.s | 2 |  |  |  |  | 21 | 42
16 | PP1P114017 | D/E Spanner 16x17 | No.s | 2 |  |  |  |  | 25 | 50
17 | PP1P114013 | D/E Spanner 18x19 | No.s | 2 |  |  |  |  | 31 | 62
18 | PP1P114011 | D/E Spanner 20x22 | No.s | 2 |  |  |  |  | 39 | 78
19 | PP1P115015 | Ring Spanner 12x13 | No.s | 2 |  |  |  |  | 35 | 70
20 | PP1P115016 | RIng Spanner 14x15 | No.s | 2 |  |  |  |  | 37 | 74
21 | PP1P115017 | Ring Spanner 16x17 | No.s | 2 |  |  |  |  | 44 | 88
22 | PP1P115018 | Ring Spanner 18x19 | No.s | 2 |  |  |  |  | 57 | 114
23 | PP1P115019 | Ring Spanner 20x22 | No.s | 2 |  |  |  |  | 67 | 134
24 | PP1P115020 | Ring Spanner 21x23 | No.s | 2 |  |  |  |  | 97 | 194
25 | PP4P426002 | Office table with with sun mica top 4.5'x3' | No.s | 1 |  |  |  |  | 1800 | 1800
26 | PP4P411004 | Office Chair with arm (S) model | No.s | 1 |  |  |  |  | 1000 | 1000
27 | DD0D001010 | Desck Top computer make-HCl | No.s | 1 |  |  |  |  | 26600 | 26600
28 | DD0D005007 | BiLangual key board | No.s | 1 |  |  |  |  | 153 | 153
29 |  | Internal modem(56kbps) | No.s | 1 |  |  |  |  | 187 | 187
30 | PP4P411010 | Office chair | No.s | 6 | [5 empty] | 0
31 | PP4P425020 | office table | No.s | 2 | [5 empty] | 0
32 | PP4P426015 | office table with sunmica top4'x2' | No.s | 1 | [5 empty] | 0
33 | PP4P402009 | Steel Almirah1860x760x430mm | No.s | 1 | [5 empty] | 0
34 | PP4P402020 | Steel Almirah (small) | No.s | 1 | [5 empty] | 0
35 | PP4P413002 | Charan Safe | No.s | 1 | [5 empty] | 0
36 | PP1P101006 | box 67x44x29 | No.s | 1 | [5 empty] | 0
37 | PP2P205001 | Multi meter make - Motwane | No.s | 1 |  |  |  |  | 6750 | 6750
38 | PP2P205001 | Multi meter make - Rishaabh | No.s | 1 |  |  |  |  | 6750 | 6750
39 | PP2P201001 | Tong Tester Make- Motwane | No.s | 1 |  |  |  |  | 10125 | 10125
40 | PP1P144006 | Discharge rod having 4.5 mtr. In 3peices1.5 mtr. Each &25 mtr.long cable | No.s | 1 |  |  |  |  | 13500 | 13500
41 | PP2P211001 | Vaccume cleanerMake-EurekaForbes | No.s | 1 |  |  |  |  | 11812 | 11812
42 | PP1P147006 | Hand Drill With all size bit Make-Bosch | No.s | 1 |  |  |  |  | 9900 | 9900
43 | PP1P126003 | Earth Tester Make -Waco | No.s | 1 |  |  |  |  | 9000 | 9000
44 | PP2P203002 | DC Load Tester | No.s | 1 |  |  |  |  | 11137 | 11137
45 | PP4P425021 | Table with both size drawer of size 5x3 feet | No.s | 1 |  |  |  |  | 15322.5 | 15322.5
46 | PP4P432005 | Computer table with one side drawer | No.s | 1 |  |  |  |  | 3972.5 | 3972.5
47 | PP4P403003 | Filling cabinet with four drawer of 52"x15"x27"(18-20Guage) | No.s | 1 |  |  |  |  | 12768.75 | 12768.75
48 | PP4P402018 | Almirah with five sleves | No.s | 2 |  |  |  |  | 12768.75 | 25537.5
49 | PP4P411008 | Steel bench with 3 seats | No.s | 1 |  |  |  |  | 9874.5 | 9874.5
50 | PP4P409022 | Low back Excutive chair | No.s | 1 |  |  |  |  | 5902 | 5902
51 | PP4P411012 | Vistor chair | No.s | 4 |  |  |  |  | 2724 | 10896
52 | PP4P412010 | Stool | No.s | 2 |  |  |  |  | 1135 | 2270
53 |  | Stroewell Plain Almirah | No.s | 1 |  |  |  |  | 27518.78 | 27518.78
54 |  | Multipurpose visitor chair(1007) | No.s | 6 |  |  |  |  | 6717.74 | 40306.44
55 |  | Table T9 | No.s | 1 |  |  |  |  | 29667.56 | 29667.56
Scrap T&P at 132 KV Substation Pithoragarh
1 |  | Mobile phone R-220 make -Samsung | Nos. |  |  |  |  | 1 | 0 | 0
2 | PP4P411003 | Office Chair without arm (S) model | No.s |  |  |  |  | 4 | 550 | 2200
3 | DD2D201005 | Mc Afee Anti virus | No.s |  |  |  |  | 1 | 900 | 900
4 | DD2D203003 | Ms office 2007 standard molp without media | No.s |  |  |  |  | 1 | 11036 | 11036
5 | DD1D102011 | Combo drive | No.s |  |  |  |  | 1 | 297 | 297
6 | DD0D004003 | TFT 39.5cm Monitor make HCL | No.s |  |  |  |  | 1 | 3330 | 3330
7 | DD1D101005 | UPS 1.0kva,/68vahmake-Uniline | No.s |  |  |  |  | 1 | 5157 | 5157
8 | PP2P204007 | Hand driven analog megger 5kv make-waco | No.s |  |  |  |  | 1 | 14062.5 | 14062.5
9 | PP2P204010 | Electronic Analog Megger5kv Make-Waco | No.s |  |  |  |  | 1 | 16312 | 16312
10 | DD0D007019 | Multi functionPrinter Samsung SCX4521F Sl.No.-8p67bacz801714b | No.s |  |  |  |  | 1 | 12733 | 12733
11 |  | Centrifuging machine 500galen capacity | No.s |  |  |  |  | 1 |  | 0
Stock material up to : 22 August 2025 of Sri Jitendra Joshi J.E. At 132 KV Sub Division Pithoragarh
S.n. | Item code | Item Description | Unit | Quantity |  |  |  |  | Book Value per Unit | Total Cost
|  |  |  | Useable | Unservicable | Obsolete | Non Moving | Scrap
1 | AA0A005001 | ACSR Panther Conductor | Mtr. | 331 |  |  |  |  | 82.5 | 27307.5
2 | AA0A005001 | ACSR panther conductor | KM | 1.3 |  |  |  |  | 82500 | 107250
3 | AA1A102001 | old & used 7/10 SWG earth wire in pieces | Kg | 217 |  |  |  |  | 10 | 2170
4 | AA0A008001 | ACSR dog conductor | km | 0.99 |  |  |  |  | 85125 | 84273.75
5 | FF2F233012 | Template for “C” type tower | M.T. | 0.71 |  |  |  |  | 29841 | 21187.11
6 | FF2F233010 | Template for “B” type tower | M.T. | 0.666 |  |  |  |  | 27000 | 17982
7 | FF4F402123 | Hot dip galv. Flat washer 16*5 mm | No. | 1000 |  |  |  |  | 3.38 | 3380
8 | FF0F003011 | Galv. Tower parts for “C” type | M.T. | 9.8112 |  |  |  |  | 116905 | 1146978.336
9 | FF4F401027 | Galv. Nuts & bolts16*35 , W.T/Pcs.= 0.117kg | kg | 69.852 |  |  |  |  | 116.905 | 8166.0481
10 | FF4F401024 | Galv. Nuts & bolts16*40 , W.T/Pcs.= 0.125kg | kg | 28.625 |  |  |  |  | 116.905 | 3346.4056
11 | FF4F401025 | Galv. Nuts & bolts16*45 , W.T/Pcs.= 0.133kg | kg | 40.305 |  |  |  |  | 116.905 | 4711.856
12 | FF4F401023 | Galv. Nuts & bolts16*50 , W.T/Pcs.= 0.141kg | kg | 51.906 |  |  |  |  | 116.905 | 6068.0709
13 | FF4F401022 | Galv. Nuts & bolts16*55 , W.T/Pcs.= 0.149kg | kg | 5.372 |  |  |  |  | 116.905 | 628.0137
14 | FF4F401019 | Galv. Nuts & bolts16*60 , W.T/Pcs.= 0.157kg | kg | 0.310 |  |  |  |  | 116.905 | 36.2405
15 | FF4F401008 | Galv. Nuts & bolts16*175 , W.T/Pcs.= 0.417kg | kg | 85.352 |  |  |  |  | 116.905 | 9978.0756
16 | FF4F402104 | M 16 pack washer 6mm w.t/Pcs=0.034kg | kg | 4.9 |  |  |  |  | 116.905 | 572.8345
17 | FF4F402103 | M 16 pack washer 8mm w.t/Pcs=0.045kg | kg | 5.4 |  |  |  |  | 116.905 | 631.287
18 | FF4F402104 | M 16 pack washer 10mm w.t/Pcs=0.057kg | kg | 3.43 |  |  |  |  | 116.905 | 400.9841
19 | FF4F402105 | M 16*5 pack washer w.t/Pcs=0.011kg | kg | 8.687 |  |  |  |  | 116.905 | 1015.5537
20 | FF4F402139 | MS channel size 125*65 mm for top channel of SP-72 pole | M.T. | 0.386 |  |  |  |  | 73775 | 28477.15
21 | FF2F233003 | GI template B-type | M.T. | 3.587 |  |  |  |  | 76250 | 273508.75
22 | FF2F233005 | GI template C-type | M.T. | 4.065 |  |  |  |  | 76250 | 309956.25
23 | II5I501004 | Mid Span Joints | No. | 102 |  |  |  |  | 80 | 8160
24 | II5I502004 | Repair Sleeve for Panther | No. | 62 |  |  |  |  | 40 | 2480
25 | II5I501009 | Mid Span Joint for Earth wire | No. | 23 |  |  |  |  | 30 | 690
26 | II0I002001 | 11kv 120 KN disc insulator | No. | 0 |  |  |  |  | 464 | 0
27 | II0I002002 | 120 KN silicon rubber/polymer disc insulator including cross arm & conductor end fitting | Nos. | 2 |  |  |  |  | 9363.75 | 18727.5
28 | II1I102004 | PG clamp moose to panther 4 bolted type | Nos. | 19 |  |  |  |  | 1475.5 | 28034.5
29 | II1I102001 | PG clamp moose to moose | Nos. | 15 |  |  |  |  | 2258.65 | 33879.75
30 | II0I002001 | disc insulator | Nos | 157 |  |  |  |  | 464 | 72848
31 | II0I004001 | 70 KN 11kv disc insulator | Nos | 555 |  |  |  |  | 300 | 166500
32 | II8I801005 | Tension Fitting (120Kn) for Panther conductor complete | Nos | 6 |  |  |  |  | 9555.64 | 57333.84
33 |  | Steel rope ½” dia best quality ISI mark | Mtr. | 280 |  |  |  |  | 355.95 | 99666
34 |  | Dismantled old & damaged tower parts | M.T. | 3.24947 |  |  |  |  | 29841 | 96967.4343
35 |  | MS angel size 65*65*6 mm for bracing of SP-72 pole | M.T. | 0.3574 |  |  |  |  | 79450 | 28395.43
36 |  | old & used tower parts | M.T. | 7.6325 |  |  |  |  | 29841 | 227761.4325
37 |  | PG Clamp Panther to Panther | Nos | 1 |  |  |  |  | 1175.28 | 1175.28
38 | FF2F233003 | Galvanized Template (2 Nos.) of B type tower including bolts,nuts & washers | MT | 1.3662 |  |  |  |  | 156751.2 | 214153.4894
39 | FF2F233005 | Galvanized Template (2 Nos.) of C type tower including bolts,nuts & washers | MT | 2.3904 |  |  |  |  | 156751.2 | 374698.0685
40 | FF2F233007 | Galvanized Template of Speciaal/C type tower including bolts,nuts & washers | MT | 2.1537 |  |  |  |  | 156751.2 | 337595.0594
41 | AA0A005001 | ACSR Panther Conductor in pieces | Kms | 7.437 |  |  |  |  | 294287.28 | 2188614.5014
42 |  | GS Earth wire7/10 SWG | Kms | 0.801 |  |  |  |  | 57806.43 | 46302.9504
43 | II8I802005 | Double Tension fitting for ACSR Panther Conductor suitable for 120 KN disc insulator | Sets | 13 |  |  |  |  | 6352.176 | 82578.288
44 |  | Pilot fitting forACSRR Panther conductor suitable for 70 KN disc insulator | Sets | 24 |  |  |  |  | 2064.292 | 49543.008
45 |  | Tension fitting for GS earth wire 7/10 SWG | Sets | 2 |  |  |  |  | 1058.696 | 2117.392
46 | II5I501004 | mid span compression joint for ACSR Panther conductor | Nos | 21 |  |  |  |  | 1164.5656 | 24455.8776
47 | II5I501009 | mid span compression joint for GS Earth wire 7/10 SWG | Nos | 5 |  |  |  |  | 476.4132 | 2382.066
48 | FF4F402184 | Flexible copper bond | Nos | 2 |  |  |  |  | 1164.5656 | 2329.1312
49 | II0I002001 | Disc insulator 120 KN | Nos | 65 |  |  |  |  | 315.3078 | 20495.007
50 | II0I004001 | Disc insulator 70 KN | Nos | 121 |  |  |  |  | 289.0292 | 34972.5332
51 | AA0A006001 | AACSR conductor panther equivalent | Kms | 1.245 |  |  |  |  | 366729.274 | 456577.9461
52 |  | Modified earth wire (7/4 m.m.) | Kms | 1.199 |  |  |  |  | 110572.431 | 132576.3448
53 | II8I802006 | Double Tension fitting for Single AACSR Panther Conductor suitable for 160 KN disc insulator | Sets | 2 |  |  |  |  | 14484.5 | 28969
54 |  | mid span joint for AACSR panther conductor | Nos | 6 |  |  |  |  | 2655 | 15930
55 | II5I502005 | Repair sleevefor AACSR panther conductor | Nos | 6 |  |  |  |  | 1071.617 | 6429.702
56 |  | Vibration damper forAACSR panther conductor | Nos | 3 |  |  |  |  | 2912.7946 | 8738.3838
57 |  | Flexible copper bond for modified earth wire (7/4 m.m.) | Nos | 3 |  |  |  |  | 1726.104 | 5178.312
58 |  | MSJ for modifiedearth wire (7/4 m.m.) | Nos | 3 |  |  |  |  | 359.605 | 1078.815
59 |  | vibration damper for modified earth wire (7/4 m.m.) | Nos | 1 |  |  |  |  | 2414.28 | 2414.28
60 |  | Compression type tension fitting for modified earth wire (7/4 m.m.) | Sets | 1 |  |  |  |  | 2013.788 | 2013.788
61 | II0I001001 | 160 KN porcelain insulator | Nos | 7 |  |  |  |  | 1124.1506 | 7869.0542
Obselet & Scrap Material (Line)-
62 | AA0A005001 | Old used & damaged ACSR panther conductor | Mtr |  |  |  |  | 1904 | 50 | 95200
63 | AA0A008001 | old & used ACSR Dog conductor in pieces | Mtr |  |  |  |  | 2010 | 76.5 | 153765
64 |  | Banded & damaged tower parts | M.T. |  |  |  |  | 4.19 | 29841 | 125033.79
T&P at 132 KV Substation Pithoragarh (Line)
S.n. | Item code | Item Description | Unit | Quantity |  |  |  |  | Book Value per Unit | Total Cost
|  |  |  | Useable | Unservicable | Obsolete | Non Moving | Scrap
1 | PP0P001004 | Bolted type come along clamp,7 bolts for ACSR Panther conductor | No.s | 2 |  |  |  |  | 6619.8 | 13239.6
2 | PP0P001013 | come along clamp,4 bolted type suitable for 7/10 SWG Earth wire, | No.s | 1 |  |  |  |  | 4590.2 | 4590.2
3 | PP0P021012 | Single sheave pulley open type of 5 ton capacity, | No.s | 2 |  |  |  |  | 3964.8 | 7929.6
4 | PP3P301001 | Helmet yellow | No.s | 2 |  |  |  |  | 342.2 | 684.4
5 | PP3P301005 | Safety belt PN 17 full body, | No.s | 2 |  |  |  |  | 2808.4 | 5616.8
6 |  | Hydraulic conductor cutter, | No.s | 1 |  |  |  |  | 46728 | 46728
7 | PP0P017021 | Steel rope endless sling 10 ton capacity 12 mm 1.5 Mtr, | No.s | 1 |  |  |  |  | 3410.2 | 3410.2
8 | PP0P017021 | Steel rope endless sling 10 ton capacity 12 mm 3 Mtr, | No.s | 1 |  |  |  |  | 6442.8 | 6442.8
Physical Verification of Stock Material at 132 KV S/S Sitarganj
Month -Aug./2025
S. No. | Item code | Name of Item | Unit | Unit rate in Rs. | Useable |  | Unserviceable |  | Non-Moving |  | Obsolete |  | Scrap |  | Total Inventory Amt.
[5 empty] | Qty. | Total Amount in Rs. | Qty. | Total Amount in Rs. | Qty. | Total Amount in Rs. | Qty. | Total Amount in Rs. | Qty. | Total Amount in Rs.
1 | II4I402002 | Tension clamp for earth wire 7/10 SWG | No | 1105.75 | 8 | 8846 | … | … | … | … | … | … | … | … | 8846
2 | AA0A005001 | ACSR Panther Conductor old &used(in bits) | Metre | 30 | 2800 | 84000 | .. | … | … | … | … | … | … | … | 84000
3 | II0I002002 | 120KN Disc insulator (old used) | No | 90 | 10 | 900 |  | … | … | … | … | … | … | … | 900
4 | JJ1J103018 | Spring charge motor | No. | 12267 | 2 | 24534 | … | … | … | … | … | … | … | … | 24534
5 | JJ2J201010 | Density monitor switch | No. | 0 | 1 | 0 | … | … | … | … | … | … | … | … | 0
6 | JJ1J103005 | 132 KV Feeder Trip coil/Close coil ( CGL Breaker) | No. | 0 | 4 | 0 | … | … | … | … | … | … | … | … | 0
7 |  | Rotatary Bearing for 132 KV Isolator | No. | 0 | 3 | 0 | … | … | … | … | … | … | … | … | 0
8 | VV6V603006 | 132 KV 200/100/1,1,1 Amp CT old & Used | No. | 50000 | 1 | 50000 | … | … | … | … | … | … | … | … | 50000
9 |  | 40 MVA T/F NEWTRAL Bushing Connector for Felt 4 (N+B) | No. | 945.46 | 1 | 945.46 | … | … | … | … | … | … | … | … | 945.46
10 | II1I104001 | PG Clamp for Zebra To Zebra Conductor | No. | 834.22 | 0 | 0 | … | … | … | … | … | … | … | … | 0
11 | HH8H801003 | 33 KV isolator Jaw & blade Set Complete 1250 Amp | No. | 8841.67 | 1 | 8841.67 | … | … | … | … | … | … | … | … | 8841.67
12 | JJ2J202002 | Circuit Breaker control switch | No. | 2459 | 4 | 9836 | … | … | … | … | … | … | … | … | 9836
13 | JJ3J302003 | Contactor for spring charge motor CGL Breaker | No. | 7882.5 | 2 | 15765 | … | … | … | … | … | … | … | … | 15765
14 | VV4V404001 | PRV For 40 MVA T/F | No. | 22132.5 | 2 | 44265 | … | … | … | … | … | … | … | … | 44265
15 | JJ1J103005 | Tripping/Closing Coil 132 KV ABB CB | No. | 3916 | 3 | 11748 | … | … | … | … | … | … | … | … | 11748
16 | VV6V605004 | 33 KV CT 800/400/111 | No. | 55501.5 | 1 | 55501.5 | … | … | … | … | … | … | … | … | 55501.5
17 | KK4K401003 | 145 KV Post insulator | No. | 15000 | 3 | 45000 | … | … | … | … | … | … | … | … | 45000
18 |  | Log sheet register .32 Pages. | No | 914.92 | 20 | 18298.4 | … | … | … | … | … | … | … | … | 18298.4
19 | JJ8J802001 | SF6 Gas Empty Cylinder | No. | 0 | 2 | 0 | … | … | … | … | … | … | … | … | 0
20 |  | 33kv PT Clamp for panther conductor | No | 531 | 4 | 2124 | … | … | … | … | … | … | … | … | 2124
21 |  | 33kv one side 13 mm grove with cu sleeve ct clamp other side panther conductor | No | 1416 | 5 | 7080 | … | … | … | … | … | … | … | … | 7080
22 | II1I105001 | PG clamp panther to panther | No | 822.55 | 1 | 822.55 | … | … | … | … | … | … | … | … | 822.55
23 | VV2V204015 | 40 MVA T/F HV Side Bushing clamp For Zebra conductor | No | 1298 | 1 | 1298 | … | … | … | … | … | … | … | … | 1298
24 | VV2V204016 | 40 MVA T/F LV Side Bushing clamp For Tarantula conductor | No | 2242 | 1 | 2242 | … | … | … | … | … | … | … | … | 2242
25 | JJ8J801001 | Sulphur Hex Fluoride (SF-6) Gas . | KG | 5830.82 | 19 | 110785.58 | … | … | … | … | … | … | … | … | 110785.58
26 | KK0K003001 | 132 Lighting Arrester(Old& Used) | No | 800 | 1 | 800 | … | … | … | … | … | … | … | … | 800
27 | II6I601004 | Armrd rod for panther | Set | 1277.82 | 10 | 12778.2 | .. | … | … | … | … | … | … | … | 12778.2
28 | II5I501004 | Mid Span joint for panther conductor | No | 1067.05 | 18 | 19206.9 | … | … | … | … | … | … | … | … | 19206.9
29 | VV8V805001 | 33KV PT (Old& Used) | No | 800 | 2 | 1600 | … | … | … | … | … | … | … | … | 1600
30 | VV6V603005 | 132 KV CT 200/100/1A 0.2 class | No | 193800 | 1 | 193800 | … | … | … | … | … | … | … | … | 193800
31 | FF2F207034 | Template foe 132 KV D/C C+9 Type Tower Lattice Structure Stub Template(Old& Used) | Mt | 97589.19 | 0.705 | 68800.3789 | … | … | … | … | … | … | … | … | 68800.3789
32 |  | Repair Sleeve for ACSR Panther Conductor | No | 649 | 18 | 11682 | … | … | … | … | … | … | … | … | 11682
33 | FF1F103013 | Double Circuit Dismantial Tower C+6 Type(Old & Used) | Kg. | 24.647 | 16955 | 417889.885 | … | … | … | … | … | … | … | … | 417889.885
34 | II5I503005 | Vibration Dampers for ACSR Panther Conductor (Old& Used) | No | 30 | 3 | 90 | … | … | … | … | … | … | … | … | 90
35 | II8I804005 | Single Suspention fitting for ACSR panther conductor | No | 4653.92 | 4 | 18615.68 | … | … | … | … | … | … | … | … | 18615.68
36 | II1I107001 | P.G. Clamp for ACSR Wolf to Wolf Conductor | No | 696.2 | 9 | 6265.8 | … | … | … | … | … | … | … | … | 6265.8
37 |  | Old& Used 145 KV CVT 3 Core Accurecy Class .5 132 KV /110Volt132 KV CVT(Received Back from to switch yard) | No | 1500 | 2 | 3000 | … | … | … | … | … | … | … | … | 3000
38 |  | PT (Potential Transformer )Single Phase 33 KV/110 Volt | No | 57600 | 1 | 57600 | … | … | … | … | … | … | … | … | 57600
39 |  | 132 kv CT Damaged & Burned (01.02.2021) Rece. Back Scrap | No | 2200 | .. | .. | .. | .. | .. | .. | .. | .. | 1 | 2200 | 2200
40 |  | T/F oil Empty Drums | No | 250 | .. | … | [6 empty] | 40 | 10000 | 10000
41 |  | AL Scrap | Kg | 120 | .. | .. | [6 empty] | 10 | 1200 | 1200
42 |  | 1200 MM Ceiling fans (Defective & Scrap) | No | 150 | … | .. | [6 empty] | 11 | 1650 | 1650
43 |  | 110 Volt D.C. Charger Make Caldyne Automatics LTD | No | 5000 | [8 empty] | 1 | 5000 | 5000
44 |  | 2 Volt 300 AH 10 Hr.LeadAcod Cells | No | 50 | [8 empty] | 55 | 2750 | 2750
45 |  | TD 30 B type tower stub setting templates (old used) | kg | 25 | 936 | 23400 | .. | .. | .. | .. | .. | .. | .. | .. | 23400
46 |  | Iron packing case scrap (old& Used) | kg | 20 | 225 | 4500 | … | … | … | … | … | … | … | … | 4500
47 |  | GI Angle of (different size) TD 30 B Type D/C Tower(old & used) | kg | 20 | 5800 | 116000 | … | … | … | … | … | … | … | … | 116000
48 |  | 33 KV CT Defective Scrap(old & Used) | No | 2000 | 1 | 2000 | … | … | … | … | … | … | … | … | 2000
49 |  | Fencing Scrap | Kg | 15 | 330 | 4950 | … | … | … | … | … | … | … | … | 4950
50 |  | Aluminium alloy made isolator Female Arm assambly of HCB 132 KV Volatge Level 1200 Ampere current . | No | 19116 | 3 | 57348 | … | … | … | … | … | … | … | … | 57348
51 |  | Aluminium alloy made isolator Male Arm assambly of HCB 132 KV Volatge Level 1200 Ampere current | No | 19470 | 3 | 58410 | … | … | … | … | … | … | … | … | 58410
52 |  | Old& Used 145 KV CVT 3 Core Accurecy Class .2 132 KV /110Volt132 KV CVT(Received Back from to switch yard) | No | 1500 | 1 | 1500 | … | … | … | … | … | … | … | … | 1500
53 |  | Aluminium alloy made isolator Female Arm assambly of HCB isolator with good and heavy duty copper finger complete in all respect suitable for isolator of 145 KV voltage level, 1200 ampere current ( as per sample. ) | No | 19057 | 2 | 38114 | … | … | … | … | … | … | … | … | 38114
54 |  | Aluminium alloy made isolator Male Arm assambly of HCB isolator with good and heavy duty copper finger complete in all respect suitable for isolator of 145 KV voltage level, 1200 ampere current ( as per sample.) | No | 19883 | 2 | 39766 | … | … | … | … | … | … | … | … | 39766
55 |  | Suspension fitting for GS Earth wire 7/10 SWG | Set | 1669.7 | 6 | 10018.2 | … | … | … | … | … | … | … | … | 10018.2
56 |  | Winding temrature indicator 0-120 *C 40 MVA T/F | No | 58764 | 1 | 58764 | … | … | … | … | … | … | … | … | 58764
57 |  | Single Testionbolted type Fitting twin moose conductorWith 350 mmY strap | sets | 11682 | 3 | 35046 | … | … | … | … | … | … | … | … | 35046
58 |  | Single Suspension bolted type fitting (120 KN) Twin moose | sets | 6962 | 3 | 20886 | … | … | … | … | … | … | … | … | 20886
59 |  | C Wedge clamp moose to moose | Nos | 3186 | 12 | 38232 | … | … | … | … | … | … | … | … | 38232
60 |  | Rigid Spacer for ACSR Moose | Nos | 1298 | 32 | 41536 | … | … | … | … | … | … | … | … | 41536
61 |  | 132 KV Isolator Clamp Single Moose | Nos | 2242 | 4 | 8968 | … | … | … | … | … | … | … | … | 8968
62 |  | P.I.Clamp Single Moose | Nos | 1770 | 1 | 1770 | … | … | … | … | … | … | … | … | 1770
63 |  | ACSR wolf Conductor old &used(in bits) | mtr. | 30 | 80 | 2400 | … | … | … | … | … | … | … | … | 2400
64 |  | Standard quality transparent silica gel breather 8Kg capacity as per sample | No | 10145.64 | 1 | 10145.64 | … | … | … | … | … | … | … | … | 10145.64
65 |  | Standard quality transparent silica gel breather 5 Kg capacity as per sample | No | 7430.46 | 1 | 7430.46 | … | … | … | … | … | … | … | … | 7430.46
66 |  | 132 KV CT terminal Connector ACSR zebra conductor. | No | 1168.2 | 1 | 1168.2 | … | … | … | … | … | … | … | … | 1168.2
67 |  | 132 KV CB Pad Connector with ACSR Zebra conductor | No | 1410.1 | 2 | 2820.2 | … | … | … | … | … | … | … | … | 2820.2
68 |  | 132 KV isolator connector ACSR zebra conductor . | No | 2342.3 | 1 | 2342.3 | … | … | … | … | … | … | … | … | 2342.3
69 |  | 132 KV isolator clamp ACSR Panther conductor. | No | 1286.2 | 2 | 2572.4 | … | … | … | … | … | … | … | … | 2572.4
70 |  | 33 KV CT terminal Connector rod with AAAC Tarantulla conductor . | No | 1410.1 | 3 | 4230.3 | … | … | … | … | … | … | … | … | 4230.3
71 |  | 33 KV CT Connector ACSR Panthar conductor. | No | 1227.2 | 2 | 2454.4 | … | … | … | … | … | … | … | … | 2454.4
72 |  | 33 KV CB Connector with AAAC Tarantulla conductor . | No | 1410.1 | 5 | 7050.5 | … | … | … | … | … | … | … | … | 7050.5
73 |  | 33 KV CB Connector with ACSR panthar conductor. | No | 1286.2 | 2 | 2572.4 | … | … | … | … | … | … | … | … | 2572.4
74 |  | 33 KV isolator terminal pad Connector suitable for single AAAC Tarantulla conductor | No | 1174.1 | 4 | 4696.4 | … | … | … | … | … | … | … | … | 4696.4
75 |  | Supply of C Wedge Clamp For AAAC Tarantulla - AAAC Tarantulla Conductor. | No | 4932.4 | 4 | 19729.6 | … | … | … | … | … | … | … | … | 19729.6
76 |  | Supply of powder coted 45*30*15 cm matellic junction box of 16 gauge sheet including din rail for 45 connectors | No. | 10207 | 8 | 81656 | … | … | … | … | … | … | … | … | 81656
77 |  | CT junction box terminal link. | No. | 146.32 | 570 | 83402.4 | … | … | … | … | … | … | … | … | 83402.4
78 |  | PT junction box terminal link. | No. | 116.82 | 500 | 58410 | … | … | … | … | … | … | … | … | 58410
79 |  | HRC fuses 6 amp, 10 amp. ,15 amp, | No | 128.62 | 15 | 1929.3 | … | … | … | … | … | … | … | … | 1929.3
80 |  | Gun Fitting Zebra conductor (Old & Used) | No | 300 | 18 | 5400 | … | … | … | … | … | … | … | … | 5400
81 |  | P.G. Clamp Zebra to Zebra( Old & Uded) | No | 150 | 48 | 7200 | … | … | … | … | … | … | … | … | 7200
82 |  | Isolater Clamp Zebra Conductor (Old& Used) | No | 180 | 12 | 2160 | … | … | … | … | … | … | … | … | 2160
83 |  | Zebra Conductor Old& Used (In Bits) | No | 90 | 500 | 45000 | … | … | … | … | … | … | … | … | 45000
84 |  | Suspention Clamp for ACSR Zebra conductor (Old& Used) | No | 160 | 4 | 640 | … | … | … | … | … | … | … | … | 640
85 |  | EHV Grade Transformer Oil | Kg. | 73.16 | 836 | 61161.76 | … | … | … | … | … | … | … | … | 61161.76
86 | AA0A001001 | ACSR Moose Conductor(In bits) | Metre | 300 | 584 | 175200 | … | … | … | … | … | … | … | … | 175200
87 |  | 33 Kv LA Old& Used | No | 2000 | 1 | 2000 | … | … | … | … | … | … | … | … | 2000
88 |  | C wedge clamp for Zebra to Panther | No | 3339.4 | 6 | 20036.4 | … | … | … | … | … | … | … | … | 20036.4
[6 empty] | 2489978.8639 | … | … | … | … | … | … | … | 22800 | 2512778.8639
Total (in Rs) | [5 empty] | Total Amt. of Useable |  | Total Amt. of Unserviceable |  | Total Amt. of Non. Moving |  | Total Amt. of Obsolete |  | Total Amt. of Scrap | Total Inventory Amt.
[6 empty] | 2489978.8639 | [7 empty] | 22800 | 2512778.8639
[10 empty] | Singnature of J.E. |  |  |  | Date:-
[10 empty] | Singnature of A.E. |  |  |  | Date:-
[10 empty] | Singnature of E.E. |  |  |  | Date:-
Name of Zone :- O&M Kumaon Zone Haldwani | [11 empty] | For the Month of :- Aug-2025
Name of Circle :-O&M PTCUL Haldwani
Name of Division :- O&M Division PTCUL SItarganj U.S.Nagar
Name of Substation :-132/33 KV S/S Eldeco Sitarganj
SR. No. | Item Code | Name of Item | Unit | Unit Rate in | Useable |  | Unserviceable |  | Non-Moving |  | Obsolete |  | Scrap |  | Total Inventory Amount in Rs.
[5 empty] | Qty. | Total Amount in Rs. | Qty. | Total Amount in Rs. | Qty. | Total Amount in Rs. | Qty. | Total Amount in Rs. | Qty. | Total Amount in Rs.
1 | SS4S402004 | 800 Amp.Copper Jaws for 33 KV Isolater | No | 4867.5 | 3 | 14602.5 | 0 | 0 | 0 | 0 | 0 | 0 | 0 | 0 | 14602.5
2 | SS4S402013 | 800 Amp.Copper Copper Blades for 33 KV Isolater | NO | 5605 | 4 | 22420 | 0 | 0 | 0 | 0 | 0 | 0 | 0 | 0 | 22420
3 | SS5S501015 | 132 KV Isolator Clamp single Zebra Conductor | No | 1298 | 1 | 1298 | 0 | 0 | 0 | 0 | 0 | 0 | 0 | 0 | 1298
4 | SS5S501017 | 33 KV Isolator Clamp single Panter Conductor | NO | 531 | 2 | 1062 | 0 | 0 | 0 | 0 | 0 | 0 | 0 | 0 | 1062
5 | II0I006003 | PG Clamp Panther - Dog Conductor | No | 743.4 | 60 | 44604 | 0 | 0 | 0 | 0 | 0 | 0 | 0 | 0 | 44604
6 | II1I110001 | T-Connector Panther- Panther | No. | 737.5 | 45 | 33187.5 | 0 | 0 | 0 | 0 | 0 | 0 | 0 | 0 | 33187.5
7 | JJ8J801002 | 33 KV Circuit Breaker Clamp Tarantulla Conductor | No. | 1416 | 3 | 4248 | 0 | 0 | 0 | 0 | 0 | 0 | 0 | 0 | 4248
8 | JJ8J801006 | 132 KV Circuit Breaker Clamp Zebra Conductor | No. | 826 | 2 | 1652 | 0 | 0 | 0 | 0 | 0 | 0 | 0 | 0 | 1652
9 |  | SF-6 Empty Cylinder | No. | 0 | 1 | 0 | 0 | 0 | 0 | 0 | 0 | 0 | 0 | 0 | 0
10 | VV2V204001 | EHV Grade Transformer Oil | Ltr | 73.16 | 780 | 57064.8 | 0 | 0 | 0 | 0 | 0 | 0 | 0 | 0 | 57064.8
11 | VV2V204007 | Transformer Oil Empty Drum | No. | 50 | 14 | 700 | 0 | 0 | 0 | 0 | 0 | 0 | 0 | 0 | 700
12 | VV3V305006 | Current Transformer 36 KV 800-400/1A 3 core | No. | 56522 | 2 | 113044 | 0 | 0 | 0 | 0 | 0 | 0 | 0 | 0 | 113044
13 | VV5V407012 | 33 KV Current Transformer Clamp Tarantula Conductor | No. | 1416 | 3 | 4248 | 0 | 0 | 0 | 0 | 0 | 0 | 0 | 0 | 4248
14 | VV5V407018 | 132 KV Current Transformer Clamp Zebra Conductor | No. | 944 | 3 | 2832 | 0 | 0 | 0 | 0 | 0 | 0 | 0 | 0 | 2832
15 | VV5V407023 | 33 KV Current Transformer Clamp Panther Conductor | No. | 944 | 1 | 944 | 0 | 0 | 0 | 0 | 0 | 0 | 0 | 0 | 944
16 | VV6V505002 | Potential Transformer Single-phase, 33KV/110 Volt Old & Repairable | No. | 2000 | 1 | 2000 | 0 | 0 | 0 | 0 | 0 | 0 | 0 | 0 | 2000
17 | SS5S501006 | 33 KV Isolator clamp for Tarantula conductor | No. | 1180 | 3 | 3540 | 0 | 0 | 0 | 0 | 0 | 0 | 0 | 0 | 3540
18 | SS4S402011 | 1600 Ampere Blades for 33 KV Isolator | No. | 8242.3 | 1 | 8242.3 | 0 | 0 | 0 | 0 | 0 | 0 | 0 | 0 | 8242.3
19 | SS4S402002 | 1600 Ampere Jaws for 33 KV Isolator | No. | 8460.6 | 5 | 42303 | 0 | 0 | 0 | 0 | 0 | 0 | 0 | 0 | 42303
20 | SS4S402010 | Housing assembly for 33 KV Jaw and blades | No. | 3449.14 | 3 | 10347.42 | 0 | 0 | 0 | 0 | 0 | 0 | 0 | 0 | 10347.42
21 | II1I104001 | C-wedge Clamp Zebra - Zebra | No. | 3481 | 14 | 48734 | 0 | 0 | 0 | 0 | 0 | 0 | 0 | 0 | 48734
22 | II1I101005 | C-wedge Clamp Tarantula - Panther | No. | 3858.6212 | 10 | 38586.2118 | 0 | 0 | 0 | 0 | 0 | 0 | 0 | 0 | 38586.2118
23 | SS4S402013 | 800 Amp. Blade for 33 KV Isolator old & used | No. | 500 | 6 | 3000 | 0 | 0 | 0 | 0 | 0 | 0 | 0 | 0 | 3000
24 | VV3V305009 | Old & Used 33 KV Outdoor single Phase C.T.Ratio 400/200/1 Amp.3 core accuracy class 0.2 | No. | 10000 | 3 | 30000 | 0 | 0 | 0 | 0 | 0 | 0 | 0 | 0 | 30000
25 |  | Defective & Repairable three phase Cooling Fan | No. | 1000 | 6 | 6000 | 0 | 0 | 0 | 0 | 0 | 0 | 0 | 0 | 6000
26 | II1I104002 | C Wedge Clamp for Zebra to Panther Conductor | No. | 3339.4 | 4 | 13357.6 | 0 | 0 | 0 | 0 | 0 | 0 | 0 | 0 | 13357.6
27 | II3I301004 | Mid Span Compresser Joint for ACSR Panther | No. | 1180 | 8 | 9440 | 0 | 0 | 0 | 0 | 0 | 0 | 0 | 0 | 9440
28 | II3I302004 | Repair Sleeve for ACSR Panther | No. | 534.54 | 8 | 4276.32 | 0 | 0 | 0 | 0 | 0 | 0 | 0 | 0 | 4276.32
29 | II3I305004 | Armord rod for Panther Conductor | No. | 1180 | 10 | 11800 | 0 | 0 | 0 | 0 | 0 | 0 | 0 | 0 | 11800
30 | II5I501005 | Single tension fitting for 120 KN for ACSR Panther | No. | 5345.4 | 8 | 42763.2 | 0 | 0 | 0 | 0 | 0 | 0 | 0 | 0 | 42763.2
31 | II5I504005 | Suspension Fitting for 90 KN for ACSR Panther | No. | 1888 | 6 | 11328 | 0 | 0 | 0 | 0 | 0 | 0 | 0 | 0 | 11328
32 | II5I501010 | Tension fitting for GS earth wire 7/10 SWG | Set | 1014.8 | 6 | 6088.8 | 0 | 0 | 0 | 0 | 0 | 0 | 0 | 0 | 6088.8
33 | II5I504010 | Suspension fitting for GS earth wire 7/10 SWG | set | 1416 | 6 | 8496 | 0 | 0 | 0 | 0 | 0 | 0 | 0 | 0 | 8496
34 | VV2V206001 | OTI O-150°C range | NO | 58528 | 2 | 117056 | 0 | 0 | 0 | 0 | 0 | 0 | 0 | 0 | 117056
35 | II3I303004 | Vibration Damper for Panther Conductor | NO. | 1577.662 | 8 | 12621.296 | 0 | 0 | 0 | 0 | 0 | 0 | 0 | 0 | 12621.296
36 |  | 145 KV (5 Core Single Phase current Transformer 400/200/1A Accuracy Clas 0.2S) | Nos | 166380 | 6 | 998280 | 0 | 0 | 0 | 0 | 0 | 0 | 0 | 0 | 998280
37 |  | SF-6 Gas | Kg | 5829.2 | 45 | 262314 | 0 | 0 | 0 | 0 | 0 | 0 | 0 | 0 | 262314
38 | MM0M007003 | Defective Buchhoiz Relay (GOR-3M) | No | 200 | 0 | 0 | 0 | 0 | 0 | 0 | 0 | 0 | 1 | 200 | 200
39 | KK0K003001 | 132 KV LA Damage and burned with S/C | No | 1500 | 0 | 0 | 0 | 0 | 0 | 0 | 0 | 0 | 1 | 1500 | 1500
40 | AA1A101002 | Earth wire | kg | 10 | 0 | 0 | 0 | 0 | 0 | 0 | 0 | 0 | 13515 | 135150 | 135150
41 |  | 33 KV SF-6 Circuit Breaker 3 Phase Old & Damaged | No. | 5000 | 0 | 0 | 0 | 0 | 0 | 0 | 0 | 0 | 1 | 5000 | 5000
42 |  | 110 Volt dual FCBC Battery charger old & damaged | No. | 5000 | 0 | 0 | 0 | 0 | 0 | 0 | 0 | 0 | 2 | 10000 | 10000
43 |  | 110 Volt 500 AH LM Type tubular transparent battery old & damaged | No. | 50 | 0 | 0 | 0 | 0 | 0 | 0 | 0 | 0 | 110 | 5500 | 5500
[6 empty] | 1992480.9478 | 0 | 0 | 0 | 0 | 0 | 0 |  | 157350 | 2149830.9478
[8 empty] | Singnature of J.E. |  |  |  |  | Date :-
[8 empty] | Singnature of A.E. |  |  |  |  | Date :-
[8 empty] | Singnature of E.E. |  |  |  |  | Date :-