## Inventory Substation
Name of Circle/Zone:- 400KV ETC, Kashipur | [5 empty] | Name of Substation:- 400KV S/s, Kashipur
Name of Division:- 400KV O&M Division, Kashipur | [7 empty] | Month of July-2025
SR. No. | Item Code | Item Description | Unit | Quantity |  |  |  |  | Book Value (In Rs.) | Total Amount (In Rs.)
|  |  |  | Useable | Unserviceable | Obsolete | Non-Moving | Scrap
1 | CC0C001002 | Control cable 14X2.5sqmm | Km. | 0.2 |  |  |  |  | 695356.3 | 139071.26
2 | FF4F404003 | Nut bolt washer 16X40mm | Kg. | 12 |  |  |  |  | 206.5 | 2478
3 | HH4H405002 | 400KV male arm assembly | No. | 3 |  |  |  |  | 68653.02 | 205959.06
4 | HH4H403001 | 400KV earth rod and fixed contact | Set | 2 |  |  |  |  | 50561.17 | 101122.34
5 | HH4H405002 | Female arm 400KV | Set | 2 |  |  |  |  | 68653.02 | 137306.04
6 | JJ1J103013 | Overhauling Kit 145KV CB for 3 pole | No. | 1 |  |  |  |  | 100600 | 100600
7 | KK0K003001 | 132KV L.A. terminal | No. | 26 |  |  |  |  | 1293.75 | 33637.5
8 | VV2V204001 | Terminal connector 420KV HV bushing. | No. | 5 |  |  |  |  | 3232.48 | 16162.4
9 | VV2V204002 | Terminal connector 245KV LV bushing. | No. | 3 |  |  |  |  | 3126.92 | 9380.76
10 | VV4V402001 | WTI | No. | 2 |  |  |  |  | 64762.5 | 129525
11 | VV4V401001 | OTI | No. | 2 |  |  |  |  | 64762.5 | 129525
12 | OI | Earthing Rods 2500 X 20 mm | No. | 16 |  |  |  |  | 0 | 0
13 | OI | 400KV Single suspension fitting, hardware with single anchoring point and complete with all hardware accessories with suspension clamp, d-shackle, corona ring etc. suitable for twin ACSR Moose conductor with sub-conductor spacing of 450mm | [7 empty] | 0
|  | (a) With thorough type suspension clamp | No. | 1 |  |  |  |  | 0 | 0
|  | (b) With drop type clamp | No. | 2 |  |  |  |  | 0 | 0
14 | OI | 650mm long welding sleeves for Alumn. Tube 4S414 | No. | 3 |  |  |  |  | 0 | 0
15 | OI | 220KV Double Tension Fitting with double anchoring point and complete with all hardware accessories viz. tension clamp, d-shackle, corana ring etc. suitable for quad moose Conductor with sub-condutor spacing of 250mm | [7 empty] | 0
|  | (a) With turn buckle | No. | 2 |  |  |  |  | 0 | 0
|  | (b) Without turn buckle | No. | 2 |  |  |  |  | 0 | 0
17 | OI | Insulator hardware with double anchoring point and complete with all hardware accessories viz. tension clamp, d-shackle etc. suitable for single ACSR Moose Conductor | [7 empty] | 0
|  | (a) With turn buckle (Per Conductor) | No. | 1 |  |  |  |  | 0 | 0
|  | (b) Without turn buckle (Per Conductor) | No. | 1 |  |  |  |  | 0 | 0
18 | OI | 132KV terminal connector to suit for ACSR moose on C.T. & CVT | No. | 7 |  |  |  |  | 2265.45 | 15858.15
19 | OI | 420/215 KV system terminal connector to suit twin moose ACSR on CT | No. | 3 |  |  |  |  | 8512.5 | 25537.5
20 | OI | 420/215 KV system terminal connector to suit twin moose ACSR on CVT | No. | 20 |  |  |  |  | 4522.56 | 90451.2
21 | OI | Multifunction Timer for 132KV CB. | No. | 5 |  |  |  |  | 6810 | 34050
22 | OI | Single suspension fitting to suit for ACSR moose. | No. | 5 |  |  |  |  | 5731.75 | 28658.75
23 | OI | CVT connecter to suit for ACSR zebra / moose. | No. | 4 |  |  |  |  | 1816 | 7264
24 | OI | Double suspension fitting for twin moose. | No. | 7 |  |  |  |  | 15759.4 | 110315.8
25 | OI | 245KV Connector 4" Al. Tube to ACSR Moose. | No. | 8 |  |  |  |  | 3516.23 | 28129.84
26 | OI | 245KV Connector 4" Al. Tube to Isolator. | No. | 7 |  |  |  |  | 2551.48 | 17860.36
27 | OI | 245KV Connector Twin moose to Isolator. | No. | 8 |  |  |  |  | 3002.07 | 24016.56
28 | OI | 245KV Connector for ACSR Moose. | No. | 8 |  |  |  |  | 2947.56 | 23580.48
29 | OI | Terminal connector for Nuetral bushing. | No. | 4 |  |  |  |  | 1759.25 | 7037
30 | OI | 245KV connector Al tube to isolator (2500A) | No. | 4 |  |  |  |  | 9477.25 | 37909
31 | OI | 245KV connector Al tube to isolator (1600A) | No. | 3 |  |  |  |  | 10215 | 30645
32 | OI | 245KV connector Al tube to CB | No. | 2 |  |  |  |  | 9477.25 | 18954.5
33 | OI | Clamp 4" AL tube to BPI | No. | 2 |  |  |  |  | 1613.97 | 3227.94
34 | OI | 245KV isolator clamp(2500A) | No. | 5 |  |  |  |  | 2605.96 | 13029.8
35 | OI | 245KV isolator clamp(1600A) | No. | 3 |  |  |  |  | 4369.75 | 13109.25
36 | OI | 245KV clamp AL tube to Breaker | No. | 2 |  |  |  |  | 4644.42 | 9288.84
37 | OI | 245KV Twin moose clamp | No. | 4 |  |  |  |  | 4535.46 | 18141.84
38 | OI | 400KV Terminal Connector moose to moose | No. | 2 |  |  |  |  | 3847.65 | 7695.3
39 | OI | 400KV universal terminal connector twin moose to isolator | No. | 3 |  |  |  |  | 9080 | 27240
40 | OI | 400KV universal terminal connector twin moose to LA | No. | 2 |  |  |  |  | 8732.69 | 17465.38
41 |  | 400KV rigid terminal connector AL tube to CT | No. | 1 |  |  |  |  | 6806.59 | 6806.59
42 | OI | 400KV expen.terminal connector 4" AL tube to CB | No. | 3 |  |  |  |  | 10550.96 | 31652.88
43 | OI | 400KV rigid terminal connector 4" AL tube to isolator | No. | 3 |  |  |  |  | 6687.42 | 20062.26
44 | OI | Inter terminal connector 4" AL tube to twin moose | No. | 2 |  |  |  |  | 8853 | 17706
45 | OI | 245KV, 2000A male arm (PR Engg.make) | No. | 2 |  |  |  |  | 7377.5 | 14755
46 | OI | 245KV, 2000A female arm (PR Engg.make) | No. | 2 |  |  |  |  | 7945 | 15890
47 | OI | Discharge Counter | No. | 3 |  |  |  |  | 11066.2 | 33198.6
48 | OI | 400KV Terminal Connector CT | No. | 4 |  |  |  |  | 4408.25 | 17633
49 | OI | Buchholz relay with gas collection device | No. | 2 |  |  |  |  | 29143.12 | 58286.24
50 | OI | Expansion bellow 200N.B | No. | 2 |  |  |  |  | 14571.56 | 29143.12
51 | OI | Expansion bellow 80N.B | No. | 2 |  |  |  |  | 6476.25 | 12952.5
52 | OI | Universal connector 245KV quard moose | No. | 8 |  |  |  |  | 14140.75 | 113126
53 | OI | Rigid 4" Al. to isolator clamp | No. | 6 |  |  |  |  | 11152.3 | 66913.8
54 | OI | Male arm 245KV, 2500A | Set | 3 |  |  |  |  | 71133.6 | 213400.8
55 | OI | Female arm 245KV, 2500A | Set | 3 |  |  |  |  | 71133.6 | 213400.8
56 | OI | 400KV counter balance spring | No. | 5 |  |  |  |  | 2808 | 14040
57 | OI | 145KV counter balance spring | No. | 6 |  |  |  |  | 2808 | 16848
58 | OI | 245KV twin CT connector | No. | 4 |  |  |  |  | 19481.8 | 77927.2
59 | OI | Through type clamp | No. | 13 |  |  |  |  | 1693.3 | 22012.9
60 | OI | Flexible clamp for isolator | No. | 2 |  |  |  |  | 6413.3 | 12826.6
62 | OI | Transformer oil (209 letre per berral) | Berral | 2 |  |  |  |  | 15290.45 | 30580.9
63 | OI | 245KV inter connector to suit 4" IPS AL. tube to isolator (2500Amp.) with GI nut bolt | No. | 3 |  |  |  |  | 7142.54 | 21427.62
64 | OI | 245KV inter connector to suit 4" IPS AL. tube to isolator (1600Amp.) with GI nut bolt | No. | 8 |  |  |  |  | 3764.2 | 30113.6
65 | OI | 245KV universal type connector suit to twin moose to CT with GI nut bolt | No. | 7 |  |  |  |  | 4938.3 | 34568.1
66 | OI | 245KV Universal type connector suit to BPI to 4" Al.tube with circuit breaker with GI nut bolt | No. | 8 |  |  |  |  | 3221.4 | 25771.2
67 | OI | C-wegde connector for ACSR moose | No. | 188 |  |  |  |  | 1758.2 | 330541.6
69 | OI | 145KV transformer bushing connector suitable for ACSR moose conductor | No. | 3 |  |  |  |  | 5413.84 | 16241.52
70 | OI | 400KV female arm assembly | No. | 1 |  |  |  |  | 68653.02 | 68653.02
71 | OI | Rigid clamp of isolator | No. | 7 |  |  |  |  | 5515.32 | 38607.24
72 | OI | 420KV aluminium universal terminal connector | No. | 4 |  |  |  |  | 15190.14 | 60760.56
73 | OI | Flexible copper bond | No. | 3 |  |  |  |  | 1572.36 | 4717.08
74 |  | Control cable 14cx2.5sqmm. | Km. | 1 |  |  |  |  | 617394 | 617394
75 | OI | Ms round 40mm dia | MT. | 3 |  |  |  |  | 79251.38 | 237754.14
76 | OI | Expansion type terminacl connecotr 4" AL tube to isolator | No. | 4 |  |  |  |  | 17700 | 70800
78 | OI | 220V DC closing latch catch gear assembly | No. | 1 |  |  |  |  | 125438.72 | 125438.72
80 | OI | 220V DC close/trip electromagnet coil | No. | 6 |  |  |  |  | 12630.72 | 75784.32
81 | OI | SF-6 gas | Kg. | 3 |  |  |  |  | 3888.1 | 11664.3
83 | OI | 245KV (5Core) Current Transformer(1PH.) 1600/800/1A with junction box. | No. | 1 |  |  |  |  | 403307.41 | 403307.41
84 | OI | 400KV male arm assembly with corona ring. | No. | 3 |  |  |  |  | 107329.26 | 321987.78
85 | OI | 400KV female arm assembly with corona ring. | No. | 3 |  |  |  |  | 124014.46 | 372043.38
86 | OI | 145KV male and female arm assembly with corona ring. | No. | 1 |  |  |  |  | 143191.82 | 143191.82
87 | OI | 630A, 3P, ACB without release. | No. | 1 |  |  |  |  | 336292.92 | 336292.92
88 | OI | Exp. connector 4" AL tube to circuit breaker | No | 3 |  |  |  |  | 11440.1 | 34320.3
90 | OI | Refrigerent gas | Kg. | 21 |  |  |  |  | 2183 | 45843
91 | OI | Outdoor fan blade for 36TR chiller | No. | 1 |  |  |  |  | 11564 | 11564
92 | OI | PG clamp moose to moose with G.I. nut bolt washer | No. | 15 |  |  |  |  | 1922.22 | 28833.3
93 | OI | PG clamp panther to panther with G.I. nut bolt washer | No. | 11 |  |  |  |  | 1721.62 | 18937.82
94 | OI | PG clamp moose to panther with G.I. nut bolt washer | No. | 15 |  |  |  |  | 2015.44 | 30231.6
95 | OI | T-clamp for G-Nandy make 132KV isolator dia 20mm. with G.I. nut bolt washer | No. | 15 |  |  |  |  | 2179.46 | 32691.9
96 | OI | 160MVA transformer 33KV bushing | No. | 1 |  |  |  |  | 151882.81 | 151882.81
97 | OI | 160MVA transformer 220KV HV side bushing | No. | 1 |  |  |  |  | 468342 | 468342
98 | OI | 132KV LV side bushings (160MVA T/F) | No. | 1 |  |  |  |  | 304422.3 | 304422.3
99 | OI | Connector rigid type for CT | No. | 6 |  |  |  |  | 11446 | 68676
100 | OI | Connector rigid type for CVT/LA | No. | 4 |  |  |  |  | 11682 | 46728
101 | OI | SF-6 gas | Kg. | 30 |  |  |  |  | 3864.5 | 115935
102 | OI | 6CX2.5 Sqmm. Control cable | Km. | 1 |  |  |  |  | 321768.3 | 321768.3
103 | OI | 4CX2.5 Sqmm. Control cable | Km. | 0.85 |  |  |  |  | 231085.3 | 196422.505
104 | OI | Good quality silica gel blue | Kg. | 150 |  |  |  |  | 558.13 | 83719.5
105 | OI | Catch gear opening assembly | No. | 1 |  |  |  |  | 229211.85 | 229211.85
106 | OI | Closing latch assembly | No. | 2 |  |  |  |  | 231521.74 | 463043.48
107 | OI | Proximity switch | No. | 1 |  |  |  |  | 47286.53 | 47286.53
108 | OI | 245KV CT (old and used/Dismantle) | No. | 1 |  |  |  |  | 1000 | 1000
109 | OI | 400KV CVT (old and Used) | No. | 2 |  |  |  |  | 700 | 1400
110 | OI | 245 CT 1600/800/1Amp. (old and used oil sepage make Heptacare). | No. | 1 |  |  |  |  | 500 | 500
111 | OI | 245KV Capacitive voltage transformer(old &used ABB). | No. | 6 |  |  |  |  | 400 | 2400
112 | OI | 245KV CT 1000/500/1Amp. (old and used, ABB). | No. | 1 |  |  |  |  | 500 | 500
113 | OI | Chiller Pump 5HP (old and used) | No. | 1 |  |  |  |  | 1100 | 1100
114 | OI | 2V, 800Ah battery bank cell (old and used) | No. | 108 |  |  |  |  | 35 | 3780
115 | OI | ACB 1000Amp. LT panel (old and used) | No. | 3 |  |  |  |  | 2000 | 6000
116 | OI | ACB 630Amp. LT panel (old and used) | No. | 2 |  |  |  |  | 2000 | 4000
117 | OI | 145KV CT 1000/500/1 Amp. (old and used) | No. | 2 |  |  |  |  | 500 | 1000
118 | OI | 400KV CT 2000/1000/1 Amp. (old and used) | No. | 3 |  |  |  |  | 600 | 1800
119 | OI | Aluminium scrap male and female arm of isolator (old and used) | Kg. | 40 |  |  |  |  | 15 | 600
120 | OI | 245KV 1600/800/1Amp. (old and used) CT | No. | 3 |  |  |  |  | 500 | 1500
121 | OI | 245KV CVT (old and used) | No. | 3 |  |  |  |  | 400 | 1200
122 | OI | 245KV 1600/1000/1Amp. CT (old and used mkg bay) | No. | 3 |  |  |  |  | 500 | 1500
123 | OI | Isolator male and female melted assembly | Kg. | 60 |  |  |  |  | 15 | 900
124 | OI | 2V800Ah cell (old and used) B/B-II | No. | 108 |  |  |  |  | 35 | 3780
Total Useable | [9 empty] | 8733277.565
1 | OI | 145KV C.T. 1000/500/1A | No. |  |  | 6 |  |  | 106280 | 637680
2 | OI | Main-I numerical distance relay REL-521 | No. |  |  | 2 |  |  | 52000 | 104000
3 | OI | (Deformation in metal base) 245KV C.T. 100/500/1A | No. |  |  | 2 |  |  | 182280 | 364560
4 | OI | 245kV CT (tank Buging) 1600/800/1A | No. |  |  | 4 |  |  | 164640 | 658560
5 | OI | 400KV circuit breaker | No. |  |  | 8 |  |  | 438092.87 | 3504742.96
6 | OI | 245KV circuit breaker | No. |  |  | 7 |  |  | 208956.42 | 1462694.94
7 | OI | 245KV circuit breaker | No. |  |  | 1 |  |  | 155914 | 155914
8 | OI | 420KV isolator | No. |  |  | 5 |  |  | 131762.8 | 658814
9 | OI | 245KV isolator | No. |  |  | 7 |  |  | 49191.28 | 344338.96
10 | OI | 145KV isolator | No. |  |  | 8 |  |  | 32325.75 | 258606
11 | OI | 145KV C.T. 1000/500/1A | No. |  |  | 1 |  |  | 500 | 500
Total Obsolete | [9 empty] | 8150410.86
1 | OI | Empty SF-6 Gas Cylinder | No. |  |  |  |  | 7 | 1500 | 10500
2 | OI | Empty Transformer Oil Drum Rusted | No. |  |  |  |  | 130 | 20 | 2600
3 | OI | Aluminium scrap 400/220/132KV Isulator Arm | No. |  |  |  |  | 24 | 300 | 7200
4 | OI | Lead acide battery T 800 P 2V. | No. |  |  |  |  | 8 | 35 | 280
5 | OI | Disk Insulator 70 KN | No. |  |  |  |  | 7 | 5 | 35
6 | OI | Molecular filter FOR SF6 Circuit Breaker | Set |  |  |  |  | 3 | 2 | 6
7 | OI | Contactor CA - 3 - 9C - 10, 220V DC | No. |  |  |  |  | 1 | 2 | 2
8 | OI | Operation Counter | No. |  |  |  |  | 2 | 1 | 2
9 | OI | Micro filter set | No. |  |  |  |  | 1 | 2 | 2
10 | OI | Rubber gas kit, O ring and sells complete | Set |  |  |  |  | 1 | 3 | 3
11 | OI | Molecular filter FOR SF6 Circuit Breaker | Set |  |  |  |  | 3 | 3 | 9
12 | OI | Auxiliary contact assembly | No. |  |  |  |  | 1 | 5 | 5
13 | OI | Operation counter | No. |  |  |  |  | 2 | 1 | 2
14 | OI | All types of coupling for SF6 gas | Set |  |  |  |  | 1 | 3 | 3
15 | OI | Rubber gas kit, O ring and sells complete | Set |  |  |  |  | 1 | 3 | 3
16 | OI | Molecular filter | Set |  |  |  |  | 3 | 2 | 6
17 | OI | Contactor 3 phase, 250V, 20Amp. | No. |  |  |  |  | 1 | 3 | 3
18 | OI | Operation Counter. | No. |  |  |  |  | 2 | 1 | 2
19 | OI | Auxiliary contact ( 1 No + 1 NC) | No. |  |  |  |  | 10 | 1 | 10
20 | OI | Auxiliary contact switch | No. |  |  |  |  | 3 | 3 | 9
21 | OI | Limit switch and auxiliary switch | Set |  |  |  |  | 1 | 2 | 2
22 | OI | Motor hosing varing assembly rusted | Set |  |  |  |  | 1 | 5 | 5
23 | OI | Auxiliary contact | No. |  |  |  |  | 1 | 1 | 1
24 | OI | MCB, 2 pole, 415/220V | No. |  |  |  |  | 1 | 2 | 2
25 | OI | MCB, 3 pole, 6 Amp. | No. |  |  |  |  | 1 | 2 | 2
26 | OI | MCB, 2 pole, 10 Amp. | No. |  |  |  |  | 1 | 2 | 2
27 | OI | Motor hosing assembly | Set |  |  |  |  | 1 | 5 | 5
28 | OI | Semaphore for isolator | No. |  |  |  |  | 2 | 2 | 4
29 | OI | Semaphore for earth switch | No. |  |  |  |  | 2 | 1 | 2
30 | OI | Filter capacitor | No. |  |  |  |  | 2 | 4 | 8
31 | OI | Potentio meter | No. |  |  |  |  | 2 | 10 | 20
32 | OI | Set of switches | Set |  |  |  |  | 2 | 3 | 6
33 | OI | Tap changer contact | Set |  |  |  |  | 2 | 20 | 40
34 | OI | Auxiliary contact set | Set |  |  |  |  | 1 | 3 | 3
35 | OI | 420KV surge counter | No. |  |  |  |  | 3 | 15 | 45
36 | OI | 245KV Surge counter | No. |  |  |  |  | 3 | 15 | 45
37 | OI | 145KV Surge Counter | No. |  |  |  |  | 3 | 15 | 45
38 | OI | Lead acid battery 900AH | No. |  |  |  |  | 1 | 35 | 35
39 | OI | Compressor | No. |  |  |  |  | 15 | 2000 | 30000
40 | OI | DC Isolator switch of specification RPM2410CM, 25Amp. 440V (KAYCEE Make) | No. |  |  |  |  | 1 | 180 | 180
41 | OI | Voltmeter Selector Switch for 400,220&132 KV | No. |  |  |  |  | 1 | 90 | 90
42 | OI | Set of Wound Resistor | Set |  |  |  |  | 2 | 10 | 20
43 | OI | Condensor Fan Motor | No. |  |  |  |  | 1 | 500 | 500
44 | OI | Lead acid battery 12 volt | No. |  |  |  |  | 10 | 250 | 2500
45 | OI | LZ 96 Distance Relay | No. |  |  |  |  | 2 | 2500 | 5000
46 |  | 400kV CVT | No |  |  |  |  | 1 | 264600 | 264600
47 | OI | Empty SF-6 Gas Cylinder (gas capacity 40 Kg.) | Kg. |  |  |  |  | 160 | 10 | 1600
48 | OI | Aluminium scrap 400/220/132KV Isulator Arm (400KV isolator arm) | Kg. |  |  |  |  | 140 | 15 | 2100
49 | OI | 145KV CT 1000/500/1 Amp. | No. |  |  |  |  | 1 | 500 | 500
50 | OI | Lead acide battery T 800 P 2V. | No. |  |  |  |  | 4 | 35 | 140
51 | OI | Lead acide battery T 900 P 2V. | No. |  |  |  |  | 2 | 35 | 70
52 | OI | Pole street light | Kg. |  |  |  |  | 136 | 2.5 | 340
53 | OI | 145KV CT 1000/500/1 Amp. | No. |  |  |  |  | 2 | 500 | 1000
54 | OI | Compressor capacity 12Ton | No. |  |  |  |  | 3 | 1500 | 4500
55 | OI | 390KV LA | No. |  |  |  |  | 15 | 22395.53 | 335932.95
56 | OI | 196KV LA | No. |  |  |  |  | 18 | 8531.73 | 153571.14
57 | OI | 120KV LA | No. |  |  |  |  | 21 | 5972.09 | 125413.89
58 | OI | 245KV CVT (old and used) defective | No. |  |  |  |  | 1 | 400 | 400
Total Scrap...…... | [9 empty] | 949411.98
Total Obsolete... | [9 empty] | 8150410.86
Total Useable….. | [9 empty] | 8733277.565
Grand Total (Useable+Obsolete+Scrap) | [9 empty] | 17833100.405
|  | P.P.Pant | [5 empty] | N.S. Negi
|  | J.E., 400KV S/s, Kashipur | [5 empty] | A.E., 400KV S/s, Kashipur
Name of Zone: |  | Kumaun | [11 empty] | For the Month
Name of Circle : |  | 400 KV Kashipur | [11 empty] | July | 2025
Name of Division : |  | 132 KV Kashipur
Name of Substation : |  | 132 KV Kashipur
S. No. | Item code | Name of Item | Unit | Unit rate in Rs. | Useable |  | Unserviceable |  | Non-Moving |  | Obsolete |  | Scrap |  | Total Inventory Amt.
[5 empty] | Qty. | Total Amount in Rs. | Qty. | Total Amount in Rs. | Qty. | Total Amount in Rs. | Qty. | Total Amount in Rs. | Qty. | Total Amount in Rs.
1 |  | 33 KV Flange Collar for 'BHEL' MOCB | No. | 450 |  | 0 |  | 0 |  | 0 |  | 0 | 2 | 900 | 900
2 |  | 33 KV Flange Collar(Damaged) | No. | 25 |  | 0 |  | 0 |  | 0 |  | 0 | 8 | 200 | 200
3 |  | Bottom & Top (Metallic) of old LA | No. | 10 |  | 0 |  | 0 |  | 0 |  | 0 | 18 | 180 | 180
4 | YY3Y302002 | 110 Volt DC charger along with DB (old & used) | No | 20000 |  | 0 |  | 0 |  | 0 |  | 0 | 1 | 20000 | 20000
5 | YY0Y002003 | 110 Volt Battery set (old and used) | No | 27500 |  | 0 |  | 0 |  | 0 |  | 0 | 1 | 27500 | 27500
6 |  | (Old )48 V D/C DB Charger | No. | 8000 |  | 0 |  | 0 |  | 0 |  | 0 | 1 | 8000 | 8000
7 |  | (Old and used)Battery Set (48 Volt) | No. | 4800 |  | 0 |  | 0 |  | 0 |  | 0 | 1 | 4800 | 4800
8 | YY3Y303001 | Battery charger 48 volt(dismantle) | No | 15000 |  | 0 |  | 0 |  | 0 |  | 0 | 1 | 15000 | 15000
9 | VV5V505009 | 33 KV CT Burnt and damaged | No | 1000 |  | 0 |  | 0 |  | 0 |  | 0 | 1 | 1000 | 1000
10 |  | 36 KV CT 800/400/1A defective | No | 2000 |  | 0 |  | 0 |  | 0 |  | 0 | 1 | 2000 | 2000
11 |  | CT 33 KV damaged and burnt | No | 1000 |  | 0 |  | 0 |  | 0 |  | 0 | 1 | 1000 | 1000
12 |  | 33 KV CT burnt and Damage (in Pieces} | No | 1000 |  | 0 |  | 0 |  | 0 |  | 0 | 1 | 1000 | 1000
13 |  | 33 KV CT 400/1A Defective( old and used) | No | 1000 |  | 0 | 1 | 1000 |  | 0 |  | 0 |  | 0 | 1000
14 | VV5V503011 | 132 KV CT400/200/1A (burnt Scrap) | Nos | 1000 |  | 0 |  | 0 |  | 0 |  | 0 | 1 | 1000 | 1000
15 | VV5V503011 | 132 KV CT400/200/1A (burnt) | Nos | 1000 |  | 0 |  | 0 |  | 0 |  | 0 | 1 | 1000 | 1000
16 | VV5V503009 | 132 KV CT 800/400/1A Damaged & burnt | No | 2000 |  | 0 |  | 0 |  | 0 |  | 0 | 2 | 4000 | 4000
17 | VV5V503009 | 145 KV CT of rating 800/400/1A,3core 1.0 accuracy class, old and used | Nos | 2000 |  | 0 |  | 0 |  | 0 |  | 0 | 1 | 2000 | 2000
18 |  | 145 KV CT 400/200/1A(old& used) Brown Broveri Accuracy 1.0 | No | 5000 |  | 0 | 1 | 5000 |  | 0 |  | 0 |  | 0 | 5000
19 |  | 132 KV CT Old and Used | No | 1000 |  | 0 |  | 0 |  | 0 |  | 0 | 1 | 1000 | 1000
20 | VV7V713001 C | 145 KV CVT Defective | No | 2000 |  | 0 |  | 0 |  | 0 |  | 0 | 1 | 2000 | 2000
21 | VV7V713001 C | 132 KV CVT damaged | No | 2000 |  | 0 |  | 0 |  | 0 |  | 0 | 1 | 2000 | 2000
22 |  | 145 KV CVT (old& used) ASIA make | No | 5000 |  | 0 | 5 | 25000 |  | 0 |  | 0 |  | 0 | 25000
23 |  | 145 KV CVT (old& used) CGL make Accuracy 0.5 | No | 5000 |  | 0 | 5 | 25000 |  | 0 |  | 0 |  | 0 | 25000
24 |  | 145 KV CVT (old& used) ABB make Accuracy 0.5 | No | 5000 |  | 0 | 1 | 5000 |  | 0 |  | 0 |  | 0 | 5000
25 |  | 145 KV CVT (old& used)WS Insulation make Accuracy 0.5 | No | 5000 |  | 0 | 1 | 5000 |  | 0 |  | 0 |  | 0 | 5000
26 |  | 145 KV PT (old& used)BHEL make Accuracy 0.5 | No | 5000 |  | 0 | 2 | 10000 |  | 0 |  | 0 |  | 0 | 10000
27 |  | 33 KV PT (1-Phase),Savio Transformermake, Accuracy class 0.5 | No | 2000 |  | 0 | 3 | 6000 |  | 0 |  | 0 |  | 0 | 6000
28 |  | 33 KV PT (1-Phase),Perfect rmake, | No | 2000 |  | 0 | 3 | 6000 |  | 0 |  | 0 |  | 0 | 6000
29 |  | RTCC panel (Dismenteled) | Nos | 5000 |  | 0 |  | 0 |  | 0 |  | 0 | 2 | 10000 | 10000
30 |  | Pale Fencing damaged | Kg. | 20 |  | 0 |  | 0 |  | 0 |  | 0 | 450 | 9000 | 9000
31 | JJ0J003004 | 132 KV MOCB Dismanteled | No | 10000 |  | 0 |  | 0 |  | 0 |  | 0 | 1 | 10000 | 10000
32 |  | ACSR mix conductor in pcs | Kg. | 80 |  | 0 |  | 0 |  | 0 |  | 0 | 180 | 14400 | 14400
33 |  | M S srape (Wire fencing) | Kg. | 25 |  | 0 |  | 0 |  | 0 |  | 0 | 750 | 18750 | 18750
34 |  | SF-6 Gas Cylinder (Empty) | No. | 300 |  | 0 |  | 0 |  | 0 | 6 | 1800 |  | 0 | 1800
35 |  | Empty Gas Cylinder | No. | 250 |  | 0 |  | 0 |  | 0 | 2 | 500 |  | 0 | 500
36 |  | 145 KV CT 100/1A | No. | 114682.21 |  | 0 |  | 0 |  | 0 | 2 | 229364.42 |  | 0 | 229364.42
37 |  | 33 KV PT(Completely Damaged) | No. | 1000 |  | 0 | 1 | 1000 |  | 0 |  | 0 |  | 0 | 1000
477394.42
38 | FF4F402128 | M.S Rod 40 mm2 | MT | 20000 | 0.44 | 8800 |  | 0 |  | 0 |  | 0 |  | 0 | 8800
39 |  | Fencing Angle | Kg. | 20 | 150 | 3000 |  | 0 |  | 0 |  | 0 |  | 0 | 3000
40 | HH7H704001 | 33 KV Post Insulator for Cap Bank | No. | 300 | 12 | 3600 |  | 0 |  | 0 |  | 0 |  | 0 | 3600
41 | FF4F402160 | Steel Tubular Pole | No. | 3000 | 2 | 6000 |  | 0 |  | 0 |  | 0 |  | 0 | 6000
42 |  | Fabricated Support for fencing | No. | 120 | 8 | 960 |  | 0 |  | 0 |  | 0 |  | 0 | 960
43 | HH7H704001 | 33 KV Post Insulator | No. | 250 | 3 | 750 |  | 0 |  | 0 |  | 0 |  | 0 | 750
44 | FF3F301028 | PN Structure | No. | 2000 | 2 | 4000 |  | 0 |  | 0 |  | 0 |  | 0 | 4000
45 |  | Blade for 132 KV Isolator 800X SMC | No. | 4990 | 6 | 29940 |  | 0 |  | 0 |  | 0 |  | 0 | 29940
46 | II5I501003 | Mid Spam Joint for Zebra | No. | 60 | 4 | 240 |  | 0 |  | 0 |  | 0 |  | 0 | 240
47 |  | Hanger for 'A' type Tower | No. | 110 | 10 | 1100 |  | 0 |  | 0 |  | 0 |  | 0 | 1100
48 |  | P T Jn, box for 33 KV PT | No. | 3140.81 | 1 | 3140.81 |  | 0 |  | 0 |  | 0 |  | 0 | 3140.81
49 | FF3F301016 | BCT Structure | No. | 11226.25 | 4 | 44905 |  | 0 |  | 0 |  | 0 |  | 0 | 44905
50 | FF3F301013 | BBL Structure | No. | 31720.29 | 4 | 126881.16 |  | 0 |  | 0 |  | 0 |  | 0 | 126881.16
51 | MM0M009002 | 110 Volt DC Relay For Breaker | No. | 1129.33 | 3 | 3387.99 |  | 0 |  | 0 |  | 0 |  | 0 | 3387.99
52 |  | 3.56,36 KVAR,7.3 KV,50A,22 micro farad single phase 50 Hz internal fuse ,APP type HV capacitor unit "MAGNEWIN" make | No | 124848.87 | 1 | 124848.87 |  | 0 |  | 0 |  | 0 |  | 0 | 124848.87
53 | KK0K005001 | 33 KV lightning arrester complete with connector | No | 37455 | 2 | 74910 |  | 0 |  | 0 |  | 0 |  | 0 | 74910
54 | AA0A004001 | ACSR Zebra conductor in Pecs. (old & used) | Mtr | 100 | 42 | 4200 |  | 0 |  | 0 |  | 0 |  | 0 | 4200
55 | FF3F301042&43 | Hot dip Galvanized structure column and beam | Kg. | 100 | 770 | 77000 |  | 0 |  | 0 |  | 0 |  | 0 | 77000
56 | JJ1J103050 | Anti pumping devices suitable for CGL make breakers as per sample | No | 783.15 | 4 | 3132.6 |  | 0 |  | 0 |  | 0 |  | 0 | 3132.6
57 | HH0H005001 | 33 KV heavy duty isolator complet jaw,and blade& connector(Panther) along with earth switch | No | 56523 | 1 | 56523 |  | 0 |  | 0 |  | 0 |  | 0 | 56523
58 | MM3M304013 | Digital MW meter Type 3 Phase 4 wire 50-0-50 MW CTR 200/1A PTR132KV /110 V. Aux Supply 110 V DC | No | 8824.63 | 4 | 35298.52 |  | 0 |  | 0 |  | 0 |  | 0 | 35298.52
59 | LL6L601002 | Flexible PVC coated copper wire 16 sq mm | Mtr | 183.2 | 50 | 9160 |  | 0 |  | 0 |  | 0 |  | 0 | 9160
60 | MM3M303006 | Digital A C Ammeter range 0-500 A (programmable) Aux Supply 110 V DC | No | 5357.2 | 4 | 21428.8 |  | 0 |  | 0 |  | 0 |  | 0 | 21428.8
61 | VV3V301001 | EHV GradeTransformer oil,conferming IS:335:1993 | Ltr. | 62.54 | 169 | 10569.26 |  | 0 |  | 0 |  | 0 |  | 0 | 10569.26
62 | CC2C201009 | 4X2.5 mm2 control cable(armoured) | Km | 203700 | 0.14 | 28518 |  | 0 |  | 0 |  | 0 |  | 0 | 28518
63 | VV3V301001 | EHV GradeTransformer oil, (COLUMBIA- OIL) | Liter | 73.16 | 209 | 15290.44 |  | 0 |  | 0 |  | 0 |  | 0 | 15290.44
64 |  | 145 KV Current Transformers 140 / 1 A, (0.2S Class) ,1 core. | No | 176539.8 | 1 | 176539.8 |  | 0 |  | 0 |  | 0 |  | 0 | 176539.8
65 |  | 145 KV Current Transformers 300 / 1 A, (0.2S Class) ,3 core. | No | 188309.12 | 1 | 188309.12 |  | 0 |  | 0 |  | 0 |  | 0 | 188309.12
66 | VV7V713001 C | 145 KV CVT old and used | No | 10000 | 1 | 10000 |  | 0 |  | 0 |  | 0 |  | 0 | 10000
67 | VV7V713002 | 145 KV CVT (1-Phase) accuracy class 0.2 | No | 190586.52 | 1 | 190586.52 |  | 0 |  | 0 |  | 0 |  | 0 | 190586.52
68 |  | 145 KV PT (old& used)SCT make Accuracy 0.5 | No | 5000 | 3 | 15000 |  | 0 |  | 0 |  | 0 |  | 0 | 15000
69 | VV5V505008 | 36 KV CT (3 core,1 Phase) 400/200/1A Accuracy class 0.2S | No | 58823 | 1 | 58823 |  | 0 |  | 0 |  | 0 |  | 0 | 58823
70 | HH5H502001 | Isolator Blade 145 KV Isolator center operated, double break ,1600 Amp make G. Nandi | No | 15635 | 3 | 46905 |  | 0 |  | 0 |  | 0 |  | 0 | 46905
71 | HH5H501004 | Jaw with clamp 145 KV Isolator center operated, double break ,1600 Amp make G. Nandi | No | 9115.5 | 5 | 45577.5 |  | 0 |  | 0 |  | 0 |  | 0 | 45577.5
72 | HH5H502001 | Male contact assembly 145 KV Isolator center Break , 1250 Amp make Rama Engineers | No | 6136 | 1 | 6136 |  | 0 |  | 0 |  | 0 |  | 0 | 6136
73 | HH5H501001 | Female contact assembly 145 KV Isolator center Break , 1250 Amp make Rama Engineers | No | 6136 | 1 | 6136 |  | 0 |  | 0 |  | 0 |  | 0 | 6136
74 | HH7H702003 | Isolator Blade 36 KV Isolator center operated, double break ,800 Amp make G. Nandi | No | 5723 | 4 | 22892 |  | 0 |  | 0 |  | 0 |  | 0 | 22892
75 | HH7H701001 | Jaw with clamp 36 KV Isolator center operated, double break ,800 Amp make G. Nandi | Nos | 3569.5 | 4 | 14278 |  | 0 |  | 0 |  | 0 |  | 0 | 14278
76 | VV5V503001 | 145 KV CT of rating 800/400/200/1A,5core 0.2 accuracy class | Nos | 171750 | 2 | 343500 |  | 0 |  | 0 |  | 0 |  | 0 | 343500
77 | JJ4J401003 | Breaker clamp for ACSR Moose conductor | Nos | 1286.2 | 3 | 3858.6 |  | 0 |  | 0 |  | 0 |  | 0 | 3858.6
78 |  | 145 KV CT 400/200/1AHeptacare Accuracy 0.2 | No | 35000 | 1 | 35000 |  | 0 |  | 0 |  | 0 |  | 0 | 35000
79 | JJ8J801001 | Sulphur Hexa Flouride (SF-6) gas | Kg. | 6454.6 | 38 | 245274.8 |  | 0 |  | 0 |  | 0 |  | 0 | 245274.8
80 | JJ1J103007 | Closing coil for 145 KV SF-6 Circuit Breaker, CGL Make,Type 70- SFM-32 B | Nos | 19458.2 | 1 | 19458.2 |  | 0 |  | 0 |  | 0 |  | 0 | 19458.2
81 | JJ1J103006 | Tripping coil for 145 KV SF-6 Circuit Breaker, CGL Make,Type 70- SFM-32 B | Nos | 19458.2 | 1 | 19458.2 |  | 0 |  | 0 |  | 0 |  | 0 | 19458.2
82 | JJ1J103007 | Closing coil for 145 KV SF-6 Circuit Breaker, ABB Make,1600 Amp, Type LTB 145D1/B,Mfd2005,Sr 17000525 | Nos | 21238.82 | 1 | 21238.82 |  | 0 |  | 0 |  | 0 |  | 0 | 21238.82
83 | JJ1J103006 | Tripping coil for 145 KV SF-6 Circuit Breaker, ABB Make,1600 Amp, Type LTB 145D1/B,Mfd2005,Sr 17000525 | Nos | 21238.82 | 1 | 21238.82 |  | 0 |  | 0 |  | 0 |  | 0 | 21238.82
84 | JJ1J105007 | Closing coil for 36 KV SF-6 Circuit Breaker, CGL Make,1600 Amp, Type 30-SFGP-25A | Nos | 17694.1 | 1 | 17694.1 |  | 0 |  | 0 |  | 0 |  | 0 | 17694.1
85 | JJ1J105005 | Tripping coil for 36 KV SF-6 Circuit Breaker, CGL Make,1600 Amp, Type 30-SFGP-25A | Nos | 17694.1 | 1 | 17694.1 |  | 0 |  | 0 |  | 0 |  | 0 | 17694.1
86 | LL6L601003 | Flexible PVC coated copper wire 04 Sq mm | Mtr | 99.71 | 50 | 4985.5 |  | 0 |  | 0 |  | 0 |  | 0 | 4985.5
87 | LL6L601004 | Flexible PVC coated copper wire 2.5 Sq mm (RYB and black colour) | Mtr | 58.41 | 190 | 11097.9 |  | 0 |  | 0 |  | 0 |  | 0 | 11097.9
88 | LL6L607002 | 5 Pin ,5 Amp socket | No | 52.51 | 8 | 420.08 |  | 0 |  | 0 |  | 0 |  | 0 | 420.08
89 | LL6L607001 | 5 Pin ,15 Amp socket | No | 76.11 | 3 | 228.33 |  | 0 |  | 0 |  | 0 |  | 0 | 228.33
90 | MM1M108014 | Switch 5 Amp | No | 46.61 | 30 | 1398.3 |  | 0 |  | 0 |  | 0 |  | 0 | 1398.3
91 | SS5S501004 | MCCB 32Amp ,415 V,TPN Heavels Make | No | 8258.82 | 2 | 16517.64 |  | 0 |  | 0 |  | 0 |  | 0 | 16517.64
92 | LL5L501006 | LED tube light 20 watt,220 volt complete | No | 353.41 | 3 | 1060.23 |  | 0 |  | 0 |  | 0 |  | 0 | 1060.23
93 | MM1M101001 | Indicator for panel (LED type ) | No | 58.41 | 12 | 700.92 |  | 0 |  | 0 |  | 0 |  | 0 | 700.92
94 | KK0K003001 | 120 KV LA ( 10 KV , Gapless Type ) | Nos | 236000 | 1 | 236000 |  | 0 |  | 0 |  | 0 |  | 0 | 236000
95 | CC2C201006 | 2.5 sqmm 10 core armoured copper control cable | Km | 413000 | 1.308 | 540204 |  | 0 |  | 0 |  | 0 |  | 0 | 540204
96 | CC2C201007 | 2.5 sqmm 06 core armoured copper control cable | Km | 259600 | 0.746 | 193661.6 |  | 0 |  | 0 |  | 0 |  | 0 | 193661.6
97 | CC2C201009 | 2.5 sqmm 04 core armoured copper control cable | Km | 224200 | 1.624 | 364100.8 |  | 0 |  | 0 |  | 0 |  | 0 | 364100.8
98 | II0I001001 | Disc Insulator 120 KN | Nos | 1416 | 174 | 246384 |  | 0 |  | 0 |  | 0 |  | 0 | 246384
99 | II2I202001 | C - Wedge clamp suitable for ACSR Moose to Moose conductor | Nos | 3540 | 42 | 148680 |  | 0 |  | 0 |  | 0 |  | 0 | 148680
100 | CC3C306006 | 11 KV Power cable ( 3 X 185 Sqmm ) | Mtr | 2360 | 657 | 1550520 |  | 0 |  | 0 |  | 0 |  | 0 | 1550520
101 | CC5C506005 | Cable mid joint kit ( 3 X 185 sqmm ) 11KV XLPE Cable | Nos | 23600 | 10 | 236000 |  | 0 |  | 0 |  | 0 |  | 0 | 236000
102 | CC1C107012 | AL Power cble ( PVC 3.5C x 35 sqmm) | Km | 294528 | 0.446 | 131359.488 |  | 0 |  | 0 |  | 0 |  | 0 | 131359.488
103 |  | CT Clamp suitable for AL Pipe tube 4" | Nos | 1770 | 9 | 15930 |  | 0 |  | 0 |  | 0 |  | 0 | 15930
104 |  | Distance Protection Relay | Nos | 10431.2 | 1 | 10431.2 |  | 0 |  | 0 |  | 0 |  | 0 | 10431.2
105 |  | Directional Over current Relay | Nos | 11044.8 | 1 | 11044.8 |  | 0 |  | 0 |  | 0 |  | 0 | 11044.8
106 | II0I001001 | 160KN Disc Insulator | Nos | 160 | 20 | 3200 |  | 0 |  | 0 |  | 0 |  | 0 | 3200
107 | II8I805005 | Suspension Double fitting for panther | Nos | 180 | 5 | 900 |  | 0 |  | 0 |  | 0 |  | 0 | 900
108 | I4I402001 | Tension clamp for Earth wire | Nos | 628.94 | 4 | 2515.76 |  | 0 |  | 0 |  | 0 |  | 0 | 2515.76
109 |  | Dead End clamp complete for ACSR panther conductor | Nos | 4953.14 | 4 | 19812.56 |  | 0 |  | 0 |  | 0 |  | 0 | 19812.56
110 |  | Silica Gel blue in colour(In sealed container) | Kg. | 558.14 | 167 | 93209.38 |  | 0 |  | 0 |  | 0 |  | 0 | 93209.38
111 |  | Isolator clamp for ACSR panther conductor | No | 1508.04 | 18 | 27144.72 |  | 0 |  | 0 |  | 0 |  | 0 | 27144.72
112 |  | Isolator clamp for ACSR Moose conductor | No | 1508.04 | 6 | 9048.24 |  | 0 |  | 0 |  | 0 |  | 0 | 9048.24
113 |  | Breaker clamp for ACSR panther conductor | No | 1508.04 | 11 | 16588.44 |  | 0 |  | 0 |  | 0 |  | 0 | 16588.44
114 |  | Breaker clamp for ACSR Moose conductor | No | 1508.04 | 11 | 16588.44 |  | 0 |  | 0 |  | 0 |  | 0 | 16588.44
115 |  | C T terminal connector different type | No | 1878.56 | 16 | 30056.96 |  | 0 |  | 0 |  | 0 |  | 0 | 30056.96
116 |  | C-wedge clamps Moose-Moose | No | 2357.64 | 15 | 35364.6 |  | 0 |  | 0 |  | 0 |  | 0 | 35364.6
117 |  | C-wedge clamps Moose-Panther | No | 2116.92 | 9 | 19052.28 |  | 0 |  | 0 |  | 0 |  | 0 | 19052.28
118 |  | CT rod | No | 5890.56 | 9 | 53015.04 |  | 0 |  | 0 |  | 0 |  | 0 | 53015.04
|  | 33 KV XLPE cable size3x400mm2 Aluminium Power Cable | Mtr | 1301.54 | 150 | 195231 |  | 0 |  | 0 |  | 0 |  | 0 | 195231
|  | 33 KV outdoor termination kit size3x400mm2 standared | Nos | 19293 | 2 | 38586 |  | 0 |  | 0 |  | 0 |  | 0 | 38586
6504221.238
6981615.658
Abstract
Opening balance |  | received | Total |  | Total Issue |  | Closing Balance
6764829.5236 |  | 233817 | 6998646.5236 |  | 17030.94 |  | 6981615.5836
0.07444
Name of Zone -Kumoun Zone | [5 empty] | stock | STOCK |  |  |  |  | For the Month of July -2025
Name of Circule -Kashipur Circle
Name of Division -132 KV O&M Division Kashipur
Name of Sub- Station -132 KV S/S Ramnagar
S. No. | Item code | Name of Item | Unit | Unit rate in Rs. | Useable |  | Unserviceable |  | Non-Moving |  | Obsolete |  | Scrap |  | Total Inventory Amt.
[5 empty] | Qty. | Total Amount in Rs. | Qty. | Total Amount in Rs. | Qty. | Total Amount in Rs. | Qty. | Total Amount in Rs. | Qty. | Total Amount in Rs.
1 |  | ACSR Panther Conductor | Mtr | 80 | 98 | 7840 |  | 0 |  | 0 |  | 0 | 0 | 0 | 7840
2 |  | ACSR Zebra Conductor | Mtr | 85 | 34 | 2890 |  | 0 |  | 0 |  | 0 | 0 | 0 | 2890
3 |  | ACSR Tarantula Conductor | Mtr | 257 | 41 | 10537 |  | 0 |  | 0 |  | 0 | 0 | 0 | 10537
4 |  | Empty Drum | No. | 350 | 8 | 2800 |  | 0 |  | 0 |  | 0 | 0 | 0 | 2800
5 |  | 36 mm MS Round | Kg | 19.6 | 718 | 14072.8 |  | 0 |  | 0 |  | 0 | 0 | 0 | 14072.8
6 |  | SP-45 Old steel pole | No. | 2000 | 1 | 2000 |  | 0 |  | 0 |  | 0 | 0 | 0 | 2000
7 |  | Gal. S/S strecture ATM | Kg | 28.74 | 2465 | 70844.1 |  | 0 |  | 0 |  | 0 | 0 | 0 | 70844.1
8 |  | Gal. S/S strecture AXM | Kg | 28.74 | 1119.65 | 32178.741 |  | 0 |  | 0 |  | 0 | 0 | 0 | 32178.741
9 |  | Gal. S/S strecture BTM | Kg | 28.74 | 2903.705 | 83452.4817 |  | 0 |  | 0 |  | 0 | 0 | 0 | 83452.4817
10 |  | Gal. S/S strecture CCM | Kg | 28.74 | 354.23 | 10180.5702 |  | 0 |  | 0 |  | 0 | 0 | 0 | 10180.5702
11 |  | 95mm2 ,3 1/2 Al. Cable | Mtr | 250 | 38 | 9500 |  | 0 |  | 0 |  | 0 | 0 | 0 | 9500
12 |  | Control Cable 6x2.5mm2 | Mtr | 132.75 | 57 | 7566.75 |  | 0 |  | 0 |  | 0 | 0 | 0 | 7566.75
13 |  | OSR relay suitable for NGEF make 20 MVA T/f | No. | 11917.5 | 1 | 11917.5 |  | 0 |  | 0 |  | 0 | 0 | 0 | 11917.5
14 |  | Fired C-Wedge clamp suitable for Panther to Panther | No. | 1912.48 | 18 | 34424.64 |  | 0 |  | 0 |  | 0 | 0 | 0 | 34424.64
15 |  | 33 KV CT(200-100/1A) old and used | No. | 12100 | 2 | 24200 |  | 0 |  | 0 |  | 0 | 0 | 0 | 24200
16 |  | Trip coil 110 Vsuitable for CGL make 132 KV Circuit Breader | No. | 2815 | 2 | 5630 |  | 0 |  | 0 |  | 0 | 0 | 0 | 5630
17 |  | PG Clamp Zebra to Zebra | No. | 1123.6 | 3 | 3370.8 |  | 0 |  | 0 |  | 0 | 0 | 0 | 3370.8
18 |  | Eye bolt suitable for 33 KV BHEL make VCB Circuit breaker. | No. | 519.8 | 5 | 2599 |  | 0 |  | 0 |  | 0 | 0 | 0 | 2599
19 |  | 2.5mm2x2 core control cable | Km. | 81207 | 0.465 | 37761.255 |  | 0 |  | 0 |  | 0 | 0 | 0 | 37761.255
20 |  | 2.5mm2x4 Core Control Cable | Km. | 140002.3 | 0.3 | 42000.69 |  | 0 |  | 0 |  | 0 | 0 | 0 | 42000.69
21 |  | 36 KV PT with 0.2 S Accuracy class | No. | 47790 | 0 | 0 |  | 0 |  | 0 |  | 0 | 0 | 0 | 0
22 |  | 132KV CT 1 Phase Heptacare Power (PSDF) | No. | 179286.22 | 1 | 179286.22 |  | 0 |  | 0 |  | 0 | 0 | 0 | 179286.22
23 |  | Blades for 33 KV isolator | No. | 3825 | 7 | 26775 |  | 0 |  | 0 |  | 0 | 0 | 0 | 26775
24 |  | Tension fitting | No. | 900 | 10 | 9000 |  | 0 |  | 0 |  | 0 | 0 | 0 | 9000
25 |  | Old used and defective 33 KV CT 3Core 400/200/1A Hepta Care | No. | 1500 | 0 | 0 | 1 | 1500 |  | 0 |  | 0 | 0 | 0 | 1500
26 |  | GI foundation Anchor bolt (size 28 mm) | No. | 1041.87 | 20 | 20837.4 |  | 0 |  | 0 |  | 0 | 0 | 0 | 20837.4
27 |  | GI foundation Anchor bolt (size32 mm) | No. | 1095.16 | 10 | 10951.6 |  | 0 |  | 0 |  | 0 | 0 | 0 | 10951.6
28 |  | 33 KV Lightning arrestor with all accessories and surge counter | No. | 32915 | 2 | 65830 |  | 0 |  | 0 |  | 0 | 0 | 0 | 65830
29 |  | Complete damage 145 KV CT | No. | 5000 | 0 | 0 |  | 0 |  | 0 |  | 0 | 1 | 5000 | 5000
30 |  | Old & Used damaged of 3 core 33 KV CT | No | 1000 | 0 | 0 |  | 0 |  |  |  |  | 1 | 1000 | 1000
31 |  | Old used and damaged battery bak of 110 Volt | Set | 27500 | 0 | 0 |  | 0 |  | 0 |  | 0 | 1 | 27500 | 27500
32 |  | Old used & damaged exghaust fan of 18" size | No. | 1000 | 2 | 2000 |  | 0 |  | 0 |  | 0 | 0 | 0 | 2000
33 |  | Old used and damaged battery Cell of 2 Volt 300 Ah | No. | 500 | 0 | 0 |  | 0 |  | 0 |  | 0 | 5 | 2500 | 2500
34 |  | Auxllary contractor operating 110 Volt DC | No. | 2940.56 | 2 | 5881.12 |  | 0 |  | 0 |  | 0 | 0 | 0 | 5881.12
35 |  | Zebra to Panther Clamp | No. | 1177.64 | 2 | 2355.28 |  | 0 |  | 0 |  | 0 | 0 | 0 | 2355.28
36 |  | Control Cable 2.5 Sqmmx6 Core | Mtr. | 197.53 | 200 | 39506 |  | 0 |  | 0 |  | 0 | 0 | 0 | 39506
37 |  | Control Cable armoed 2.5 Sqmmx10 Core | Mtr. | 238.1965 | 160 | 38111.4432 |  | 0 |  | 0 |  | 0 | 0 | 0 | 38111.4432
38 |  | Transformer oil (209 letre per berrel ) | Berrel | 73.16 | 824 | 60283.84 |  | 0 |  | 0 |  | 0 | 0 | 0 | 60283.84
39 | * | 36 KV CT (3 Core) (1 Phase) 400/200/1 A, 0.2s accuracy | No. | 58823 | 1 | 58823 |  | 0 |  | 0 |  | 0 | 0 | 0 | 58823
40 |  | HV Bushing Clamp for 40 MVA/20MVA T/Fas per sample | No, | 1321.6 | 2 | 2643.2 |  | 0 |  | 0 |  | 0 | 0 | 0 | 2643.2
41 |  | HLVBushing Clamp for 40 MVA/20MVA T/Fas per sample | No. | 1144.6 | 2 | 2289.2 |  | 0 |  | 0 |  | 0 | 0 | 0 | 2289.2
42 |  | 2.5 mm2* 4core control cable in piesces | Mtr | 10 | 300 | 3000 |  | 0 |  | 0 |  | 0 | 0 | 0 | 3000
43 |  | 2.5 mm2*10 core control cable inpisces | Mtr | 15 | 100 | 1500 |  | 0 |  | 0 |  | 0 | 0 | 0 | 1500
44 |  | 132 Kv CT 200/100/1 A. Old &Used | No. | 12000 | 1 | 12000 |  | 0 |  | 0 |  | 0 | 0 | 0 | 12000
45 |  | 132 KV LA Old & Used | No. | 6000 | 1 | 6000 |  | 0 |  | 0 |  | 0 | 0 | 0 | 6000
46 |  | 33 KV CT 800/400/200/1A . Old & Used | No. | 6000 | 2 | 12000 |  | 0 |  | 0 |  | 0 | 0 | 0 | 12000
47 |  | 33 Kv LA Old & Used | No. | 4000 | 2 | 8000 |  | 0 |  | 0 |  | 0 | 0 | 0 | 8000
48 |  | 33 KV PT | No. | 55501.5 | 0 | 0 |  | 0 |  | 0 |  | 0 | 0 | 0 | 0
49 |  | 33 KV LA Damaged | NO. | 500 | 0 | 0 |  | 0 |  | 0 |  | 0 | 1 | 500 | 500
50 |  | Multi Standred copper Control Cable (Armoured)2x2.5mm2 | Kms. | 76086.4 | 3 | 228259.2 |  | 0 |  | 0 |  | 0 | 0 | 0 | 228259.2
51 |  | Multi Standred copper Control Cable (Armoured)4x2.5mm2 | Kms. | 127907.66 | 7.946 | 1016354.2664 |  | 0 |  | 0 |  | 0 | 0 | 0 | 1016354.2664
52 |  | Multi Standred copper Control Cable (Armoured)6x2.5mm2 | Kms. | 165710.46 | 1.491 | 247074.2959 |  | 0 |  | 0 |  | 0 | 0 | 0 | 247074.2959
53 |  | Multi Standred copper Control Cable (Armoured)10x2.5mm2 | Kms. | 263266.31 | 3.489 | 918536.1556 |  | 0 |  | 0 |  | 0 | 0 | 0 | 918536.1556
54 |  | Old used and defective 132 KV CVT | No. | 12500 | 0 | 0 |  | 0 |  | 0 |  | 0 | 3 | 37500 | 37500
55 |  | New SF-6 Gas cylinder | Kg. | 6454.6 | 30 | 193638 |  | 0 |  | 0 |  | 0 | 0 | 0 | 193638
56 | 1 | 40 MVA T/F HV SideBushing Terminal ConnectorFor ACSR Panthor Conductor | No. | 2653.82 | 2 | 5307.64 |  | 0 |  | 0 |  | 0 | 0 | 0 | 5307.64
57 | 2 | 40 MVA T/F LV SideBushing Terminal ConnectorFor ACSR Panthor Conductor | No. | 2653.82 | 4 | 10615.28 |  | 0 |  | 0 |  | 0 | 0 | 0 | 10615.28
58 | 3 | 20 MVA T/F HV SideBushing Terminal ConnectorFor ACSR Panthor Conductor | No. | 2653.82 | 3 | 7961.46 |  | 0 |  | 0 |  | 0 | 0 | 0 | 7961.46
59 | 4 | 20 MVA T/F LV SideBushing Terminal ConnectorFor ACSR Panthor Conductor | No. | 2653.82 | 2 | 5307.64 |  | 0 |  | 0 |  | 0 | 0 | 0 | 5307.64
60 | 5 | 33 KV Isolator Connector For ACSR Panthor conductor | No. | 2581.84 | 3 | 7745.52 |  | 0 |  | 0 |  | 0 | 0 | 0 | 7745.52
61 | 6 | 33 KV Isolator Connector For ACSR Zebra conductor | No. | 2581.84 | 1 | 2581.84 |  | 0 |  | 0 |  | 0 | 0 | 0 | 2581.84
62 | 7 | 33 KV Circuit Breaker Terminal Connector For ACSR Panthor conductor | No. | 2571.22 | 4 | 10284.88 |  | 0 |  | 0 |  | 0 | 0 | 0 | 10284.88
63 | 8 | 33 KV Circuit Breaker Terminal Connector For ACSR Zebra conductor | No. | 2571.22 | 2 | 5142.44 |  | 0 |  | 0 |  | 0 | 0 | 0 | 5142.44
64 | 9 | 33 KV main bus clamp For ACSR Taramtulla to Panthor conductor | No. | 2653.82 | 4 | 10615.28 |  | 0 |  | 0 |  | 0 | 0 | 0 | 10615.28
65 | 10 | 33 KV main bus clamp For ACSR Taramtulla to zebra conductor | No. | 2653.82 | 2 | 5307.64 |  | 0 |  | 0 |  | 0 | 0 | 0 | 5307.64
66 | 11 | 33 KV Main bus Isolator Connector For ACSR taramtula conductor | No. | 2653.82 | 1 | 2653.82 |  | 0 |  | 0 |  | 0 | 0 | 0 | 2653.82
67 | 12 | Terminal connector for 132 KV CGL make C.B | No. | 2742.32 | 2 | 5484.64 |  | 0 |  | 0 |  | 0 | 0 | 0 | 5484.64
68 | 13 | Terminal connector for 132 KV C.B | No. | 2742.32 | 2 | 5484.64 |  | 0 |  | 0 |  | 0 | 0 | 0 | 5484.64
69 | 14 | Terminal connector for 132 KV CVT | No. | 2742.32 | 2 | 5484.64 |  | 0 |  | 0 |  | 0 | 0 | 0 | 5484.64
70 | 15 | Terminal connector required for HV Bushing of 20 MVA T/F | No. | 2938.2 | 2 | 5876.4 |  | 0 |  | 0 |  | 0 | 0 | 0 | 5876.4
71 | 16 | Terminal connector required for LV Bushing of 20 MVA T/F | No. | 2348.2 | 2 | 4696.4 |  | 0 |  | 0 |  | 0 | 0 | 0 | 4696.4
72 | 17 | Terminal connector required for HV Bushing of 40 MVA T/F | No. | 3534.1 | 2 | 7068.2 |  | 0 |  | 0 |  | 0 | 0 | 0 | 7068.2
73 | 18 | Terminal connector required for LV Bushing of 40 MVA T/F | No. | 2938.2 | 2 | 5876.4 |  | 0 |  | 0 |  | 0 | 0 | 0 | 5876.4
74 | 19 | Terminal connector for 33 KV Circuit Breaker | No. | 3534.1 | 1 | 3534.1 |  | 0 |  | 0 |  | 0 | 0 | 0 | 3534.1
75 | 21 | CRC Standred Size | No. | 590 | 2 | 1180 |  | 0 |  | 0 |  | 0 | 0 | 0 | 1180
76 | 22 | Contactor 110 V DC for 132 KV Circuit Breaker | No. | 3829.1 | 2 | 7658.2 |  | 0 |  | 0 |  | 0 | 0 | 0 | 7658.2
77 | 23 | Contactor 110 V DC for 33 KV Circuit Breaker | No. | 2944.1 | 2 | 5888.2 |  | 0 |  | 0 |  | 0 | 0 | 0 | 5888.2
78 | 24 | Contractor for fan control of 40 MVA T/F | No. | 5888.2 | 2 | 11776.4 |  | 0 |  | 0 |  | 0 | 0 | 0 | 11776.4
79 | 25 | MCB Single Pole 32 Amp | No. | 330.4 | 6 | 1982.4 |  | 0 |  | 0 |  | 0 | 0 | 0 | 1982.4
80 | 26 | MCB Three Pole 32 Amp | No. | 997.1 | 9 | 8973.9 |  | 0 |  | 0 |  | 0 | 0 | 0 | 8973.9
81 | 27 | HRC Fuse 2 Amp | No. | 34.22 | 10 | 342.2 |  | 0 |  | 0 |  | 0 | 0 | 0 | 342.2
82 | 28 | HRC Fuse 4 Amp | No. | 46.02 | 10 | 460.2 |  | 0 |  | 0 |  | 0 | 0 | 0 | 460.2
83 | 29 | HRC Fuse 10 Amp | No. | 57.82 | 10 | 578.2 |  | 0 |  | 0 |  | 0 | 0 | 0 | 578.2
84 | 30 | HRC Fuse 16 Amp | No. | 69.62 | 10 | 696.2 |  | 0 |  | 0 |  | 0 | 0 | 0 | 696.2
85 | 32 | Contactor 110 V DC for 132 KV Circuit Breaker | No. | 1528.1 | 2 | 3056.2 |  | 0 |  | 0 |  | 0 | 0 | 0 | 3056.2
86 | 33 | Multi Stand 2.5 mm Sqr Copper wire of different colour | No. | 53.1 | 350 | 18585 |  | 0 |  | 0 |  | 0 | 0 | 0 | 18585
87 |  | 33KV LA(OLD & USED) | No. | 5000 | 4 | 20000 |  | 0 |  | 0 |  | 0 | 0 | 0 | 20000
88 |  | ACSR Panthor conductor | Mtr | 20 | 0 | 0 |  | 0 |  | 0 |  | 0 | 15 | 300 | 300
89 |  | ACSR Zebra conductor | Mtr | 30 | 0 | 0 |  | 0 |  | 0 |  | 0 | 12 | 360 | 360
90 |  | Silika Gel | Kg | 375.24 | 135 | 50657.4 |  | 0 |  | 0 |  | 0 | 0 | 0 | 50657.4
91 |  | 145 KV CVT(Single Phase)Of Accurecy Class 0.2S( Without Juntion Box) | NO | 395819.2 | 3 | 1187457.6 |  | 0 |  | 0 |  | 0 | 0 | 0 | 1187457.6
92 |  | 145 KV CT400/ 200/ 100/1A Damaged (Received back) | No | 2500 | 0 | 0 | 0 | 0 |  | 0 |  | 0 | 1 | 2500 | 2500
93 |  | CT Clamp (Old & Used) Receive back | No. | 500 | 2 | 1000 |  | 0 |  | 0 |  | 0 | 0 | 0 | 1000
94 |  | 33 KV PT Damaged | No | 1000 | [8 empty] | 1 | 1000 | 1000
[6 empty] | 5024022.5089 |  | 1500 |  | 0 |  | 0 | 0 | 78160 | 5103682.5089
[6 empty] | Total Amt. of Useable |  | Total Amt. of Unserviceable |  | Total Amt. of Non. Moving |  | Total Amt. of obsolete |  | Total Amt. of Scrap | Total Inventory Amt.
[5 empty] | Total Usable | 4844736.2889 | [5 empty] | Singnature of J.E. |  |  | 1925-07-31
[12 empty] | Singnature of A.E. |  |  | Date:-
Format of Monthly Inventory for uploading on PTCUL Website | [14 empty] | Date:-
Name of circle /Zone-Kashipur/Kumaon |  |  |  |  | Name of substation- 132 KV S/S Ramnagar
Name of Division-Kashipur | [6 empty] | M/O JULY - 2025
LINE |  | STOCK |  | Quantity
Sl No. | Item Code | Item Description | Unit | Usable | Un serviceable | Obsolete | Non moving | Scrap | Rate | Amount | Book Value (Total)
1 | AA0A005001 | ACSR Panther Conductor | Mtr. | 300 |  |  |  |  | 80 | 24000 | 24000
2 |  | G.I Hanger | No. | 29 |  |  |  |  | 787.5 | 22837.5 | 22837.5
3 |  | Repair Sleeve | No. | 20 |  |  |  |  | 900 | 18000 | 18000
4 |  | Single Tension Fitting | No. | 3 |  |  |  |  | 980 | 2940 | 2940
5 |  | Single Tension fitting suitable for Panther Conductor | No. | 15 |  |  |  |  | 3376.63 | 50649.45 | 50649.45
6 | II1I105001 | PG Clamp P TO P | No. | 67 |  |  |  |  | 1189.48 | 79695.16 | 79695.16
7 |  | Fired C-Wedge Clamp | No. | 23 |  |  |  |  | 1912.48 | 43987.04 | 43987.04
8 |  | ACSR Panther Conductor | Mtr. | 500 |  |  |  |  | 135 | 67500 | 67500
9 |  | ACSR Panthor Conductor | Kg | 334 |  |  |  | 0 | 50 | 16700 | 16700
10 |  | Disc Insulator 70KN | Nos | 1 |  |  |  | 0 | 10 | 10 | 10
11 |  | Suspension hardware Fitting | Nos | Nil |  |  |  | 3 | 100 | 300 | 300
12 |  | Disc Insulator 70KN | Nos | 155 |  |  |  | 0 | 281 | 43555 | 43555
13 |  | MID SPAN COMPRESSION JOINT FOR ACSR PANTHER CONDUCTOR | Nos | 15 |  |  |  | 0 | 870.84 | 13062.6 | 13062.6
14 |  | MID SPAN COMPRESSION JOINT FOR EARTH CONDUCTOR (7/10 SWG) | Nos | 10 |  |  |  | 0 | 421.26 | 4212.6 | 4212.6
15 |  | 70 KN STANDARD DISC INSULATOR | Nos | 8 |  |  |  | 0 | 995.92 | 7967.36 | 7967.36
16 |  | 120 KN STANDARD DISC INSULATOR | Nos | 54 |  |  |  | 0 | 1090.32 | 58877.28 | 58877.28
17 |  | 120 KN Disc Insulator (old & used) | Nos |  |  |  |  | 1120 | 12 | 13440 | 13440
18 |  | 70 KN Disc Insulator (old & used) | Nos |  |  |  |  | 477 | 10 | 4770 | 4770
19 |  | Earth Wire (old & used) | KG |  |  |  |  | 2063.6 | 25 | 51590 | 51590
[10 empty] | 524093.99 | 524093.99
|  | TOTAL- | [6 empty] | 524093.99
NAVNEET PANDEY (JE LINE)
RAMNAGAR
Format of Monthly Inventory for Uploading on PTCUL Website
Name of Circle/ Zone:-400kv o&m circle Kashipur | [6 empty] | Name of Substation |  |  | 132kv s/s Bazpur
Name of Division 132 KV O&M Div. PTCUL KASHIPUR | [6 empty] | Stock Inventory for the Month of July.2025
SR. No. | Item Code | item Description | Unit | Quantity | [5 empty] | Book Value
|  |  |  | Useable | Unserviceable | Obsolete | Non-Moving | Scrap | Unit Rate
1 | II5I502005 | Double Tention fitting for panther conductor. | Set | 4 |  |  |  |  | 3230 | 12920
2 | II3I305004 | Armour rod for panther conductor. | Set | 3 |  |  |  |  | 910 | 2730
3 | II3I308001 | Bird Guard. | No. | 70 |  |  |  |  | 410 | 28700
4 | II3I301004 | Mid span joint for panther conductor. | No. | 16 |  |  |  |  | 510 | 8160
5 | II3I302004 | Ropier slave for panther conductor. | No. | 2 |  |  |  |  | 185 | 370
6 |  | Pilot Fitting for 70 KN Disc Insulator. | Nos. | 3 |  |  |  |  | 225 | 675
7 | II3I302004 | Repair sleeve for panther conductor. | Nos. | 2 |  |  |  |  | 210 | 420
8 | FF0F013001 | A' Normal Tower. | KG | 379 |  |  |  |  | 66.2 | 25089.8
9 |  | 120 KN Disc Insulator. | No | 32 |  |  |  |  | 120 | 3840
10 |  | ACSR Panther conductor old & used. | KM | 0.87 |  |  |  |  | 18000 | 15660
11 |  | Single tension fitting suitable for panther conductor. | Nos. | 8 |  |  |  |  | 3376.63 | 27013.04
12 |  | Repair sleeve. | Nos. | 1 |  |  |  |  | 900 | 900
13 |  | Single tension fitting suitable for panther conductor. | Nos. | 12 |  |  |  |  | 7003.3 | 84039.6
14 |  | single Suspension fitting suitable for panther conductor. | Nos. | 12 |  |  |  |  | 5835.1 | 70021.2
15 |  | Repair sleeve suitable for ACSR panther conductor. | Nos. | 12 |  |  |  |  | 690.3 | 8283.6
16 |  | Repair sleeve suitable for GS earth wire 7/10 SWG. | Nos. | 8 |  |  |  |  | 672.6 | 5380.8
17 |  | GI hanger as per sample. | Nos. | 8 |  |  |  |  | 2171.2 | 17369.6
18 |  | Vibration damper suitable for ACSR Panther conductor. | Nos. | 8 |  |  |  |  | 1823.1 | 14584.8
19 |  | vibration damper suitable for GS earth wire 7/10 SWG. | Nos. | 6 |  |  |  |  | 1085.6 | 6513.6
20 |  | Tension fitting suitable for GS Earth 7/10 SWG. | Nos. | 8 |  |  |  |  | 1616.6 | 12932.8
21 |  | Suspension fitting suitable for GS earth wire 7/10SWG. | Nos. | 8 |  |  |  |  | 1858.5 | 14868
[7 empty] | Total |  |  | 360471.84
Scrap
SR. No. | Item Code | item Description | Unit | Quantity | [5 empty] | Book Value
|  |  |  | Useable | Unserviceable | Obsolete | Non-Moving | Scrap
1 |  | Earth wire old & used,rusted and deteriorated | KG |  |  |  |  | 410 | 35 | 14350
[7 empty] | Total |  |  | 14350
|  | JE Name |  |  | AE Name |  |  |  |  | EE Name
Name of Zone: Kumoun Zone | [6 empty] | Month |  | 2025-07-01
Name of Circle: Kashipur
Name of Division:- 220 KV O&M Division Mahuakheraganj
Name of Substation:- 220 KV Substation Mahuakheraganj
S. No. | Item code | Name of Item | Unit | Unit rate in Rs. | Useable |  | Unserviceable |  | Non-Moving |  | Obsolete |  | Scrap
[5 empty] | Qty. | Total Amount in Rs. | Qty. | Total Amount in Rs. | Qty. | Total Amount in Rs. | Qty. | Total Amount in Rs. | Qty. | Total Amount in Rs.
1 |  | ACSR Conductor Zebra | Mtr. | 279.9 | 1018 | 284938.2
2 |  | ACSR Conductor Panther | Mtr. | 135 | 1535 | 207225
3 |  | GI Earth Wire 7/10 SWG | Mtr. | 49.95 | 388 | 19380.6
4 |  | IPS Aluminium Tube 4" | Mtr. | 18000 | 37 | 666000
5 |  | PVC Control Cable - W/o Armoured- 6x2.5mm |  | 202.65 | 100 | 20265
6 |  | HF Cable -Longest optical cable - | set | 29115 | 1 | 29115
7 |  | Tower Parts- GI | kg | 76.6 | 990 | 75834
8 |  | Line Isolator 220 KV Motorized with Earth Switch | no | 172759 | 1 | 172759
9 |  | Line Isolator 132 KV Motorized with Earth Switch | no | 162558 | 1 | 162558
10 |  | 220 KV Isolater Spare Support Insulator | No | 22950 | 7 | 160650
11 |  | 220 KV Isolater Spare Switch 220V Limit Switch for Motorized Isolators | Set | 5221 | 4 | 20884
12 |  | 132 KV Isolater Spare Jaws Contact Finger | No | 14185.2 | 1 | 14185.2
13 |  | 132 KV Isolater Spare Blade Male contact | No | 13046.8 | 2 | 26093.6
14 |  | 220 KV Isolater Spare Switch Control switch | no | 290 | 4 | 1160
15 |  | 33 KV Isolater Spare Isolator Rotating Assembly Motorized operating mechanism for Isolator | No | 60000 | 1 | 60000
16 |  | Disc Insulator 160 KN Porceline | No | 1610 | 26 | 41860
17 |  | Disc Insulator 120 KN Porceline | No | 999 | 54 | 53946
18 |  | Disc Insulator 90 KN | No | 599 | 14 | 8386
19 |  | Disc Insulator 90 KN | No | 1310 | 15 | 19650
20 |  | Disc Insulator 11 KV (11500 kg X pin | No | 860 | 143 | 122980
21 |  | PG Clamp Moose - Moose | No | 1080 | 6 | 6480
22 |  | PG Clamp Moose - Moose | No | 2599.65 | 20 | 51993
23 |  | PG Clamp Moose- Panther | no | 1685.48 | 10 | 16854.8
24 |  | PG Clamp Zebra- Zebra | No | 1123.7 | 4 | 4494.8
25 |  | PG Clamp Panther- Panther | No | 2365.9 | 38 | 89904.2
26 |  | C-wedge Clamp Moose- Moose | No | 2752.25 | 0 | 0
27 |  | C-wedge Clamp Zebra- Zebra | No | 2175.5 | 14 | 30457
28 |  | C-wedge Clamp Panther- Panther | No | 3957.72 | 60 | 237463.2
29 |  | Cleat type Clamp 7/10 SWG | No | 117 | 19 | 2223
30 |  | Mid Span Joint Zebra | No | 710 | 9 | 6390
31 |  | Mid Span Joint Panther | No | 1271.2 | 8 | 10169.6
32 |  | Mid Span Joint 7/10 SWG | No | 610 | 2 | 1220
33 |  | Repair Sleeve Zebra | No | 1072.6 | 1 | 1072.6
34 |  | Repair Sleeve Zebra | No | 410 | 8 | 3280
35 |  | Repair Sleeve Zebra | No | 576 | 5 | 2880
36 |  | Repair Sleeve Panther | No | 550.48 | 5 | 2752.4
37 |  | Repair Sleeve 7/10 SWG | No. | 550.48 | 5 | 2752.4
38 |  | Bird Guard | set | 710 | 2 | 1420
39 |  | Spacers Quard Moose | No. | 1710 | 4 | 6840
40 |  | Spacers Twin Moose | No | 1888 | 18 | 33984
41 |  | Single Tension Fitting 7/10 SWG | No | 810 | 12 | 9720
42 |  | Double Tension Fitting Panther | set | 5210 | 12 | 62520
43 |  | Single Suspension Fitting Zebra | No | 8128.9 | 2 | 16257.8
44 |  | Single Suspension Fitting Panther | No | 4494.6 | 2 | 8989.2
45 |  | Double Suspension Fitting Panther | No/set | 3610 | 13 | 46930
46 |  | Circuit Breaker Sapres 220KV Trip Coil Assembly | no | 13554 | 1 | 13554
47 |  | Circuit Breaker Sapres 220KV Closing Coil Assembly | no | 13776 | 1 | 13776
48 |  | Circuit Breaker Sapres 220KV Poles | No. | 719475 | 1 | 719475
49 |  | Circuit Breaker Sapres 132KV Poles | No. | 535725 | 1 | 535725
50 |  | Circuit Breaker Sapres 220KV Pressure Switch | no | 8892 | 1 | 8892
51 |  | Circuit Breaker Sapres 132KV 220V DC Trip Coil Assembly | no | 11231 | 1 | 11231
52 |  | Circuit Breaker Sapres 132KV 220V DC Closing Coil Assembly | no | 12443 | 1 | 12443
53 |  | Circuit Breaker Sapres 132KV Pressure Switch | no | 7885 | 1 | 7885
54 |  | Circuit Breaker Auxiliary switch Limit switch 220V DC | No | 979.72 | 0 | 0
55 |  | Circuit Breaker Auxiliary switch Density moniter switch | No | 22855 | 1 | 22855
56 |  | Circuit Breaker Auxiliary switch Density moniter switch | No | 19886 | 1 | 19886
57 |  | Circuit Breaker Auxiliary Contact 13No+13NC | No | 8361.95 | 4 | 33447.8
58 |  | Spring oprating Mechanism Triping spring | No | 12450.55 | 5 | 62252.75
59 |  | Circuit Breaker Accessories Molecular filter | set | 8896 | 3 | 26688
60 |  | Circuit Breaker Accessories Molecular filter | set | 8897 | 3 | 26691
61 |  | Circuit Breaker Accessories Opening Latch gear | set | 9883 | 1 | 9883
62 |  | Circuit Breaker Accessories Opening Latch gear | set | 8883 | 1 | 8883
63 |  | Circuit Breaker Accessories Opening dash pot | set | 18000 | 1 | 18000
64 |  | Circuit Breaker Accessories Opening dash pot | set | 14332 | 1 | 14332
65 |  | Circuit Breaker Accessories Closing dash pot | set | 16500 | 1 | 16500
66 |  | Circuit Breaker Accessories Closing dash pot | set | 16500 | 1 | 16500
67 |  | Circuit Breaker Accessories Closing Latch gear | set | 8500 | 1 | 8500
68 |  | Circuit Breaker Accessories Closing Latch gear | set | 7220 | 1 | 7220
69 |  | Circuit Breaker Accessories Operating counter | no | 2566 | 1 | 2566
70 |  | Circuit Breaker Accessories Operation counter | no | 2566 | 1 | 2566
71 |  | Miscellaneous Panel Spare - Switch - Control switch for breaker | no | 26567 | 4 | 106268
72 |  | Lighting Arrestor 220 KV | No | 63495 | 2 | 126990
73 |  | Lighting Arrestor 33 KV | No | 34992 | 1 | 34992
74 |  | Bus Post Insulator (without corona ring) with creepage distance of 6125 mm. - 245 kV | no | 36895 | 15 | 553425
75 |  | Bus Post Insulator (without corona ring) with creepage distance of 3625 mm. - 145 kV | no | 13770 | 4 | 55080
76 |  | Bus Post Insulator (without corona ring) with creepage distance of 3625 mm. - 145 kV | no | 20647 | 13 | 268411
77 |  | Relay - Trip circuit supervision relay - Trip ckt supervision relay | No | 68554 | 1 | 68554
78 |  | Relay - Auxiliary relay - Auxiliary relay 220V | no | 65478 | 2 | 130956
79 |  | Relay - Phase failure relay - Phase failure relay with UV/OV Relay (Minilec) auto reset, system voltage 415V AC | no | 1961 | 0 | 0
80 |  | Relay - Phase failure relay - Phase failure relay with UV/OV Relay (Minilec) auto reset, system voltage 415V AC | no | 2940.5 | 1 | 2940.5
81 |  | Relay - Diffrential Relay - Transformer differential protection relay with assesiores | no | 141340 | 1 | 141340
82 |  | Relay - Diffrential Relay - Reactor differential protection relayincluding all aux. CT and associated software | no | 79487 | 1 | 79487
83 |  | Relay - Disturbance Recorder - Disturbance recorder acquisition unitswith Software | no | 42000 | 1 | 42000
84 |  | Relay - Distance to fault locator - including mutual compasation units | no | 1600 | 1 | 1600
85 |  | Relay - Over load relay - with timer | no | 16200 | 1 | 16200
86 |  | Relay - Back up for protection relay - Back up for protection relay with 3O/C and 1 E/F element | no | 138674 | 1 | 138674
87 |  | Relay - Back up impedance relay - Back up impedance relay | set | 88657 | 1 | 88657
88 |  | Relay - Back up impedance relay - Back up imp relay | set | 9000 | 1 | 9000
89 |  | Relay - Restricted earth fault protection relay - with Non-linear resistor Type- SR350 relay | no | 139872 | 1 | 139872
90 |  | Relay - Over Fluxing Relay - Over fluxing relay | set | 900 | 1 | 900
91 |  | Relay - DC supervision relay - 220 KV & 132KV | no | 62558 | 2 | 125116
92 |  | Relay - Self reset trip relay - self reset trip relay for 220 Kv & 132 KV | no | 69887 | 2 | 139774
93 |  | Relay - Hand reset trip relay - Hand reset trip relay for 220 KV & 132 KV | no | 58976 | 2 | 117952
94 |  | Relay - Auto Reclose Relay - with Check Synchronising Relay and Dead Line Charging Relay(RAAAM) for 400, 220 &132 KV | no | 55438 | 2 | 110876
95 |  | Relay - Breaker failure relay - for 220 KV | no | 356 | 1 | 356
96 |  | Relay - Breaker failure relay - for 132 KV@240 | No | 240 | 1 | 240
97 |  | Relay - Flag relay - Flag relay 220 KV & 132 KV | No | 54789 | 2 | 109578
98 |  | Relay - Definite time relay - Definite time relay | no | 12559 | 1 | 12559
99 |  | Relay - Timer Relay - for 220 KV & 132 KV | No | 3224 | 2 | 6448
100 |  | Relay - Over Voltage Protection Relay - over voltage protection relay with timers | set | 18044 | 1 | 18044
101 |  | Relay - TP Deffental Proction Relay Setting 10-40% Ctr-1a Supply 220VDC - | No | 32665 | 1 | 32665
102 |  | Relay - TP O/C Relay 50-200%(Valtage Operated O CTR 1A, 90.3SEC) 220VDC - | No | 33256 | 1 | 33256
103 |  | Relay - 220VDC Earth Leakage Relay,Satting 3.7MA AUX Supply 230VAC - | No | 22987 | 1 | 22987
104 |  | Relay - TP Istant O/C Relay With Adj Defl Mani Time CTR-1A,200-800% - | No | 26556 | 1 | 26556
105 |  | Relay - Master Trip Relay Aux. Supply 220VDC 4NO+1 No. - | No | 28996 | 1 | 28996
106 |  | Relay - Insant E/F Relay With Adj Deft Mini Time,Ctr-1a,10-40% 220VDC - | No | 1137 | 2 | 2274
107 |  | Miscellaneous Panel Spare - Switch - AIR BREAKER SWITCH ,250A,220VDC, DP SWITCH | no | 9237 | 1 | 9237
108 |  | Miscellaneous Panel Spare - Switch - BREAKER CONTROL SWITCH DP 25A | No | 6589 | 1 | 6589
109 |  | Miscellaneous Panel Spare - Selector Switch - Volt meter-220 KV & 132 kV | No | 430 | 1 | 430
110 |  | Miscellaneous Panel Spare - Selector Switch - DP,16A,ON-OFF | no | 3565 | 1 | 3565
111 |  | Miscellaneous Panel Spare - Selector Switch - AMMTER-10A | no | 2546 | 1 | 2546
112 |  | Miscellaneous Panel Spare - Selector Switch - AMMTER-6A | no | 2223 | 1 | 2223
113 |  | Miscellaneous Panel Spare - Selector Switch - A/M -1P,2W,W/O OFF,6A | no | 6695 | 1 | 6695
114 |  | Miscellaneous Panel Spare - Selector Switch - A/M -3P,2W,W/O OFF,6A | no | 3365 | 1 | 3365
115 |  | Miscellaneous Panel Spare - Selector Switch - Synchornizing Selector Switch 220 KV & 132 KV | no | 342 | 2 | 684
116 |  | Miscellaneous Panel Spare - Synchornizing socket - 220 KV & 132 KV | No | 3524 | 2 | 7048
117 |  | Analog Meter - Frequency Meter - Frequency meter | No. | 12454 | 1 | 12454
118 |  | Analog Meter - Voltmeter - with Transducer for 132 KV | No. | 5512 | 2 | 11024
119 |  | Analog Meter - Voltmeter - 0-500V 415VAC | No | 9888 | 1 | 9888
120 |  | Analog Meter - Voltmeter - 0-500V,PTR-415VAC | No. | 9888 | 1 | 9888
121 |  | Analog Meter - Voltmeter - DC-75-0-75V WITH DC SHUNT CL-0 75MV | No. | 8856 | 1 | 8856
122 |  | Analog Meter - Ampere Meter - 0-1000A CTR CL-1.5 | No. | 7588 | 1 | 7588
123 |  | Analog Meter - Ampere Meter - 0-400 CTR CL-1.5 | No | 7588 | 1 | 7588
124 |  | Analog Meter - Ampere Meter - Amp meter DC -WITH DC SHUNT 0-75MV 90-0-200A | No. | 7588 | 1 | 7588
125 |  | Analog Meter - Ampere Meter - Amp meter with transducer for 220 KV & 132KV | No | 5512 | 4 | 22048
126 |  | Digital Meter - KWH (Energy meter) - KWH METER 3P,4W,LEAST COUNT-1KWH | No | 12556 | 1 | 12556
127 |  | Digital Meter - KW METER - KW METER 3P,4W,CTR-1A,90-800KWO | No | 12556 | 1 | 12556
128 |  | Miscellaneous- - Card - Carrier Equipment of Each type | Set | 345672 | 1 | 345672
129 |  | Miscellaneous- - Power supply - module of Bus- bar protection | No | 3000 | 1 | 3000
130 |  | Miscellaneous- - merosil - (Non linear resistor ) | No | 900 | 1 | 900
131 |  | Miscellaneous- - CT & PTs - Inter-posing CT & PTs each type | Set | 2400 | 1 | 2400
132 |  | plcc(carrier) Miscellaneous-items------ - Telephone 4 wire with necessary connecting cable - Telephone 4 wire with necessary connecting cable | set | 5674 | 2 | 11348
133 |  | plcc(carrier) Miscellaneous-items------ - Co-axial connector - Co-axial connector | set | 1356 | 2 | 2712
134 |  | plcc(carrier) Miscellaneous-items------ - Straight through joint - Straight through joint | set | 1234 | 1 | 1234
135 |  | plcc(carrier) Miscellaneous-items------ - Switch - Switch of each type (01 No. 8 LAN port Ethenet switch) | set | 52187 | 1 | 52187
136 |  | Contactor Air Break 30 Amp |  | 3391.4 | 2 | 6782.8
137 |  | MCB 50 V DC 32 A | no | 32000 | 1 | 32000
138 |  | MCCB 415 Volt AC Four pole 400A, Thermal Mag 80-100% setting | no | 19554 | 1 | 19554
139 |  | MCCB 415 Volt AC Four pole 63A, 10ka Thermal Mag 80-100% setting | no | 15447 | 1 | 15447
140 |  | MCCB 415 Volt AC Four pole 32A, Thermal Mag 80-100% setting | no | 13345 | 1 | 13345
141 |  | MCCB 220V DC Double Pole 250A, 4ka Thermal Mag 80-100% setting | no | 15248 | 1 | 15248
142 |  | MCCB 48V DC Double Pole 250A, 4ka Thermal Mag 80-100% setting | no | 13224 | 1 | 13224
143 |  | Annunciations Annunciations windows with necessary Annunciation relay for 220 KV & 132 KV | no | 10092 | 2 | 20184
144 |  | Terminal connector for bushing. HV-100 MVA | No | 2826.15 | 2 | 5652.3
145 |  | Terminal connector for bushing. LV-100 MVA | No | 1170 | 2 | 2340
146 |  | Terminal connector for bushing. HV-80 MVA | No | 2712.65 | 2 | 5425.3
147 |  | Oil Transformer Oil | LTR | 73.16 | 700 | 51212
148 |  | Current Transformer 145KV 800/400/1 A 5 core Accuracy 0.2 | no | 171270 | 2 | 342540
149 |  | Current Transformer 145KV 400/200/1A 5 core Accuracy 0.2 | no | 209975 | 1 | 209975
151 |  | PT (Potential Transformer) PT 1-phase, 33KV/110 Volt - | No | 56563 | 2 | 113126
152 |  | Grading capacitors 220KV |  | 181000 | 1 | 181000
153 |  | Grading capacitors 132KV | No | 181000 | 1 | 181000
154 |  | Battery Charger Relay 220V DC DC Instant U/V Relay With Contineous Setting 40-48%AUX | no | 25623 | 1 | 25623
155 |  | Battery Charger Relay 220V DC Instant ,O/V Relay Setting 110% Aux 230VAC | no | 15662 | 1 | 15662
156 |  | Battery Charger Relay 220V DC Instant ,O/V Relay Setting 95% Aux 230VAC | no | 13554 | 1 | 13554
157 |  | Battery Charger Relay 220V DC Set of Rely | no | 6574 | 1 | 6574
158 |  | Battery Charger Relay 48V DC Instant ,U/V Relay Setting 95% Aux 230VAC | no | 18321 | 1 | 18321
159 |  | Battery Charger Relay 48V DC Instant ,O/V Relay Setting 110% Aux 230VAC | no | 18552 | 1 | 18552
160 |  | Battery Charger Spares 220V DC Thyristor/diode | Set | 3452 | 1 | 3452
161 |  | Battery Charger Spares 220V DC Set of conntractor | Set | 2345 | 1 | 2345
162 |  | Battery Charger Spares 220V DC Set of woun resistor | Set | 2432 | 1 | 2432
163 |  | Battery Charger Spares 220V DC Set of Switches | Set | 456 | 1 | 456
164 |  | Battery Charger Spares 220V DC Potentiometer | No | 1987 | 1 | 1987
165 |  | Battery Charger Spares 48V DC Fuse of thyristor with indicator | No | 987 | 6 | 5922
166 |  | Battery Charger Spares 48V DC Set of wound resistor | Set | 2087 | 1 | 2087
167 |  | Battery Charger Spares 48V DC Set of Switches | Set | 456 | 1 | 456
168 |  | Battery Charger Spares 48V DC Potentiometer | No | 1564 | 1 | 1564
169 |  | Battery Spares Inter cell connector with bolts and nuts for 300 AH | No | 1699 | 7 | 11893
170 |  | Rubber Gaskets rings and seals for SF6 gas (complete replacement for one breaker) | Set | 2878 | 1 | 2878
171 |  | Closing coils with resistors. | No. | 8456 | 2 | 16912
172 |  | fixed, moving and arcing contacts including insulating nozzles for one pole of CB. | Set | 15326 | 1 | 15326
173 |  | Pressure gauges & coupling devices of each type. | set | 26553 | 1 | 26553
174 |  | All types of coupling for SF6 gas. | No. | 8859 | 1 | 8859
175 |  | Terminal pads and connectors. | No. | 12886 | 2 | 25772
176 |  | Corona rings. | No. | 30256 | 1 | 30256
177 |  | Control Relay. | No. | 8992 | 8 | 71936
178 |  | Control Valves. | Set | 38000 | 1 | 38000
179 |  | Copper contact fingers for female and male contacts. | Set | 12456 | 1 | 12456
180 |  | Terminals Connectors. | No. | 5233 | 2 | 10466
181 |  | Terminal Pads. | No. | 4222 | 6 | 25332
182 |  | Rotor housing bearing assembly. | No. | 32236 | 2 | 64472
183 |  | Corona shielding ring of each type. | Set | 2900 | 4 | 11600
184 |  | Bearings . | Set | 12856 | 2 | 25712
185 |  | Interlocking coils with resistor. | No. | 4465 | 5 | 22325
186 |  | Rubber gaskets rings and seals for SF6 gas (complete replacement for one breaker). | Set | 2478 | 1 | 2478
187 |  | Trip coils with resistor. | No. | 8896 | 4 | 35584
188 |  | Closing coils with resistorss. | No. | 8698 | 4 | 34792
189 |  | Fixed, moving and arcing contacts including insulating nozzles for one pole of CB. | Set | 13458 | 1 | 13458
190 |  | Pressor gage and coupling device of each type | set | 22648 | 1 | 22648
191 |  | All types of coupling for SF6 gas. | No. | 7884 | 1 | 7884
192 |  | Terminals pads and connectors. | No. | 11886 | 2 | 23772
193 |  | Corona rings. | No. | 30256 | 1 | 30256
194 |  | Control Relay. | No. | 8233 | 8 | 65864
195 |  | Resister. | No. | 8852 | 1 | 8852
196 |  | Control Valves. | Set | 38000 | 1 | 38000
197 |  | Wattmeter with Transducer for 220 KV & 132 KV. | No. | 12232 | 2 | 24464
198 |  | VAR meter with Transducer for 220 Kv & 132 KV. | No. | 12232 | 2 | 24464
199 |  | Semaphore Indicator for Earth Switch 220 KV & 132 KV. | No. | 5234 | 4 | 20936
200 |  | Trip Transfer Switch 220 KV & 132 KV. | No. | 22645 | 2 | 45290
201 |  | Set of prints for EPAX(24/8). | Set | 189786 | 1 | 189786
202 |  | Set of Prints for Protection coupler. | Set | 198067 | 1 | 198067
203 |  | Shaft sleeves for HVW spray pumps. | Set | 4223 | 1 | 4223
204 |  | Self starter. | No. | 42400 | 1 | 42400
205 |  | Shaft sleeves for hydrant pumps and jockey pump. | Set | 4223 | 1 | 4223
206 |  | Quartzoid Bulb Detector. | No. | 654 | 5 | 3270
207 |  | Projector(merxles). | No. | 1050 | 2 | 2100
208 |  | Deluge Valve. | Set | 8100 | 1 | 8100
209 |  | Isolation Valve(each size). | Set | 8997 | 1 | 8997
210 |  | electrical Control panel Annunciation printed circuit board in the control panel. | Set | 15000 | 1 | 15000
211 |  | strainer. | No. | 1447 | 1 | 1447
212 |  | level Switch. | No. | 1872 | 1 | 1872
213 |  | safety valve for hydro pneumatic system. | No. | 4785 | 1 | 4785
214 |  | Pressure switch . | No. | 4380 | 1 | 4380
215 |  | Bronze pipe fited with nozzle & guide coupling. | No. | 3750 | 1 | 3750
216 |  | Hydrant Valve. | No. | 8755 | 1 | 8755
217 |  | Pressure Gauge. | No. | 1980 | 1 | 1980
218 |  | Self starter assembly for DG set. | No. | 46558 | 1 | 46558
219 |  | Soleniod coil assembly for DG Set. | No. | 26445 | 1 | 26445
220 |  | Switches for DG Set. | Set | 9098 | 1 | 9098
221 |  | Timer for DG. | Set | 22557 | 1 | 22557
222 |  | D.C Starter assembly with clutch engaging and disengaging arrngement complet with motor for DG. | No. | 25664 | 1 | 25664
223 |  | High water temperature safety control for DG. | No. | 2022 | 1 | 2022
224 |  | AVR Card type For DG. | No. | 28776 | 1 | 28776
225 |  | Inter cell connector with bolts and nuts for 500 AH. | No. | 1899 | 10 | 18990
226 |  | Fuse of thyristor with indicator for 220 V. | No. | 1123 | 6 | 6738
227 |  | AUX RELAY WITH 2NO SELF RESET CONTACT 220VDC. | No. | 22323 | 1 | 22323
228 |  | Restrited earth fault protection relay | No. | 34600 | 2 | 69200
229 |  | CURRENT TRANSFORMER 1000/1A,15VA,CL-1. | No. | 32996 | 2 | 65992
230 |  | CURRENT TRANSFORMER 400/1A,15VA,CL-1. | No. | 28996 | 2 | 57992
231 |  | CURRENT TRANSFORMER 400/1A,15VA,CL-5PS. | No. | 26556 | 1 | 26556
232 |  | VOLTAGE TRANSFORMER SINGLE PHASE 415/3,110/3.50VA,CL-0.5. | No. | 26223 | 1 | 26223
233 |  | Terminal connector on 216 kv kv LA to suit single moose ACSR. | No. | 810 | 1 | 810
234 |  | Terminal connector (through)on 216 kv kv LA to suit single moose ACSR. | No. | 810 | 1 | 810
235 |  | Terminal Connector on 132 Kv Wave trap to suit single moose ACSR (Top Terminal). | No. | 810 | 1 | 810
236 |  | Expension type terminal connector on 245 kv CB to suit 4" EH IPS AL Tube. | No. | 5220 | 1 | 5220
237 |  | Expension type terminal connector on 245 kv centre break isolator to suit 4" EH IPS AL Tube. | No. | 5220 | 1 | 5220
238 |  | Terminal connector suitable for 4"EH IPS AL Tube on main way & single moose ACSR on branch way | No. | 2430 | 1 | 2430
239 |  | Expension type terminal connector suitable for 4"EH IPS AL Tube for tandem isolator. | No. | 5220 | 2 | 10440
240 |  | Terminal connector on 245 kv tandem isolator to suit single moose ACSR with 250 mm sub conductor spacing. | No. | 810 | 3 | 2430
241 |  | Sliding(through) type terminal connector on 220 kv BPI to suit 4" Eh IPS AL Tube.@1620.0 | No. | 1620 | 3 | 4860
242 |  | Expension type terminal connector on 220 kv BPI to suit 4" Eh IPS AL Tube.@6480.0 | No. | 6480 | 1 | 6480
243 |  | T connector to suit single moose ACSR on both main & branch way . | No. | 1080 | 0 | 0
244 |  | Corona bell suitable for 4"EH IPS AL Tube. | No. | 1530 | 3 | 4590
245 |  | Connector for 220 kV Circuit Breaker. | No. | 1935 | 3 | 5805
246 |  | Twin Moose Turn buckle tension assambly 220 KV | No. | 16020 | 3 | 48060
247 |  | without turn buckle tension assambly. | No. | 14220 | 3 | 42660
248 |  | twin Moose Suspension assambly. | No. | 6300 | 1 | 6300
249 |  | Single moose tension assambly. | No. | 5940 | 3 | 17820
250 |  | single moose droping assambly. | No. | 5940 | 1 | 5940
251 |  | Clamp for 220 KV Isolator suit for single Moose ACSR. | No. | 1380.6 | 2 | 2761.2
252 |  | Interconnector between single moose ACSR to 4"AL Tube. | No. | 2678.6 | 4 | 10714.4
253 |  | Single moose Through Clamp assambly. | No. | 5940 | 1 | 5940
254 |  | Expension type Terminal connector on 145 kv CB to suit 3" EH IPS AL Tube. | No. | 4680 | 2 | 9360
255 |  | Rigid type terminal connector on 145 kv isolator to suit 3" IPS AL Tube. | No. | 1764 | 4 | 7056
256 |  | Corona Bell suitable for 3" EH IPS AL Tube. | No. | 1044 | 3 | 3132
257 |  | Interconnector between 3"EH IPS AL tube & Single moose ACSR. | No. | 2070 | 2 | 4140
258 |  | Extension type terminal connector suitable for 3"EH IPS AL Tube for tandem isolator. | No. | 4680 | 2 | 9360
259 |  | Sliding (through) type terminal connector suitable for 3"EH IPS AL Tube for tandem isolator. | No. | 1980 | 1 | 1980
260 |  | Terminal Connector on 245 kv tandem isolator to suit single moose ACSR. | No. | 810 | 3 | 2430
261 |  | Sliding (through) type terminal connector on 132 kv BPI to suit 3"EH IPS AL Tube. | No. | 1404 | 3 | 4212
262 |  | T connector to suit single moose ACSR on both and branch way. | No. | 1080 | 3 | 3240
263 |  | Clamp for 132 KV CVT. | No. | 1485 | 1 | 1485
264 |  | Single moose tension assambly 132 KV. | No. | 4141 | 1 | 4141
265 |  | Single moose Through Clamp assambly132 KV. | No. | 4140 | 3 | 12420
266 |  | Terminal connector for 132 KV Isolator suitable for single moose ACSR . | No | 1288.22 | 3 | 3864.66
267 |  | Clamp for 132 KV Isolator. | No | 2077.05 | 0 | 0
268 |  | Terminal Connector on 33Kv LA suit twin moose ACSR. | No. | 2340 | 1 | 2340
269 |  | Terminal Connector (Through) on 33Kv LA twin moose ACSR. | No. | 2340 | 1 | 2340
270 |  | Terminal Connector on horn Gap fuse to suit twin moose ACSR with 250mm sub conductor spacing | No. | 2340 | 1 | 2340
271 |  | Terminal Connector to suit Quard Moose ACSR on main and twin moose ACSR on branch way . | No. | 4500 | 8 | 36000
272 |  | Terminal Connector on 33Kv bushing of 132/33Kv &33/.44Kv Transformer to suit moose ACSR. | No. | 2700 | 1 | 2700
273 |  | Twin Moose tension assambly. | No. | 5940 | 6 | 35640
274 |  | Twin moose droping assambly. | No. | 5940 | 6 | 35640
275 |  | Twin moose Through Clamp assambly. | No. | 6300 | 3 | 18900
276 |  | Quad moose tension assambly with turn buckle . | No. | 17640 | 3 | 52920
277 |  | Quad moose tension assambly without turn buckle. | No. | 17640 | 3 | 52920
278 |  | single ACSR panther Tension assambly. | No. | 1561 | 6 | 9366
279 |  | Single through clamp assemble for ACSR panther | No. | 4676 | 5 | 23380
280 |  | Motorized operating Mechanism for Isolator | No. | 15000 | 3 | 45000
281 |  | Twine moose 250 mm sub conductor spacing to single ACSR panther clamp. | No. | 2820.4 | 3 | 8461.2
282 |  | Cell of Standard qualilty suitable for 33 KV 5 MVAR Capacitor bank. | Job/no | 111911 | 1 | 111911
283 |  | Terminal Clamp for 33 KV PT to suit twine moose ACSR with 250 mm sub conductor spacing. | No. | 2454.4 | 4 | 9817.6
284 |  | pilot fitting (90 KN Disc insulator. | No | 1310 | 5 | 6550
285 |  | pilot fitting for ACSR Zebra conductor. | Set | 1713 | 16 | 27408
286 |  | Pipe type earthing | No. | 9110 | 1 | 9110
287 |  | come along clamp automatic type suitable for 7/10 SWG earth wire upto intial sag tension made up to dia casted galvenized steel. | No. | 13563.3 | 4 | 54253.2
288 |  | Come along clamps bolted type with four number G.I. nut/bolts 7/10 SWG earth wire. | No. | 14528 | 4 | 58112
290 |  | Air Break contactor (siemens make) | no. | 1472.75 | 2 | 2945.5
291 |  | Anti pumping relay | no | 13196.81 | 6 | 79180.86
292 |  | Timer | no | 1473.64 | 2 | 2947.28
293 |  | MCB 16 Amp. 4 pole . | No. | 1961 | 0 | 0
294 |  | Clamp for 220 KV Isolator | No. | 4066.25 | 4 | 16265
296 |  | Terminal connector on 245 kv central break Isolator to suit 4 EH IPS AL TUBE | No. | 3877.48 | 2 | 7754.96
297 |  | Over load relay (siemence make) range 5 to 8 Aamp. For marshlling box. | No. | 1958.7 | 1 | 1958.7
298 |  | Copper contact fingers for female and male contact 245 KV 1600 Amp@ 15938.2 | No. | 15937.2 | 2 | 31874.4
299 |  | Terminal connector on 245 KV suit 4" EH IPS AL Tube @3085.7 | No. | 3086 | 3 | 9258
300 |  | Copper contact fingers for female and male contact 245 KV 800 Amp@ 14726.4 | No. | 14726.4 | 2 | 29452.8
301 |  | Bimetal relay range .9 to 1.5 Amp. | No. | 1961.2 | 1 | 1961.2
302 |  | Terminal connector on 245 KV Wave Trap to suit single moose ACSR(as per sample) | No. | 3646.05 | 5 | 18230.25
303 |  | Terminal connector on 245 KV CVT to suit single moose ACSR(as per sample) | No. | 1569.6 | 4 | 6278.4
304 |  | 245 KV 800/400/1A CT Clamp to suit single moose ACSR (as per sample) | No. | 3646.05 | 5 | 18230.25
305 |  | Rigid type terminal connector ON 245 KV Isolator to suit 4" EH IPS AL Tube (as per sample) | No. | 3646.05 | 5 | 18230.25
306 |  | Terminal connector on 245 KV Cente break isolator to suit single moose ACSR with 250 mm sub conductor spacing(as per sample) | No. | 1569.6 | 5 | 7848
307 |  | Terminal connector suitable for 4" EH IPS AL Tube on main way & single moose ACSR on branch way(as per sample) | No. | 3646.05 | 4 | 14584.2
308 |  | Receive back old repairable D-60 Line 1 Distance Protection relay | No. | 20000 | 1 | 20000
309 |  | Copper flexible bond | No. | 587.64 | 2 | 1175.28
310 |  | 245 KV outdoor Capacitive Voltage Transformer 1 ph 4400 PF with accurecy class0.2 | No. | 406392 | 1 | 406392
311 |  | 120 kv KV Surge aarestor | No. | 57997 | 1 | 57997
312 |  | MCB 63 Amp. 4 pole | No. | 2944.1 | 1 | 2944.1
313 |  | Receive Back old D400 firware version 2.75 | No. | 25000 | 2 | 50000
314 |  | MCB 6 Amp double pole DC | No. | 1958.8 | 1 | 1958.8
315 |  | RCCB 63 Amp 4 Pole | No | 7369.1 | 0 | 0
316 |  | 132 KV Tripping/Closing Coil 220 Volt DC | No | 5894.1 | 4 | 23576.4
317 |  | 132 KV Dismental Tower Materials old & used | Kg | 8.26 | 1552 | 12819.52
318 |  | Disc Insulator Old & Used 70 KN | No | 66 | 54 | 3564
319 |  | ACSR Panther Conductor/Earthwire old & used in pices | meter | 19.56 | 1342 | 26249.52
320 |  | 132 KV Suspension H/F Set old & used | SET | 363 | 6 | 2178
321 |  | 220 KV Dismental Tower Materials old & used | Kg | 8.26 | 4730 | 39069.8
322 |  | Disc Insulator Old & Used 90 KN | No | 45 | 84 | 3780
323 |  | ACSR Zebra Conductor/Earthwire old & used in pises | meter | 34.7 | 1312 | 45526.4
324 |  | 220 KV Suspension H/F Set old & used | SET | 596 | 6 | 3576
325 |  | Phase Failure Relay | No | 7077.64 | 3 | 21232.92
326 |  | N S Type Fuse different 20/16/10/6/2A | No | 376.42 | 10 | 3764.2
328 |  | Old & used ACSR Zebra Conductor | Kg. | 34.7 | 73495 | 2550276.5
329 |  | Old and used Disc insulator 160 KN | No | 40 | 4140 | 165600
330 |  | Old and used Vibration Damper Zebra | No | 20 | 310 | 6200
331 |  | Old and used single tension fitting Zebra | No | 50 | 110 | 5500
332 |  | Old and used single suspension fitting Zebra | No | 55 | 63 | 3465
333 |  | Old and used Double tension fitting Zebra | No | 100 | 48 | 4800
334 |  | Old and used single suspension pilot fitting Zebra | No | 100 | 10 | 1000
335 |  | Old and used Disc insulator 90 KN | No | 45 | 882 | 39690
336 |  | L.E.D. Tube Light 36 Watt | No. | 1116.64 | 0 | 0
337 |  | 2 Core 4 mm PVC Copper armed Cable | Meter | 113.52 | 230 | 26109.6
339 |  | Old and uses ACSR Zebra Conductor in Pices | kg | 34.7 | 1990 | 69053
340 |  | Old and used Disc insulator 160 KN | No. | 40 | 360 | 14400
341 |  | Old and used Double tension fitting Zebra | No. | 50 | 24 | 1200
342 |  | Old and used vibrating damper Zebra | No. | 20 | 24 | 480
343 |  | Copper JAW 1600 Amp 33 KV | No. | 9178 | 3 | 27534
344 |  | Blade 1600 Amp 33 KV | No. | 10001.67 | 2 | 20003.34
345 |  | Terminal connector to twine moose ACSR on branch way | No. | 3234.38 | 3 | 9703.14
346 |  | T CLAMP SUITABLE FOR 220 KV CVT | No. | 2478 | 4 | 9912
347 |  | Closing coil 220 volt DC suitable for 220 KV (Areva make) Circuit Breaker | No. | 7310.1 | 4 | 29240.4
348 |  | Tripping coil 220 volt DC suitable for 220 KV (Areva make) Circuit Breaker | No. | 7310.1 | 4 | 29240.4
349 |  | Closing coil 220 volt DC suitable for 33 KV (ABB make) Circuit Breaker | No. | 5881.1 | 2 | 11762.2
350 |  | Tripping coil 220 volt DC suitable for 33 KV (ABB make) Circuit Breaker | No. | 5882.3 | 3 | 17646.9
352 |  | ACSR Moose Conductor | Meter | 300000 | 1.37 | 411000
353 |  | Dry Battery Cell 50 AH, 2 Volt | No. | 14245.8 | 8 | 113966.4
354 |  | Terminal Connector cell | No. | 962.77 | 8 | 7702.16
356 |  | 220 KV, 1600 Amp, Aluminium alloy made Expension type terminal connector suitable for 4" AL IPS Tube as per sample | No. | 6185.56 | 3 | 18556.68
357 |  | 220 KV, 1600 Amp, Aluminium alloy made Sliding (through) type terminal connector suitable for 4" AL IPS Tube as per sample | No. | 3348.84 | 3 | 10046.52
358 |  | 220 KV, 1600 Amp, Aluminium alloy made terminal connector suitable for 4" AL IPS Tube to center break isolator as per sample | No. | 4707.02 | 2 | 9414.04
359 |  | 220 KV, 1600 Amp, Aluminium alloy made terminal connector suitable twine moose ACSR (on main) and single moose ACSR (on branch ways) as per sample | No. | 2704.56 | 4 | 10818.24
360 |  | 132 KV, 1600 Amp, Aluminium alloy made CT Clamp suitable for 3" AL IPS Tube as per sample | No. | 3530.56 | 4 | 14122.24 |  |  | #REF!
361 |  | Old & used ACSR Zebra Conductor | Kg. | 34.7 | 77730 | 2697231
362 |  | Old and used Disc insulator 160 KN | No | 40 | 4384 | 175360
363 |  | Old and used Disc insulator 90 KN | No | 45 | 860 | 38700
364 |  | Old and used single suspension fitting Zebra | No | 55 | 63 | 3465
365 |  | Old and used single tension fitting Zebra | No | 50 | 204 | 10200
366 |  | Old and used Double tension fitting Zebra | No | 100 | 48 | 4800
367 |  | Old and used single suspension pilot fitting Zebra | No | 100 | 12 | 1200
368 |  | Old and used Vibration Damper Zebra | No | 20 | 345 | 6900
370 |  | HTLS Conductor equivalent to ACSR Zebra conductor (including 2.55 sag +wastages+S/S end conductor) CCC Type | km | 1 | 2.4 | 2.4
371 |  | Single suspansion assembly hardware | No. | 1 | 6 | 6
372 |  | Single suspansion pilot assembly hardware | No. | 1 | 3 | 3
373 |  | Single Tension assembly | No. | 1 | 24 | 24
374 |  | Double suspansion assembly hardware | No. | 1 | 6 | 6
375 |  | Double Tension assembly | No. | 1 | 6 | 6
376 |  | Vibration Dampers | No. | 1 | 16 | 16
377 |  | Mid span joint | No. | 1 | 4 | 4
378 |  | Repair Sleeves | No. | 1 | 3 | 3
379 |  | T Clamp for both end | No. | 1 | 6 | 6
380 |  | Terminal pads without holes | No. | 1 | 6 | 6
381 |  | Terminal pads with holes | No. | 1 | 6 | 6
382 |  | 160 KN Polymer Long Rod Insulator | No. | 1 | 36 | 36
383 |  | 90 KN Polymer Long Rod Insulator | No. | 1 | 21 | 21
|  | 145 KV Outdoor CVT of Standard quality 5 core (04 Protection of PS Accuracy class and 1 Metering core of 0.2 Accuracy class)1 Ph. | No. | 159300 | 1 | 159300
|  | SF-6 Gas | Kg | 5894.1 | 60 | 353646
|  | Silica Gel | Kg | 295 | 0 | 0
|  | Supply of special type 33 KV Isolator Jaw rating of 800 Amp with heavy duty copper fingur and tension spring and provided heavy duty aluminium pad for termination 7 G.I. frame as per sample | No. | 6841.54 | 1 | 6841.54
|  | Supply of special type 33 KV Isolator Blade with capacity 800 Amp with heavy duty copper materials with stand for fixing of 800 Amp special type clamps for fixing of Blade at pot and water caps/shielding plates for Jaw as per sample | No. | 4887.62 | 0 | 0
|  | Supply of 33 KV, 1600 Amp CT Clamps suitable for CT to twin moose conductor connection as per sample | No. | 3382.259 | 0 | 0
|  | Supply of 33 KV, 1600 Amp CB Clamps suitable for 33 KV CB to Twin moose conductor connection as per sample | No. | 3382.259 | 0 | 0
|  | Supply of 33 KV, 1600 Amp isolator clamps suitable for isolator to twin moose conductor connection as per sample | No. | 3382.259 | 2 | 6764.518
|  | Supply of 220 KV, 1600 Amp CT Clamps suitable for CT to single moose conductor connection as per sample | No. | 2837.43 | 6 | 17024.58
|  | 132 KV, 800 Amp, CT Clamps suitable for 4" IPS Tube to single moose conductor connection | No. | 2837.43 | 6 | 17024.58
|  | single Tension fitting (120 KN) for ACSR Panther Conductor | No. | 7269.7 | 8 | 58157.6
|  | C-Wedge Clamp suitable for moose connection | No. | 3088.89 | 5 | 15444.45
|  | 245 KV Outdoor Current Transformer 1 P Ratio 1600/800/400/1A 5 core Having accuracy class 0.2S | No. | 622327.28 | 2 | 1244654.56
|  | 33 KV CT 1 P Ratio (400/200/1A 3 core Having accuracy class 0.2S | No. | 88984.98 | 7 | 622894.86
|  | Receive back old and used Nitrojen FEC Panel | Set | 475328 | 1 | 475328
|  | Closing coil CGL Make SF-6 Gas Circuit Breaker | No. | 17700 | 2 | 35400
|  | Tripping coil CGL Make SF-6 Gas Circuit Breaker | Set | 35400 | 1 | 35400
|  | Closing coil CGL Make Vacuum Circuit Breaker | No. | 11800 | 2 | 23600
|  | Tripping coil CGL Make Vacuum Circuit Breaker | Set | 23600 | 1 | 23600
|  | 132 KV Line Protection Panel | No. | 628830 | 0 | 0
|  | RCCB 100A, 4 Pole, 440 Volts | No. | 8834.66 | 2 | 17669.32
|  | RCCB 63A, 4 Pole, 440 Volts | No. | 7363.2 | 1 | 7363.2
|  | MCB 40/32A, 3 Pole, 440 Volts | No. | 2944.1 | 3 | 8832.3
|  | MCB 6/3A, 2 Pole, 240 Volts | No. | 1882.1 | 3 | 5646.3
|  | MCB 32/16A, 2 Pole, 240 Volts | No. | 1412.46 | 10 | 14124.6
|  | MCB 10A, 1 Pole,DC 220 Volts | No. | 2000.1 | 3 | 6000.3
|  | PVC Coated flexible copper wire of 2.5 sqm size of different colour, ISI Mark | Meter | 32.75 | 200 | 6550
|  | PVC Coated flexible copper wire of 1.5 sqm size of different colour, ISI Mark | Meter | 21 | 100 | 2100
|  | TNC(Tripping and closing switch) | No. | 5882.3 | 0 | 0
22541008.168
384 |  | Templates non G.I.(old and used) | Kg | 99.9 | [8 empty] | 1904.2 | 190229.58
385 |  | Templates G.I.(old and used) | Kg | 76.6 | [8 empty] | 6685 | 512071
386 |  | Old used and burnt clamps Connector @40.0 | Kg | 40 | [8 empty] | 0 | 0
387 |  | Old and Burnt and melted clamps20 | Kg | 20 | [8 empty] | 0 | 0
388 |  | Damaged /faulty Charging motor suitable for 33 KV ABB Make circuit breaker. | No. | 2500 | [8 empty] | 0 | 0
389 |  | Faulty Main-2 Distance relay P442 (AREVA make) | No. | 1500 | [8 empty] | 0 | 0
390 |  | Damaged old battery cell 12 V 65 AH | No. | 100 | [8 empty] | 4 | 400
391 |  | Faulty Bay Control Unit.@2500 | No. | 2500 | [8 empty] | 0 | 0
392 |  | Faulty and burnt RXMD2 Relay(CVT Selection Relay) | Set | 500 | [8 empty] | 0 | 0
393 |  | Damaged 2 Volt 500 AH (VRLA type )Battery cells | No. | 100 | [8 empty] | 133 | 13300
394 |  | Burne & damage CT 220 KV 1600/800/1A | No. | 2500 | [8 empty] | 0 | 0
395 |  | Damaged 2 Volt 300 AH (VRLA type )Battery cells | No. | 100 | [8 empty] | 28 | 2800
396 |  | Faulti Magnetic Pickup | No. | 100 | [8 empty] | 1 | 100
397 |  | Unused brunt melted Clamps connector and aliminium conductor Scrap | Kg | 20 |  | 20 | 0 | 0
398 |  | Receive back Repaired 220 kv breaker (areva make) spring operating mechanism | No. | 25000 | 1 | 25000
399 |  | Receive Back faulty 132 KV spring operaing mechnism | No. | 2500 | 1 | 2500
400 |  | Receive back Old and Burnt and melted clamps | No. | 20 | [8 empty] | 15 | 300
401 |  | 132 KV Dismental Tower Materials old & used | Kg | 8.26 | [8 empty] | 1518 | 12538.68
402 |  | 220 KV Dismental Tower Materials old & used | Kg | 8.26 | [8 empty] | 2056 | 16982.56
403 |  | Receive back Old and burnt Terminal connector | Kg | 20 | [8 empty] | 0 | 0
404 |  | ACSR moose Conductor (old & used) | Kg | 20 | [8 empty] | 0 | 0
405 |  | Receive back Old crack/damage 120 KV Surge arrester | Set | 17565 | [8 empty] | 1 | 17565
406 |  | Receive back Old and damaged 220 KV CT 1600 Amp. | No. | 10000 | [8 empty] | 1 | 10000
407 |  | Receive back Old and damaged 220 KV CT 1600 Amp. | No. | 2500 | [8 empty] | 1 | 2500
408 |  | Receive back old and brunt clamp &connector and aluminium conductor | Kg. | 20 | [8 empty] | 40 | 800
409 |  | Receive Back damaged/incomplete CB. ABB Make | No. | 2000 | [8 empty] | 1 | 2000
410 |  | Receive back Old and damaged 220 KV CT 1600 Amp. | No. | 2500 | [8 empty] | 1 | 2500
|  | Receive Back old and damaged clamp and connectors | Kg | 20 | [8 empty] | 10 | 200
|  | Receive Back old and damaged aluminium conductor | Kg | 20 | [8 empty] | 50 | 1000
|  | Receive Bacl old 33 KV Circuit Breaker ABB Make | No | 33660 | 1 | 33660
|  | Receive Back old Current Transformer 220 KV, 1600 Amp | No | 45900 | 4 | 183600
|  | Receive Back old Current Transformer 220 KV, 1600 Amp | No | 45900 | 1 | 45900
|  | Receive Back old and damaged 33 KV Outdoor Vacuum circuit breaker alongwith structure | No | 2500 | 1 | 2500
|  | Receive back old and dammaged 800/400/1A CT | No | 1000 | 1 | 1000
|  | Receive back old and dammaged 800/400/1A CT | No | 500 | 2 | 1000
|  | Receive Back old and damaged 33 KV Outdoor Vacuum circuit breaker alongwith structure | No. | 2500 | 1 | 2500
|  | Receive back old and dammaged 800/400/1A CT | No. | 1000 | 1 | 1000
|  | Receive back old and dammaged 800/400/1A CT | No. | 500 | 2 | 1000
|  |  | Total |  |  | 290660 |  | 0 | [5 empty] | 785286.82
22831668.168
|  |  | G.Total |  |  | 23616954.988
[10 empty] | Singnature of J.E. |  |  | Date:-
[10 empty] | Singnature of A.E. |  |  | Date:-
[10 empty] | Singnature of E.E. |  |  | Date:-
T&P 220 KV S/S Mahuakheraganj
S. No. | Item code | Name of Item | Unit | Unit rate in Rs. | Useable |  | Unserviceable |  | Non-Moving |  | Obsolete |  | Scrap
[5 empty] | Qty. | Total Amount in Rs. | Qty. | Total Amount in Rs. | Qty. | Total Amount in Rs. | Qty. | Total Amount in Rs. | Qty. | Total Amount in Rs.
1 |  | Computer Chair | No. | 10083.6 | 6 | 60501.6
2 |  | Table T-8 | No. | 8365.72 | 8 | 66925.76
3 |  | Godrej Table T-9 | No. | 12752.83 | 2 | 25505.66
4 |  | Computer Table | No. | 8263.73 | 6 | 49582.38
5 |  | Single Sleeve Pulley Block | No. | 2826.2 | 1 | 2826.2
6 |  | Raincoat with cap | No. | 1010.2 | 5 | 5051
7 |  | Safety Belt | No. | 1055.6 | 5 | 5278
8 |  | Rubber Gum Boots | Pair | 1021.5 | 5 | 5107.5
9 |  | D.F.Hammer | No. | 499.4 | 1 | 499.4
10 |  | Fire Fightng Equipment Fire Bucket | No | 325.66 | 18 | 5861.88
11 |  | Unitezed Table T-104 | No. | 16893 | 1 | 16893
12 |  | Unitezed Table T-102 | No. | 13571.84 | 2 | 27143.68
13 |  | Easy Table-CPRZE | No. | 5781.09 | 2 | 11562.18
14 |  | Conference Table (10 seater) Encarta | No. | 40955.34 | 1 | 40955.34
15 |  | Executive Chair EARL72OR | No. | 6420.74 | 10 | 64207.4
16 |  | Executive Chair 7001D | No. | 13524.07 | 1 | 13524.07
17 |  | Executive Chair 7002D | No. | 12685.15 | 3 | 38055.45
18 |  | Executive Chair 7003 | No. | 6495.61 | 8 | 51964.88
19 |  | Task Chair- 1007 | No. | 3171.76 | 27 | 85637.52
20 |  | Multipurpase Stool | No. | 985.35 | 6 | 5912.1
21 |  | Waiting Chair (Metal perforated)- VIA3STRWI Arm | No. | 5831.73 | 4 | 23326.92
22 |  | Lounge Sofa- Premium Lounge 2STR | No. | 11602.91 | 4 | 46411.64
23 |  | Conventional Storage-KD Plain (4 Shelves) | No. | 12183.54 | 11 | 134018.94
24 |  | Back Storage-Vertcal Fitting Cavinet (4 Sheleves) | No. | 16318.53 | 8 | 130548.24
25 |  | Display-Storage-Book Case @ 17976.20 | No. | 17946.2 | 8 | 143569.6
26 |  | Cupboards-slim line with Locker | No. | 13908.7 | 2 | 27817.4
27 |  | Beds-Vienna King bed | No. | 16163.05 | 2 | 32326.1
28 |  | Digital Multimeter along with accessories Make- Megger | No. | 3594.12 | 1 | 3594.12
29 |  | Digital Earth Leakage Clamp Meter (Tong Tester) along with accessories make Megger | No. | 12062 | 1 | 12062
30 |  | SF-6 Gas Evecuation and Refilling device (SF-6 Gas Trolley with Gas evacuation and Refilling facility) Model PICCOLO series alonge with accessories. Make- DILO (Germany) | No. | 1004265 | 1 | 1004265
|  | (B) RS 485 Cable | mtr. |  | 500 | 0
|  | © 2.5 sq. mm. 25 mtr. | mtr. |  | 20 | 0
|  | (D) RS 485 TO 232 Conerter | No. |  | 2 | 0
|  | € Cable 120 mm (10mtr) for PCITS 2000/2 | No. |  | 6 | 0
|  | (F) PVC Pipe/Conduit | mtr. |  | 500 | 0
31 |  | Oil BDV Testing Kit 0-80KV (Transformer Oil Dielectric Strength Measuring Instrument) along with accessories. Make- DILI (Germany) | No./set | 198088 | 1 | 198088
32 |  | SF-6 Gas Leakage Detector/Sensor along with accessories. Make DILO | No./set | 39641.44 | 2 | 79282.88
33 |  | Gapless Zinc Oxide LA Tester along with accessories as testing unit,laptop lenova,(Make-Beacon) | No. | 194402.4 | 1 | 194402.4
34 |  | Megger 5 KV ,Analouge Motorized Insulation Tester along with accessories | No. | 4479 | 1 | 4479
35 |  | Megger 1 KV ,Analouge Motorized Insulation Tester along with accessories | No. | 3359.2 | 1 | 3359.2
36 |  | D-Spanner Set | No. | 1169.8 | 2 | 2339.6
37 |  | Ring-Spanner Set | No. | 1837.3 | 2 | 3674.6
38 |  | Torqe Wrench Set | No. | 13998.4 | 2 | 27996.8
39 |  | Insulating Gloves | No. | 179.57 | 5 | 897.85
40 |  | Helmets | No. | 111.24 | 5 | 556.2
41 |  | Spliced Extension ladders with step 25.4 mm Dia Aluminium Cprragated pipe and Complete with filly safety lick and Rope etc. Make- Sopan | No. |  |  | 0
|  | (A) 5 Meter |  | 1232.98 | 1 | 1232.98
|  | (B) 10 Meter |  | 2230 | 1 | 2230
|  | (C) 20 Meter |  | 6416.55 | 2 | 12833.1
42 |  | Polymide or Braided White Nylon Rope Make- Rachem | No. |  |  | 0
|  | (A) 12 MM | mtr. | 36.14 | 100 | 3614
|  | (B) 14 MM | mtr. | 30.12 | 100 | 3012
|  | © 20 MM | mtr. | 57 | 100 | 5700
43 |  | UPS APC 600 VA @ 2800 | No. | 2800 | 2 | 5600
44 |  | Printer HP 11008 @ 5250 | No. | 5250 | 2 | 10500
45 |  | ADSL Modem (Broad band modem with IPSEC) @ 3784.20 | No. | 3784.2 | 2 | 7568.4
46 |  | Dining Table along with 06 no. chair | No. | 49770 | 2 | 99540
47 |  | Earh Discharge rod suitable for EHV Line | No. | 5618.25 | 6 | 33709.5
48 |  | Pipe Wrench 18" | No. | 1112.3 | 1 | 1112.3
49 |  | Pipe Wrench 22" | No. | 1396.05 | 1 | 1396.05
50 |  | Rachet Spanner (goti) set | No. | 7888.3 | 2 | 15776.6
51 |  | Vaccum Cleaner with Blower and sunction | No. | 22110 | 1 | 22110
52 |  | Drill Machine with bits | No. | 6583 | 1 | 6583
53 |  | Tool box of Standard size | No. | 5084.8 | 1 | 5084.8
54 |  | First Aid box with standard medicine and shoock chart. | No. | 2247.3 | 1 | 2247.3
55 |  | Pick Axe 1.5 kg. | No. | 488.05 | 1 | 488.05
56 |  | Torch Standard Quality | No. | 567.5 | 2 | 1135
57 |  | Nose plier Standard quaility | No. | 476.7 | 2 | 953.4
58 |  | Cutting plier Standard quality | No. | 624.25 | 2 | 1248.5
59 |  | Screw Driver set standard quality | No. | 851.25 | 2 | 1702.5
60 |  | Non aadhar based biometric attendence system with software @ 11764.20 | No. | 11764.2 | 1 | 11764.2
61 |  | Tullu pump | No. | 5874 | 1 | 5874
62 |  | LED Smart TV | No. | 115687.2 | 1 | 115687.2
63 |  | Common meter reading Instrument | No. | 81184 | 1 | 81184
64 |  | Desktop Computer make HCL | No. | 38627.4 | 2 | 77254.8
65 |  | 12 MM Steel rope drum of 400 MTR Long | No | 58982.3 | 1 | 58982.3
66 |  | Single dheave pulley open of 5 Ton capacity | No | 3168.3 | 4 | 12673.2
67 |  | Double sheave pulley 5 Ton capacity | No | 4112.3 | 2 | 8224.6
68 |  | Hydraulic Conductor cutter | No | 32007.5 | 1 | 32007.5
69 |  | Bolted type come along clamp, 7 bolts, for ACSR Zebra Conductor | No | 4672.8 | 4 | 18691.2
70 |  | Bolted type come along clamp, 7 bolts for ACSR Panther Conductor | No | 4672.8 | 2 | 9345.6
71 |  | Come along clamp 3 bolts type suitable for 7/10 SWG Earth wire | No | 2259.7 | 1 | 2259.7
72 |  | Four sheave sagging pulley 10 Ton capacity | No | 7599.2 | 2 | 15198.4
73 |  | Sling 18 MM 10 MTR | No | 4088.7 | 2 | 8177.4
74 |  | Sling 18 MM 5 MTR | No | 2625.5 | 3 | 7876.5
75 |  | D-Shackle 4.75 Ton | No | 371.7 | 3 | 1115.1
76 |  | Sefetey Belt full body Sefetey Harness PN 42 (01) (REPUTED MAKE LIKE Karam etc.) | No | 4472.2 | 4 | 17888.8
77 |  | PP Rope 12 MM 220 MTR | No | 5196.8 | 1 | 5196.8
78 |  | PP Rope 20 MM 220 MTR | No | 14543.2 | 1 | 14543.2
79 |  | PP Rope 24 MM 220 MTR | No | 19588.8 | 1 | 19588.8
80 |  | Chain Shackle 10 Ton Chain pulley block 3 MTR | No | 38765.36 | 1 | 38765.36
81 |  | Chain Shackle 2 Ton Chain pulley block 3 MTR | No | 12059.6 | 1 | 12059.6
82 |  | 25 Inch 2700 W Petrol Chain Saw of reputed make | No | 53085.84 | 1 | 53085.84
3528833.07
Format of Monthly Inventory for Uploading on PTCUL Website
Name of Circle/Zone: - Kumaun Zone Name of Sub Station- 132 Kv Sub station Jaspur
Name of Division: - Mahuakheraganj Month of-Jul 2025
Month of:- Aug 2020
S.No. | Item Code | Item Description | Unit | Useable | UnserviceableDismantle/Incomplete/ Damage | Obsolete | Non Moving | Scrap | Book Value | Total
2 | AA0A002004 | ACSR Conductor Panther | Mtr. | 920 |  |  |  |  | 111.543 | 102619.56
4 | CC1C103002 | Power Cable -440V LT - - 3.5x400 Sq. mm | Mtr | 240 |  |  |  |  | 963.373 | 231209.52
7 | CC0C001013 | Control cable copper Aromoured PVC) 6Cx2.5 Sqmm. @184128.8 | Km | 0.05 |  |  |  |  | 184128.8 | 9206.44
8 | Cc0C001009 | Control cable copper Aromoured PVC) 10Cx2.5 Sqmm. @242279.8 | Km | 0.1 |  |  |  |  | 242279.8 | 24227.98
9 | CC4C401001 | HF Cable -75 Ohm HP CABLE- | Mtr | 242.17 |  |  |  |  | 71 | 17194.07
10 | FF7F702005 | MS Flat- 32x6mm | MT | 0.009 |  |  |  |  | 28220 | 253.98
11 | II0I00I003 | Disc Insulator 120 KN Porceline | No | 52 |  |  |  |  | 464 | 24128
12 | 1101001007 | Disc Insulator 70 KN | No | 32 |  |  |  |  | 965.24 | 30887.68
15 | 1101006001 | PG Clamp Panther- Panther | No. | 12 |  |  |  |  | 948.86 | 11386.32
16 | II1I104001 | C-wedge Clamp Zebra- Zebra | No. | 8 |  |  |  |  | 2175.5 | 17404
17 | 1111105001 | C-wedge Clamp Panther- Panther | No. | 13 |  |  |  |  | 3864.5 | 50238.5
18 | 1131301004 | Mid Span Joint Panther | No | 18 |  |  |  |  | 1345.2 | 24213.6
19 | II5I502004 | Repair Sleeve Panther | No | 18 |  |  |  |  | 1418.75 | 25537.5
20 | II5I501004 | Single Tension Fitting Zebra | No | 1 |  |  |  |  | 2604 | 2604
21 | JJ1J103005 | Circuit Breaker Sapres 132KV 110V DC Trip Coil | No | 1 |  |  |  |  | 3348.25 | 3348.25
22 | KK0K003001 | Lighting Arrestor 132 KV | No |  | 1 |  |  |  | 2500 | 2500
25 | KK0K005001 | 33 Kv Lightening Arrester. @7930 | No. | 2 |  |  |  |  | 7930 | 15860
26 | SS4S402020 | Post Insulator 33KV | No. | 172 |  |  |  |  | 1764 | 303408
28 | VV2V204015 | Terminal connector for bushing. HV-40 MVA | No | 2 |  |  |  |  | 1873 | 3746
29 | VV2V204015 | Terminal connector for bushing. HV-40 MVA | No | 3 |  |  |  |  | 1129.33 | 3387.99
31 | VV6V605005 | Current Transformer 33 KV 800-400/1A 3 core | No |  |  |  |  | 1 | 1500 | 1500
33 | VV6V605008 | Current Transformer 33 KV 400/200/1A 3 core | No |  |  |  |  | 1 | 1500 | 1500
37 | VV8V810003 | CVT CVT - CVT 132 KV/110 Volt - 145kv | No | 2 |  |  |  |  | 288510 | 577020
40 | HH9H901012 | Clamps and connector scrap | Kg. |  |  |  |  | 8 | 80 | 640
42 | FF4F402068 | Old & used Bended tower Parts | KG. | 400 |  |  |  |  | 14 | 5600
43 |  | Wire Mesh | Mtr. | 100 |  |  |  |  | 1502.29 | 150229
44 |  | Old ,used & rusted wire mesh | Kg. |  |  |  |  | 200 | 20 | 4000
46 | II5I503003 | G.I. Hanger Suitable for 132 Kv Line (ACSR Panther). | No. | 16 |  |  |  |  | 1117.97 | 17887.52
47 | PP0P001013 | Come along clamps automatic type suitable for7/10 SWG earth wire upto initial sag tansion made upto die casted galvenized steel. | No. | 4 |  |  |  |  | 12933.325 | 51733.3
48 | PP0P001013 | Come along clamps bolted type with 5 No. G.I. bolted Provision suitable for7/10 SWG earth wire upto initial sag tansion made upto die casted galvenized steel. | No. | 4 |  |  |  |  | 13455.425 | 53821.7
49 | 1151501005 | Tension Fitting For ACSR. Panther | No. | 12 |  |  |  |  | 1418.75 | 17025
50 | 1151504005 | Suspension Fitting suitable for line. | No. | 1 |  |  |  |  | 1259.85 | 1259.85
51 |  | Dead End clamps Complete ACSR Panther. | No. | 13 |  |  |  |  | 5852.8 | 76086.4
52 | YY1Y101006 | 2.2 V Battery Cell Old Used & Diffective. @200 | No. |  |  |  |  | 24 | 200 | 4800
53 | JJ1J105034 | Old Used & diffective spring charge Motor for CB. | no. |  |  |  |  | 1 | 500 | 500
54 | VV6V605008 | 33 Kv Current Transformer 1Ph 400/200/1Awith junction box ).2S | no. | 3 |  |  |  |  | 41182 | 123546
55 | VV8V805002 | Potential Transformer 1 Ph (0.2 Class) 33 Kv | no. | 1 |  |  |  |  | 41913 | 41913
56 | VV6V605008 | 33 Kv Current Transformer 1Ph 400/200/1Awith junction box ).2S | no. | 1 |  |  |  |  | 57994.64 | 57994.64
57 | FF4F402068 | 132 Kv Old & used dismental Bended tower material. | Kg. | 1800 |  |  |  |  | 8.26 | 14868
58 | 1101001007 | Disc Insulator old & used 70 KN | No. | 15 |  |  |  |  | 66 | 990
59 | AA0A002004 | ACSR Panther Conductor / Earthwire old & used in Pieces | Mtr. | 247 |  |  |  |  | 19.56 | 4831.32
62 | YY1Y101005 | Battery Cell 2 V 300AH lead acid | no. |  |  |  |  | 55 | 200 | 11000
70 | VV6V603003 | 145KV (5 Core)Current Transformer (1-Phase) 400/200/1A | no. | 2 |  |  |  |  | 170937.16 | 341874.32
71 | VV8V810003 | 145KV (5 Core)Capacitive Voltage Transformer 1-Ph. | no. | 2 |  |  |  |  | 198441.78 | 396883.56
73 |  | Anchor bolts. | No. | 12 |  |  |  |  | 1840.8 | 22089.6
74 |  | C-wedge Clamps for Zebra/Panther conductor. | No. | 10 |  |  |  |  | 2749.8 | 27498
75 | AA0A002003 | ACSR Zebra conductor (in 30 mtr. & above Pcs.). | mtr | 65 |  |  |  |  | 279.9 | 18193.5
77 | CC3C307003 | 33 KV Outdoor cable termination Kit suitable for 3 x 400 Sqmm. @17486.273 | N0. | 4 |  |  |  |  | 17486.273 | 69945.092
78 |  | Lugs for 33 Kv cable size 3 x 400 Sqmm. @567.58 | no. | 20 |  |  |  |  | 567.58 | 11351.6
79 |  | SF-6 Gas | Kg. | 45 |  |  |  |  | 5894.1 | 265234.5
80 | VV2V203008 | Slica Gel | Kg. | 50 |  |  |  |  | 295 | 14750
81 |  | Male contact armfoer 33 Kv centre break isolator (Elpro make). @ 20388.70 | No. | 4 |  |  |  |  | 20388.7 | 81554.8
82 |  | Female contact armfoer 33 Kv centre break isolator (Elpro make). @ 20388.70 | No. | 4 |  |  |  |  | 20388.7 | 81554.8
83 |  | Jaw for 33 Kv 800 Amp, isolator. @ 6844.94 | No. | 5 |  |  |  |  | 6844.94 | 34224.7
84 |  | Blade for 33 Kv 800 Amp, isolator. @ 4887.62 | No. | 3 |  |  |  |  | 4887.62 | 14662.86
85 |  | 132 KV 800 Amp, CT clamp. @2837.29 | No. | 4 |  |  |  |  | 2837.29 | 11349.16
87 |  | 132 KV 800 Amp, isolator clamp. @2741.15 | No. | 4 |  |  |  |  | 2741.15 | 10964.6
88 |  | Digital Ammeter @8850 | No. | 5 |  |  |  |  | 8850 | 44250
89 |  | Digital Voltmeter @8850 | No. | 5 |  |  |  |  | 8850 | 44250
90 |  | Digital P.F. Meter @9027 | No. | 1 |  |  |  |  | 9027 | 9027
91 |  | Digital MW Meter @9027 | No. | 1 |  |  |  |  | 9027 | 9027
92 |  | Digital MVAR Meter @9145 | No. | 1 |  |  |  |  | 9145 | 9145
93 |  | 120 KV Surge Arrester/Lightening Arrester (Polymeric) @58705 | no. | 2 |  |  |  |  | 58705 | 117410
94 |  | Control Cable Copper Aromoured (PVC) 2C x 2.5Sqmm. @143552.90 | Km. | 1 |  |  |  |  | 143552.9 | 143552.9
|  | Control Cable Copper Aromoured (PVC) 4C x 2.5Sqmm. @230182.60 | Km. | 1 |  |  |  |  | 230182.5 | 230182.5
| CC0C001013 | Control Cable Copper Aromoured (PVC) 6C x 2.5Sqmm. @322995.50 | Km. | 0.7 |  |  |  |  | 322995.5 | 226096.85
| Cc0C001009 | Control Cable Copper Aromoured (PVC) 10C x 2.5Sqmm. @494726.80 | Km. | 0.8 |  |  |  |  | 494726.8 | 395781.44
95 |  | 33 KV CT Old & used 400/200/1 (3 core). @ 7000 | no. | 3 |  |  |  |  | 7000 | 21000
96 |  | Old used & defective 33 KV CB. (Burst). @2500. | no. | 1 |  |  |  |  | 2500 | 2500
97 |  | PT 1-Ph. 33 KV/110Volt. (Burst). @ 1500 | no. | 1 |  |  |  |  | 1500 | 1500
[9 empty] | Total | 4777960.902
Substation Name Stock Inventory for the Month of - JULY 2025
Name of Zone :- Kumaon Name of Division:- 220 KV O&M Haldwani
Name of Circle :- Haldwani Name of Substation :- 132 kv substation kathgodam
|  |  |  | Unit Rate in Rs. | USABLE |  | UNSERVICEABLE |  | NON - MOVING |  | OBSOLETE |  | SCRAP
S.No. | Item Code | Name Of Item | Unit |  | Qty. | Total Amount in Rs. | Qty. | Total Amount in Rs. | Qty. | Total Amount in Rs. | Qty. | Total Amount in Rs. | Qty. | Total Amount in Rs.
1 | II0I006001 | 11 K.V Disc Insulator Of Sizes | No | 300 | 3 | 900 | _ | _ | _ | _ | _ | _ | _ | _
2 |  | G.I Bolt Nut Of Sizes | No. | 20 | 4420 | 88400 | _ | _ | _ | _ | _ | _ | _ | _
3 | II5I501004 | Mid Spane Joint w/o Steel | No. | 200 | 10 | 2000 | _ | _ | _ | _ | _ | _ | _ | _
4 | II8I804005 | Single Suspension Fitting For Panther | No. | 700 | 19 | 13300 | _ | _ | _ | _ | _ | _ | _ | _
5 | II8I807004 | Bolted Type Tension Fitting For Zebra | No. | 1050 | 4 | 4200 | _ | _ | _ | _ | _ | _ | _ | _
6 | FF3F302001 | C-Type Tower part Incomplete | MT. | 25000 | 4.257 | 106425 | _ | _ | _ | _ | _ | _ | _ | _
7 | CC3C303003 | Armar polley cable XLPE 3*300mm | Mtr | 85 | 200 | 17000 | _ | _ | _ | _ | _ | _ | _ | _
8 |  | 132 K.V Breacing Insulator | No. | 6000 | 1 | 6000 | _ | _ | _ | _ | _ | _ | _ | _
9 | VV1V104005 | 72.5 K.V 400 Amp Condensor Bushing | No. | 12000 | 2 | 24000 | _ | _ | _ | _ | _ | _ | _ | _
10 |  | Steel Wire Rope | Mtr | 30 | 200 | 6000 | _ | _ | _ | _ | _ | _ | _ | _
11 |  | Anchor Bolt 28mm | No. | 200 | 91 | 18200 | _ | _ | _ | _ | _ | _ | _ | _
12 |  | Anchor Bolt 32mm | No. | 250 | 14 | 3500 | _ | _ | _ | _ | _ | _ | _ | _
13 | CC7C703002 | Alu Lag 240mm | No. | 100 | 22 | 2200 | _ | _ | _ | _ | _ | _ | _ | _
14 |  | Alu Lag 400mm | No. | 120 | 6 | 720 | _ | _ | _ | _ | _ | _ | _ | _
15 |  | 132/33 K.V C.T Connector | No. | 250 | 42 | 10500 | _ | _ | _ | _ | _ | _ | _ | _
16 | HH1H103001 | 145 K.V Bus Isolators | No. | 12600 | 1 | 12600 | _ | _ | _ | _ | _ | _ | _ | _
17 |  | Magnet 110 V-127V D.C(A.B.B) | No. | 6090 | 2 | 12180 | _ | _ | _ | _ | _ | _ | _ | _
18 | JJ1J103041 | Catch(A.B.B) | No. | 2478 | 1 | 2478 | _ | _ | _ | _ | _ | _ | _ | _
19 |  | Linkage(A.B.B) | No. | 9912 | 1 | 9912 | _ | _ | _ | _ | _ | _ | _ | _
20 |  | Pressure Release Valve | No. | 30672 | 1 | 30672 | _ | _ | _ | _ | _ | _ | _ | _
21 |  | Brass Nut Bolt of Sizes | No. | 29.8 | 124 | 3695.2 | _ | _ | _ | _ | _ | _ | _ | _
22 | SS1S104008 | contactors(2 no+2 nc) | No. | 3950 | 3 | 11850 | _ | _ | _ | _ | _ | _ | _ | _
23 | CC0C002011 | PVC control cable 4 core | Mtr | 65 | 150 | 9750 | _ | _ | _ | _ | _ | _ | _ | _
24 | CC0C002008 | PVC control cable 10 core | Mtr | 105 | 150 | 15750 | _ | _ | _ | _ | _ | _ | _ | _
25 |  | selector switches for 132 kv panels | No. | 1702.5 | 8 | 13620 | _ | _ | _ | _ | _ | _ | _ | _
26 |  | Indicators | No. | 278 | 2 | 556 | _ | _ | _ | _ | _ | _ | _ | _
27 | II1I104002 | PG clamp for zebra to panther | No. | 818.47 | 6 | 4910.82 | _ | _ | _ | _ | _ | _ | _ | _
28 |  | Come Along Clamp for Zebra | No. | 6787.3 | 2 | 13574.6 | _ | _ | _ | _ | _ | _ | _ | _
29 |  | LED Type Semaphore | No. | 2250 | 5 | 11250 | _ | _ | _ | _ | _ | _ | _ | _
30 | YY4Y403001 | 48 V battery charger old and used | No. | 1200 | 1 | 1200 | _ | _ | _ | _ | _ | _ | _ | _
31 | FF3F301042 | 33 KV Isolater structure old and used | No. | 5000 | 10 | 50000 | _ | _ | _ | _ | _ | _ | _ | _
32 | II2I205001 | C Wedge Clamp | No. | 2258.7 | 28 | 63243.6 | _ | _ | _ | _ | _ | _ | _ | _
33 | SS3S301022 | HRC FUSE 6 AMP | NO | 56.523 | 24 | 1356.552 | _ | _ | _ | _ | _ | _ | _ | _
34 | SS3S301020 | HRC FUSE 10 AMP | NO | 56.296 | 26 | 1463.696 | _ | _ | _ | _ | _ | _ | _ | _
35 | FF3F302001 | TOWER PART OLD AND USED | MT | 40000 | 2.142 | 85680 | _ | _ | _ | _ | _ | _ | _ | _
36 | II8I801005 | Single Tension Fitting For Panther Incomplete | NO | 980 | 3 | 2940 | _ | _ | _ | _ | _ | _ | _ | _
37 |  | CONTACTOR MNX-32 | NO | 9068.65 | 0 | 0 | _ | _ | _ | _ | _ | _ | _ | _
38 | SS4S405005 | 3PHASE 10 A 3 POLE MCB | NO | 1464.15 | 4 | 5856.6 | _ | _ | _ | _ | _ | _ | _ | _
39 | VV7V702004 | 33 KV CT CONNECTING ROD | NO | 3399.325 | 6 | 20395.95 | _ | _ | _ | _ | _ | _ | _ | _
40 | VV7V702003 | 132KV CT CONNECTING ROD | NO | 4534.325 | 3 | 13602.975 | _ | _ | _ | _ | _ | _ | _ | _
41 | CC1C102002 | 400 SQMM 3.5CORE AL CABLE | MTR | 755 | 116 | 87580 | _ | _ | _ | _ | _ | _ | _ | _
42 | II0I002001 | DISC INSULATORS 120 KN | NO | 2860.0186 | 4 | 11440.0743 | _ | _ | _ | _ | _ | _ | _ | _
43 |  | G.I STRUCTURE | MT | 108393.3033 | 0.087 | 9430.2174 | _ | _ | _ | _ | _ | _ | _ | _
44 | HH7H701001 | 66 K.V jaw | No | 5096.15 | 2 | 10192.3 | _ | _ | _ | _ | _ | _ | _ | _
45 |  | M.s Earth 40 mm Dia | Mtr | 584 | 19 | 11096 | _ | _ | _ | _ | _ | _ | _ | _
46 | AA0A004001 | ACSR Zebra Conducter In Pieces | Mtr | 279.9 | 70 | 19593 | _ | _ | _ | _ | _ | _ | _ | _
47 |  | Insulating Mat | Mtr | 3123.24 | 25 | 78081 | _ | _ | _ | _ | _ | _ | _ | _
48 | JJ1J103007 | Closing Coil | No | 3955.475 | 3 | 11866.425 | _ | _ | _ | _ | _ | _ | _ | _
49 | JJ1J103005 | Tripping Coil | No | 3961.15 | 4 | 15844.6 | _ | _ | _ | _ | _ | _ | _ | _
50 | JJ5J502001 | O rings | No | 3389.11 | 5 | 16945.55 | _ | _ | _ | _ | _ | _ | _ | _
51 |  | Selector Switch(Manual/ Auto) | No | 2814.8 | 4 | 11259.2 | _ | _ | _ | _ | _ | _ | _ | _
52 | HH6H601002 | 132 K.V Isolater Jaw | NO. | 6129 | 4 | 24516 | _ | _ | _ | _ | _ | _ | _ | _
53 |  | PVC Control Cable old and used in pieces | Mtr | 5 | 410 | 2050 | _ | _ | _ | _ | _ | _ | _ | _
54 | AA0A005001 | ACSR Panther Conductor | KM | 82500 | 6.918 | 570735 | _ | _ | _ | _ | _ | _ | _ | _
55 | VV6V605012 | 33 KV CT 300/150/1 Old and Used Dismantled | No | 4000 | 3 | 12000 | _ | _ | _ | _ | _ | _ | _ | _
56 | II8I804005 | Single Suspension Fitting For Panther | Set | 4580 | 1 | 4580 | _ | _ | _ | _ | _ | _ | _ | _
57 | II801010 | Tension Fitting for earth wire | Set | 1259.5 | 6 | 7557 | _ | _ | _ | _ | _ | _ | _ | _
58 | II8I804010 | Suspension Fitting for earth wire | Set | 1374 | 10 | 13740 | _ | _ | _ | _ | _ | _ | _ | _
59 | II6I603003 | Phase Plate | Set | 458 | 1 | 458 | _ | _ | _ | _ | _ | _ | _ | _
60 | II6I603001 | Number Plate | No | 572.5 | 1 | 572.5 | _ | _ | _ | _ | _ | _ | _ | _
61 | II5I502004 | Repair Sleeve for Panther Conductor | No | 572.5 | 10 | 5725 | _ | _ | _ | _ | _ | _ | _ | _
62 | II5I502009 | Repair Sleeve for Earth Wire | No | 572.5 | 8 | 4580 | _ | _ | _ | _ | _ | _ | _ | _
63 | II6I603006 | Danger Plate | No | 572.5 | 1 | 572.5 | _ | _ | _ | _ | _ | _ | _ | _
64 |  | Counter Poise Earthing | Set | 12595 | 1 | 12595 | _ | _ | _ | _ | _ | _ | _ | _
65 | II7I710001 | Anti Climbing Device Barbared type | Set | 12595 | 1 | 12595 | _ | _ | _ | _ | _ | _ | _ | _
66 | II6I603005 | Circuit Plate | Set | 572.5 | 1 | 572.5 | _ | _ | _ | _ | _ | _ | _ | _
67 |  | ABB PB Unit | No | 5665.92 | 2 | 11331.84 | _ | _ | _ | _ | _ | _ | _ | _
68 | KK0K005001 | 30 KV LA | No | 18892.5 | 1 | 18892.5 | _ | _ | _ | _ | _ | _ | _ | _
69 |  | 1/2 unfscr of 110 V Battery Charger Hsstbb | No | 2290 | 6 | 13740 | _ | _ | _ | _ | _ | _ | _ | _
70 |  | Semi Conductor Fuse75AGSA75 | No | 1145 | 6 | 6870 | _ | _ | _ | _ | _ | _ | _ | _
71 |  | Semi Conductor Fuse 50A GSA50 | No | 1145 | 6 | 6870 | _ | _ | _ | _ | _ | _ | _ | _
72 |  | Diode S8hr55 Size M8 | No | 1145 | 3 | 3435 | _ | _ | _ | _ | _ | _ | _ | _
73 |  | Diode S4hr41 Size M8 | No | 1145 | 3 | 3435 | _ | _ | _ | _ | _ | _ | _ | _
74 |  | Diode S4Hr16 Size M6 | No | 1145 | 3 | 3435 | _ | _ | _ | _ | _ | _ | _ | _
75 |  | Fuse 36AGE SM63A | No | 1145 | 6 | 6870 | _ | _ | _ | _ | _ | _ | _ | _
76 |  | Contactor 25A 3 Phase Coil Voltage 240V DC | No | 2290 | 1 | 2290 | _ | _ | _ | _ | _ | _ | _ | _
77 |  | Contactor 63A 3 Phase Coil Voltage 240 V DC | No | 2290 | 1 | 2290 | _ | _ | _ | _ | _ | _ | _ | _
78 | SS3S311001 | Trip Indicator Fuse GE TI 300 | No | 1030.5 | 20 | 20610 | _ | _ | _ | _ | _ | _ | _ | _
79 |  | Space Heater 2500HM/250W | No | 2290 | 2 | 4580 | _ | _ | _ | _ | _ | _ | _ | _
80 |  | Single Phase Voltmeter (0-200) DC | No | 2290 | 1 | 2290 | _ | _ | _ | _ | _ | _ | _ | _
81 |  | Surger Capacitor 2Uf/440 V AC) | No | 572.5 | 4 | 2290 | _ | _ | _ | _ | _ | _ | _ | _
82 | HH1H103001 | 132 KV Isolator without Structure Old and Used | Nos. | 18000 | 11 | 198000 | _ | _ | _ | _ | _ | _ | _ | _
83 | VV8V810003 | 132 KV CVT Old and Used | Nos. | 20000 | 9 | 180000 | _ | _ | _ | _ | _ | _ | _ | _
84 | VV6V603007 | 132 KV CT Used | Nos. | 100000 | 3 | 300000 | _ | _ | _ | _ | _ | _ | _ | _
85 | VV6V603007 | 132 KV CT Old and Used | Nos. | 20000 | 12 | 240000 | _ | _ | _ | _ | _ | _ | _ | _
86 | KK0K003001 | 132 KV LA Used | Nos. | 12000 | 3 | 36000 | _ | _ | _ | _ | _ | _ | _ | _
87 | KK0K003001 | 132 KV LA Old and Used | Nos. | 5000 | 12 | 60000 | _ | _ | _ | _ | _ | _ | _ | _
88 | KK0K005001 | 33 KV LA Old and Used | Nos. | 2000 | 3 | 6000 | _ | _ | _ | _ | _ | _ | _ | _
89 |  | MS Angle 50*50*6mm | KG | 68.25 | 2619 | 178746.75 | _ | _ | _ | _ | _ | _ | _ | _
90 |  | MS Flat 50*6 mm | KG | 63 | 1874.076 | 118066.788 | _ | _ | _ | _ | _ | _ | _ | _
91 |  | G.I. Wire Mess of 10 SWG Aperture 50mm width 1.8mm | Sqm | 420 | 459 | 192780 | _ | _ | _ | _ | _ | _ | _ | _
92 |  | M.S. Nut & Bolts suitable for fencing work | KG | 84 | 80 | 6720 | _ | _ | _ | _ | _ | _ | _ | _
93 |  | DANGER PLATE & NUMBER PLATE | Nos. | 569.35 | 190 | 108176.5 | _ | _ | _ | _ | _ | _ | _ | _
94 |  | PHASE PLATE | SET | 584.1 | 15 | 8761.5 | _ | _ | _ | _ | _ | _ | _ | _
95 | JJ1J105005 | A.B.B. TRIPPING COIL FOR 33 KV CIRCUIT BREAKER | Nos. | 3923.5 | 2 | 7847 | _ | _ | _ | _ | _ | _ | _ | _
96 |  | 132 KV DOUBLE FEEDER CONTROL PANEL OLD & USED | Nos. | 5000 | 2 | 10000 | _ | _ | _ | _ | _ | _ | _ | _
97 |  | 132 KV TRANSFORMER PANEL W/O RELAY OLD & USED | Nos. | 2000 | 1 | 2000 | _ | _ | _ | _ | _ | _ | _ | _
98 |  | 132 KV RELAY PANEL OLD & USED | Nos. | 5000 | 3 | 15000 | _ | _ | _ | _ | _ | _ | _ | _
99 |  | 66 KV CONTROL & RELAY DOUBLE FEEDER PANEL OLD & USED | Nos. | 5000 | 1 | 5000 | _ | _ | _ | _ | _ | _ | _ | _
100 |  | 33 KV CONTROL & RELAY TRIPPLE FEEDER PANEL OLD & USED | Nos. | 25000 | 1 | 25000 | _ | _ | _ | _ | _ | _ | _ | _
101 |  | 132 KV CONTROL PANEL WITHOUT ALARM ANNUNCIATOR & ENERGY METER OLD & USED | Nos. | 5000 | 1 | 5000 | _ | _ | _ | _ | _ | _ | _ | _
102 |  | 132 KV RELAY PANEL WITHOUT DISTANCE RELAY OLD & USED | Nos. | 25000 | 1 | 25000 | _ | _ | _ | _ | _ | _ | _ | _
103 | AA0A005001 | ACSR Panther Conductor | KM. | 115535 | 1.045 | 120734.075 | _ | _ | _ | _ | _ | _ | _ | _
104 |  | Galvanized Double Circuit Tower Pieces (without leg) old & Dismantled incomplete. | MT. | 8550 | 7.9 | 67545 | _ | _ | _ | _ | _ | _ | _ | _
105 |  | 33 KV (3Core) CT (800/400/1) accuracy class 0.2s | Nos. | 53690 | 1 | 53690 | _ | _ | _ | _ | _ | _ | _ | _
106 |  | 33 KV PT Single Phase | Nos. | 40710 | 1 | 40710 | _ | _ | _ | _ | _ | _ | _ | _
107 |  | 33 KV Surge arrester Single Phase - Polymer | Nos. | 22656 | 2 | 45312 | _ | _ | _ | _ | _ | _ | _ | _
108 |  | 33 KV Isolator Jaws(1250 AMP.) | Nos. | 4655.1 | 4 | 18620.4
109 |  | C Wedge Clamps for ACSR Zebra Conductor | Nos. | 1469.1 | 6 | 8814.6
110 |  | 66 KV CT (400-200-100/1) old and used dismantled | Nos. | 5000 | 5 | 25000
111 |  | 33 KV CT (800-400/1) old and used dismantled | Nos. | 5000 | 4 | 20000
112 |  | 33 KV PT Single Phase old and used dismantled | Nos. | 5000 | 3 | 15000
113 |  | Mid Span Compression Joint complete for ACSR Panther Conductor | Nos. | 1563.5 | 10 | 15635
114 |  | Mid Span Compression Joint for Earth Wire 7/10 | Nos. | 684.4 | 10 | 6844
115 |  | Double Tension Fitting (120KN) complete for Panther Conductor | Nos. | 11800 | 7 | 82600
116 |  | Single Tension Fitting (120KN) complete for Panther Conductor | Nos. | 7139 | 7 | 49973
117 |  | Vibration Damper for Panther Conductor | Nos. | 1923.4 | 20 | 38468
118 |  | Repair Sleeve for Panther Conductor | Nos. | 790.6 | 10 | 7906
119 |  | Bird Guard (Set of six) | Nos. | 885 | 10 | 8850
120 |  | Flexible Copper bond for 7/3.15 mm GS Earthwire or 7/10 SWG | Nos. | 1711 | 11 | 18821
121 |  | 33 KV CT (400-200/1) old and used dismentled damaged. | Nos. | 2500 | 2 | 5000
122 | VV3V301001 | Transformer Oil | Ltr | 73.16 | 36 | 2633.76
123 |  | SF-06 Gas | Kg. | 3915.24 | 20 | 78304.8
124 |  | 33 KV CT clamps suitable for ACSR Panther conductor | Nos. | 2076.8 | 6 | 12460.8
125 |  | 33 KV CT clamps suitable for ACSR Zebra conductor | Nos. | 2076.8 | 10 | 20768
126 |  | 33 KV Isolator clamps suitable for ACSR Zebra conductor | Nos. | 2076.8 | 11 | 22844.8
127 |  | Silica Gel Blue of Speciation as grain size of dia 8mm & above. | Kg. | 468.46 | 30 | 14053.8
128 |  | First Aid Box With Medicine | Set | 14750 | 3 | 44250
129 |  | Shock Treatment Chart & Artificial Rispiratory | Set | 16697 | 4 | 66788
130 |  | C Wedge Clamps for ACSR Panther Conductor to ACSR Zebra Conductor | Nos. | 2111.02 | 10 | 21110.2
131 |  | Isolator Pad Clamp Suitable for ACSR Panther Conductor | Nos. | 1993.02 | 10 | 19930.2
132 |  | CT Clamp Suitable for ACSR Panther Conductor | Nos. | 1994.2 | 15 | 29913
133 |  | Circuit Breaker Pad Clamp Suitable for ACSR Panther Conductor | Nos. | 1994.2 | 15 | 29913
134 |  | Circuit Breaker Pad Clamp Suitable for ACSR Zebra Conductor | Nos. | 1994.2 | 8 | 15953.6
135 |  | 145 KV Current Transformer (CT) (5Core) (800/400/1A) accuracy class 0.2s | Nos. | 302198 | 3 | 906594
136 |  | 145 KV Current Transformer (CT) (5Core) (400/200/1A) accuracy class 0.2s | Nos. | 291460 | 3 | 874380
137 |  | 36 KV Current Transformer (CT) (3Core) (800/400/1A) accuracy class 0.2s | Nos. | 86730 | 3 | 260190
138 |  | 36 KV Current Transformer (CT) (3Core) (400/200/1A) accuracy class 0.2s | Nos. | 86730 | 4 | 346920
139 |  | Battery Cell (2 volt 300AH) Old and Used Defective | Nos. | 100 | 55 | 5500
140 |  | 110 V 300AH Battery Charger old & Used Defective | Nos. | 15000 | 1 | 15000
141 | II4I403003 | Suspention Clamp For E/W | No. | 300 | _ |  | _ | _ | _ | _ | _ | _ | 13 | 3900
142 |  | Alu Strip 3*2.5 mm | Mtr | 350 | _ |  | _ | _ | _ | _ | _ | _ | 10 | 3500
143 | VV3V301007 | Empty T/F Oil Drum | No. | 120 | _ |  | _ | _ | _ | _ | _ | _ | 150 | 18000
144 | II6I603001 | Number Plate | No. | 30 | _ |  | _ | _ | _ | _ | _ | _ | 110 | 3300
145 | YY1Y101006 | Battery Old & Used | No. | 10 | _ |  | _ | _ | _ | _ | _ | _ | 20 | 200
146 |  | Cable Termination Box 450*450*200mm | No. | 1400 | _ |  | _ | _ | _ | _ | _ | _ | 8 | 11200
Total (in Rs.) | [5 empty] | 6932418.7727 | [7 empty] | 40100
|  | Junior Engineer | [5 empty] | Assistant Engineer
Substation Name - 132 KV S/s Rudrapur Stock Inventory for the month of July-2025
|  | Name of Zone & Circle | - | SE O&M Haldwani
|  | Name of Division | - | 220 KV O&M Div Jafarpur
|  | Name of Substation | - | 132 KV S/S Rudrapur
|  | Month | - | 2025-07-01
S. No. | Code | Name of Item | Unit | Qty. | Unit Rate | Value of Item in Rs.
[6 empty] | Usable Inventory | Non- Usable Inventory
1 |  | ACSR Conductor Tarantula | Mtr. | 7 | 200 | 1400
2 |  | ACSR Conductor Zebra | Mtr. | 5 | 207 | 1035
3 |  | HTLS Conductor Casablanca | Km. | 2.5 | 1205960 | 3014900
4 |  | Power Cable -440V LT - - 3.5x400 Sq. mm | Km | 0.256 | 755000 | 193280
5 |  | Control Cable- Armoured- - 10Cx2.5 Sq. M | Km | 0.159 | 318600 | 50657.4
6 |  | HF Cable -15010 HMS HF co-axial cable | Km | 0.141 | 81000 | 11421
7 |  | 33 KV CT Clamp for Tarantula | Nos | 5 | 1838.4 | 9192
8 |  | Rotatory Bearing for 132 KV Isolator | Nos | 3 | 0 | 0
9 |  | Complete pole for 132 KV Isolator | Nos | 1 | 0 | 0
10 |  | PG Clamp Tarantula - Tarantula | Nos | 3 | 600.36 | 1801.08
11 |  | 70 KN Silicon composite long rod insulator | Nos | 5 | 7393 | 36965
12 |  | 120 KN Silicon composite long rod insulator | Nos | 14 | 8069 | 112966
13 |  | Suspension clamp for Casablanca | Nos | 8 | 8994 | 71952
14 |  | Dad end clamp for Casablanca | Nos | 19 | 75958 | 1443202
15 |  | Vibration Damper for Casablanca | Nos | 22 | 7880 | 173360
16 |  | Mid span joint for Casablanca | Nos | 15 | 110870 | 1663050
17 |  | Repair Sleeve for Casablanca | Nos | 28 | 4028 | 112784
18 |  | Suspension Hardwar | Nos | 5 | 1535 | 7675
19 |  | Tension Hardware | Nos | 14 | 2686 | 37604
20 |  | Circuit Breaker Spares 132KV 110V DC Close Coil | No | 2 | 0 | 0
21 |  | Circuit Breaker Spares 132KV 110V DC Trip Coil | No | 1 | 0 | 0
22 |  | Circuit Breaker Spares 132KV Charging Motors | No | 1 | 0 | 0
23 |  | Circuit Breaker Spares 33KV Spring Charging Motor | No. | 1 | 24936 | 24936
24 |  | Circuit Breaker Auxiliary switch Density monitor switch | No. | 1 | 0 | 0
25 |  | Lighting Arrestor 33 KV | No | 4 | 500 | 2000
26 |  | 12 window annunciator with DCF card | No | 1 | 45736.76 | 45736.76
27 |  | Relay - Auxiliary Relay - Auxiliary relay (110 V) | Nos | 3 | 8288 | 24864
28 |  | Relay - Supervision Relay - | Nos | 2 | 13376 | 26752
29 |  | DC Contractor CAD 32 FD 110V | Nos | 2 | 2928.3 | 5856.6
30 |  | Auxiliary contractor for above contact | Nos | 1 | 908 | 908
31 |  | Telemechanique contactor LAD4TGDL | Nos | 3 | 5050.75 | 15152.25
32 |  | Telemechanique contactor LC1D09FD | Nos | 1 | 5050.75 | 5050.75
33 |  | Telemechanique contactor Blok LADN11 | Nos | 3 | 783.15 | 2349.45
34 |  | Telemechanique contactor Blok LADN22 | Nos | 3 | 1730.87 | 5192.61
35 |  | Telemechanique contactor Blok LAdn04 | Nos | 1 | 1589 | 1589
36 |  | Defective Relays | Nos | 5 | 500 | - | 2500
37 |  | Current Transformer 145KV 200/100/1A 3 core Accuracy 0.2 | Nos | 1 | 120000 | 120000
38 |  | Old & usedCurrent Transformer 33 KV 400/200/1A | Nos | 1 | 4000 | 4000
39 |  | PT (Potential Transformer) PT 3-phase 33KV/110 Volt - | Nos | 2 | 56563 | 113126
40 |  | HRC Semi conductor fuse,100A | Nos | 1 | 2926.4 | 2926.4
41 |  | 40 MVA T/F HV Bushing Clamp (N) | Nos | 1 | 1759.68 | 1759.68
42 |  | Defective & Burn Spring Charging Moter | Nos | 1 | 50 | - | 50
43 |  | 132 KV Burn & Defective CT | Nos | 1 | 2200 | - | 2200
44 |  | 33 KV Burn & Defective CT | Nos | 1 | 1500 | - | 1500
45 |  | Old & Used 33 KV CB | Nos | 5 | 10000 | - | 50000
46 |  | Old, Used & defective Battery Cell | Nos | 79 | 50 | - | 3950
47 |  | 110V,.8NM torque 03-05 amp Limit Switch | Nos | 1 | 1469.1 | 1469.1
48 |  | Trip indicator fuse | Nos | 1 | 1463.2 | 1463.2
49 |  | T/F Oil | Ltr | 20 | 73.16 | 1463.2
50 |  | 132 KV CVT Clamp for Zebra | NO | 1 | 1469.1 | 1469.1
51 |  | Empty Drum | NO | 11 | 500 | 5500
52 |  | Old wire mesh Fencing | Metr | 75 | 80 | 6000
53 |  | Old off size Angle | Kg | 982 | 10 | 9820
54 |  | 8 window annunciator with DCF card | NO | 1 | 26479.18 | 26479.18
55 |  | 33 KV CT Clamp for Panther | NO | 2 | 1236.64 | 2473.28
56 |  | 33KV CB Clamps for twins Moose | NO | 1 | 2507.5 | 2507.5
57 |  | 33KV CT Clamps for twins Moose | NO | 1 | 2507.5 | 2507.5
58 |  | C-Wage clamps Mosse to Mosse | NO | 2 | 2944.1 | 5888.2
59 |  | C-Wage ciamps Trantula to Tarantula | NO | 2 | 2997.2 | 5994.4
60 |  | 33 KV Isolator Clamp for Panthr | NO | 1 | 1168.2 | 1168.2
61 |  | 33 KV Isolator Clamp for Tarantula | NO | 8 | 1571.79 | 12574.32
62 |  | 132 KV CT Clamp for Zebra | NO | 5 | 2387.14 | 11935.7
63 |  | 132 KV CB Clamp for Zebra | NO | 5 | 2475.64 | 12378.2
[6 empty] | 7456535.06 | 60200
T&P Items
| 1 | Mcafee Antivirus | No. | 1 | 900 | - | 900
| 2 | Internal Modem 56 bps | No. | 1 | 187 | 187
| 3 | M.S.Office 2007 Standard MOLP without Media (Software) | No. | 1 | 11036 | 11036
| 4 | Desktop Computer make HCL | No. | 1 | 26600 | 26600
| 5 | TFT Monitor 39.5cm. Make HCL | No. | 1 | 3330 | 3330
| 6 | UPS 1KVA 168 VAH make Uniline | No. | 1 | 5157 | - | 5157
| 7 | Bilingual Key Guard | No. | 1 | 153 | 153
| 8 | Combo Drive | No. | 1 | 297 | 297
| 9 | Multifunction printer model No. Scx 4521 F make Samsung | No. | 1 | 12733 | - | 12733
| 10 | Almira Store well | Nos | 3 | 10879 | 32637
| 11 | Dining Chair PCN 7112 | Nos | 6 | 2473 | 14838
| 12 | Computer Chair Pch 4103 | Nos | 1 | 3436.43 | 3436.43
| 13 | Chair PCH 5002T | Nos | 1 | 6052 | 6052
| 14 | Table T-8 | Nos | 1 | 7477 | 7477
| 15 | Godrej Table T-9 | Nos | 2 | 10396.5 | 20793
| 16 | Godrej Chair CH-1007 | NOs | 18 | 4750.96 | 85517.28
| 17 | Book Care Rack | NOs | 2 | 11640 | 23280
| 18 | Table with 3 Drawer (T104) | Nos | 1 | 11497 | 11497
| 19 | Big Table Model V2 | Nos | 1 | 10254 | 10254
| 20 | Dining Table V1 | Nos | 1 | 11361 | 11361
| 21 | Table ET 711 | Nos | 1 | 13623 | 13623
| 22 | Centre table sonata | Nos | 1 | 46712 | 46712
| 23 | Computer Table C2 | Nos | 1 | 2766.7 | 2766.7
| 24 | Industrial Helmet | Nos | 5 | 261.05 | - | 1305.25
| 25 | Rubber Gloves | Nos | 5 | 681 | - | 3405
| 26 | Raincoat with cap | Nos | 5 | 1816 | - | 9080
| 27 | Safety Belt | Nos | 5 | 851.25 | - | 4256.25
| 28 | Rubber Gum Boots | Nos | 5 | 737.75 | - | 3688.75
| 29 | Digital Multimeter | Nos | 2 | 28203 | 56406
| 30 | 5Kv Motorized Megger | Nos | 1 | 29000 | 29000
| 31 | Megger 1 KV | Nos | 1 | 5500 | 5500
| 32 | Contact Resistance meter | Nos | 1 | 178000 | 178000
| 33 | Earth Resistivity Meter | Nos | 1 | 10500 | 10500
| 34 | D/E & ring spanner 1 set each | Nos | 1 | 580 | 580
| 35 | Hack saw frame (Standard Quality) | Nos | 1 | 0 | 0
| 36 | Stool | Nos | 1 | 618 | 618
| 37 | Teak wood Bed (Single) | Nos | 2 | 7316 | 14632
| 38 | Aluminium ladder 15 feet | Nos | 1 | 5107.5 | 5107.5
| 39 | SF6 Gas Evacuating Device | Nos | 1 | 0 | 0
| 40 | Gas Filling Equipment | Nos | 1 | 0 | 0
| 41 | Gas Leak Detector | Nos | 1 | 0 | 0
| 42 | Nokia 3011 Mobile (Unserviceable) | Nos | 1 | 4500 | - | 4500
| 43 | Microsoft Mobile Lumia | Nos | 1 | 7500 | - | 7500
| 44 | Insuleting Gloves | Nos | 1 | 7906 | 7906
| 45 | All in one Laser Jet Printer | Nos | 1 | 22986 | 22986
| 46 | Water Cooler | Nos | 1 | 34456 | 34456
| 47 | Water Purifire | Nos | 1 | 22184 | 22184
| 48 | Godrej-4Dr Vertical Filling Cabinet | Nos | 1 | 27029.08 | 27029.08
[6 empty] | 746751.99 | 52525.25
Name of Zone: |  | Kumau Zone
Name of Circle : |  | Haldwani
Name of Division : |  | O&M Div. PTCUL Jafarpur
Name of Substation : 220 KV Sub Station Jafarpur
Item No. | Code | Name of Article | Unit | Rate | Useable |  | Unserviceable |  | Non-Moving |  | Obsolete |  | Scrap |  | Total Inventory Amt.
[5 empty] | Qty. | Total Amount (in Rs.) | Qty. | Total Amount in Rs. | Qty. | Total Amount in Rs. | Qty. | Total Amount in Rs. | Qty. | Total Amount in Rs.
1 | 2 | 3 | 4 | 5 | 6 | 7 | 8 | 9 | 10 | 11 | 12 | 13 | 14 | 15 | 16
A |  | 220/33KV Transformer (LS)
3 |  | HV-N Bushing | Nos. | 78575.6246 | 1 | 78575.6246 | - | - | - | - | - | - | - | - | 78575.6246
4 |  | LV-N Bushing | Nos. | 40060.5215 | 1 | 40060.5215 | - | - | - | - | - | - | - | - | 40060.5215
5 |  | Gasket for Tank Cover | No. | 36107.9091 | 1 | 36107.9091 | - | - | - | - | - | - | - | - | 36107.9091
9 | VV1V101019 | 220/33KV HV-50 MVA Transformer Bushing | No. | 243685.06 | 1 | 243685.06 | - | - | - | - | - | - | - | - | 243685.06
| VV1V101020 | 220/33KV LV-50 MVA Transformer Bushing | No. | 80520.64 | 1 | 80520.64 | - | - | - | - | - | - | - | - | 80520.64
| VV2V209001 | Pressure Relief Valve T/f PRV | No. | 35987.55 | 1 | 35987.55 | - | - | - | - | - | - | - | - | 35987.55
6 |  | Bushing CT of each type. - Set - 1
a |  | HVCT | No. | 13239.5667 | 1 | 13239.5667 | - | - | - | - | - | - | - | - | 13239.5667
b |  | LVCT | No. | 13239.5667 | 1 | 13239.5667 | - | - | - | - | - | - | - | - | 13239.5667
c |  | OTI | No. | 13239.5667 | 1 | 13239.5667 | - | - | - | - | - | - | - | - | 13239.5667
d |  | WTI | No. | 13239.5667 | 1 | 13239.5667 | - | - | - | - | - | - | - | - | 13239.5667
e |  | Neutral CT with rod | No. | 13239.5667 | 1 | 13239.5667 | - | - | - | - | - | - | - | - | 13239.5667
7 |  | 220/33 KV T/F - Bucholtz Relay | Nos. | 56207.9785 | 1 | 56207.9785 | - | - | - | - | - | - | - | - | 56207.9785
. |  | Oil level indicator. | Nos. | 35987.5494 | 1 | 35987.5494 | - | - | - | - | - | - | - | - | 35987.5494
B |  | 245KV Circuit Breaker (LS) |  |  |  |  | - | - | - | - | - | - | - | -
1 |  | One complete pole of 245KV Circuit Breaker pole column interrupter, with driving mechanism & Marshelling box but without support structure. | Nos. | 484667.9916 | 1 | 484667.9916 | - | - | - | - | - | - | - | - | 484667.9916
3 |  | Rubber gaskets, O rings & seal for complete replacement of one pole of the CB (Set - 1)
a |  | Rubber Gasket | No. | 6005.72 | 1 | 6005.72 | - | - | - | - | - | - | - | - | 6005.72
b |  | O Ring
i |  | O Ring - 14mm | No. | 168.1602 | 2 | 336.3203 | - | - | - | - | - | - | - | - | 336.3203
ii |  | O Ring - 27 mm | No. | 324.3089 | 2 | 648.6178 | - | - | - | - | - | - | - | - | 648.6178
iii |  | O Ring - 112 mm | No. | 1345.2813 | 1 | 1345.2813 | - | - | - | - | - | - | - | - | 1345.2813
iv |  | O Ring - 140 mm | No. | 1681.6016 | 1 | 1681.6016 | - | - | - | - | - | - | - | - | 1681.6016
v |  | O Ring - 204mm | No. | 2450.3337 | 1 | 2450.3337 | - | - | - | - | - | - | - | - | 2450.3337
vi |  | O Ring - 272mm | No. | 3267.1117 | 1 | 3267.1117 | - | - | - | - | - | - | - | - | 3267.1117
4 |  | Trip Coil with Resistor | Nos. | 4504.29 | 4 | 18017.1599 | - | - | - | - | - | - | - | - | 18017.1599
5 |  | Close coil with resistor. | Nos. | 4504.29 | 4 | 18017.1599 | - | - | - | - | - | - | - | - | 18017.1599
| JJ2J201002 | 220V SF6 Circuit Breaker 220V DC Trip Coil Assembly | No. | 18017.16 | 1 | 18016.16 | - | - | - | - | - | - | - | - | 18017.16
| JJ2J201004 | 220V SF6 Circuit Breaker 220V DC Closing Coil Assembly | No. | 18017.16 | 1 | 18016.16 | - | - | - | - | - | - | - | - | 18017.16
7 |  | Density monitor | Nos. | 20419.4479 | 1 | 20419.4479 | - | - | - | - | - | - | - | - | 20419.4479
8 |  | Fixed, moving and arching contacts including insulating nozzles for one pole of CB. | Set | 24022.8799 | 1 | 24022.8799 | - | - | - | - | - | - | - | - | 24022.8799
11 |  | Pressure gauages & coupling device | Set | 6005.72 | 1 | 6005.72 | - | - | - | - | - | - | - | - | 6005.72
| JJ7J707001 | SF6 Gas | KG | 720.69 | 60 | 43241.4 | [8 empty] | 43241.4
| JJ7J710028 | Circuit Breaker Operation counter | No. | 6005.72 | 1 | 6005.72 | [8 empty] | 6005.72
| JJ7J710031 | Circuit Breaker Molecular filter | No. | 2762.63 | 3 | 8287.89 | [8 empty] | 8287.89
13 |  | Coupling for SF6 gas. (NRV) | Set | 6005.72 | 1 | 6005.72 | - | - | - | - | - | - | - | - | 6005.72
14 |  | Terminal Pad 8 holes | Nos. | 3603.432 | 2 | 7206.864 | - | - | - | - | - | - | - | - | 7206.864
15 |  | One set consist of Relays, Auxiliary Contactor, Power contactors, MCBs, Switch, fuses, units, limit switches, push buttons, timers, MCB etc one no. of each type.
Auxiliary Contactors
i |  | 2NO+2NC, 220V DC | Nos. | 3002.86 | 1 | 3002.86 | - | - | - | - | - | - | - | - | 3002.86
ii |  | 2NO+2NC, 220V DC (2NO+2NC-Add on) | Nos. | 3002.86 | 1 | 3002.86 | - | - | - | - | - | - | - | - | 3002.86
iii |  | 4NO, 220V DC (2NO+2NC-Add on) | Nos. | 3002.86 | 1 | 3002.86 | - | - | - | - | - | - | - | - | 3002.86
iv |  | 4NO, 220V DC | Nos. | 3002.86 | 1 | 3002.86 | - | - | - | - | - | - | - | - | 3002.86
v |  | 4NO, 220V DC (4NC - Add on) | Nos. | 3002.86 | 1 | 3002.86 | - | - | - | - | - | - | - | - | 3002.86
vi |  | 2NO+2NC, 240V AC | Nos. | 3002.86 | 1 | 3002.86 | - | - | - | - | - | - | - | - | 3002.86
vii |  | Push Buttons (Red+green) | Nos. | 3002.86 | 1 | 3002.86 | - | - | - | - | - | - | - | - | 3002.86
viii |  | Limit switches (Aux switch for spring charging) | Nos. | 3002.86 | 1 | 3002.86 | - | - | - | - | - | - | - | - | 3002.86
ix |  | Timer ON - Delay (MTS) 0.05 Sec - 100 Hrs. | Nos. | 3002.86 | 1 | 3002.86 | - | - | - | - | - | - | - | - | 3002.86
xi |  | 240VAC, SPN, 10Amps | Nos. | 3002.86 | 1 | 3002.86 | - | - | - | - | - | - | - | - | 3002.86
16 |  | 220KV SF6 Circuit Breaker Complete spring operating Mechanism. | Set | 420400 | 1 | 420400 | - | - | - | - | - | - | - | - | 420400
C |  | 245 KV Isolator & ES (LS)
1 |  | One complete pole of isolator (excluding support insulator & Structure) with 1 E/S with operating mechanism for main isolator and earthswitch | Nos. | 185081.6221 | 1 | 185081.6221 | - | - | - | - | - | - | - | - | 185081.6221
2 |  | Copper contact fingers for female and male contacts for 245KV Isolator | Set | 43621.2103 | 2 | 87242.4207 | - | - | - | - | - | - | - | - | 87242.4207
3 |  | Relays, Power contactors, MCBs, Switch, fuses, push buttons and resistors for electrical control circuit as per approved schematics (Set - 1)
a |  | Over Load Relay 6A | No. | 408.9488 | 1 | 408.9488 | - | - | - | - | - | - | - | - | 408.9488
b |  | Power Contactor (220 V DC) Close | No. | 408.9488 | 1 | 408.9488 | - | - | - | - | - | - | - | - | 408.9488
c |  | Power Contactor (220 V DC) Open | No. | 408.9488 | 1 | 408.9488 | - | - | - | - | - | - | - | - | 408.9488
h |  | Circuit Breaker DC C10 | No. | 408.9488 | 1 | 408.9488 | - | - | - | - | - | - | - | - | 408.9488
i |  | Push Button Switch (PCB, PBO, MPB & PB4 - 1 each) | No. | 27.2633 | 4 | 109.053 | - | - | - | - | - | - | - | - | 109.053
5 |  | Limit Switch and Auxilliary contact (complete for ONE MOM box of isolator) (Set - 2)
b |  | Auxilliary contact | Nos. | 490.7386 | 2 | 981.4772 | - | - | - | - | - | - | - | - | 981.4772
6 |  | Rotor Housing Bearing Assembly | Nos. | 926.9507 | 3 | 2780.8522 | - | - | - | - | - | - | - | - | 2780.8522
7 |  | Corona Shielding Ring | Set | 8178.9769 | 2 | 16357.9539 | - | - | - | - | - | - | - | - | 16357.9539
8 |  | Bearings (Set 1) | Nos. | 218.1061 | 6 | 1308.6363 | - | - | - | - | - | - | - | - | 1308.6363
9 |  | Interlocking Coils with Resistor | Nos. | 545.2651 | 5 | 2726.3256 | - | - | - | - | - | - | - | - | 2726.3256
| SS2S201006 | 220KV Isolator Support Insulator | No. | 28571.89 | 0 | 0 | - | - | - | - | - | - | - | - | 0
| SS2S201008 | 220KV Isolator 220V Limit Switch | No. | 327.16 | 2 | 654.32 | - | - | - | - | - | - | - | - | 654.32
| SS5S501021 | Terminal Pads Isolator Clamp | No. | 2726.33 | 3 | 8178.99 | - | - | - | - | - | - | - | - | 8178.99
| KK0K002001 | 220 KV Lighting Arrestor | No. | 58916.43 | 2 | 117832.86 | - | - | - | - | - | - | - | - | 117832.86
0
| VV6V507002 | 220KV/110 Volt Capacitor Voltage Transformer | No. | 353498.6 | 1 | 353498.6 | - | - | - | - | - | - | - | - | 353498.6
0
G |  | 33 KV CB (LS) | [12 empty] | 0
1 |  | Density Switch Type KNS-C204Q079 | Nos. | 24071.6914 | 1 | 24071.6914 | - | - | - | - | - | - | - | - | 24071.6914
2 | JJ5J501001 | 33KV SF6 Circuit Breaker 220V DC Trip | No. | 6017.93 | 2 | 12035.86 | [8 empty] | 12035.86
3 | JJ5J501003 | 33KV SF6 Circuit Breaker 220V DC Closing Coil | No. | 6017.93 | 2 | 12035.86 | [8 empty] | 12035.86
4 | JJ5J501011 | 33KV SF6 Circuit Breaker Pole | No. | 60094.64 | 0 | 0 | [8 empty] | 0
0
H |  | 33 KV Isolator & ES (LS) | [12 empty] | 0
1 |  | One complete pole of isolator (excluding support insulator & Structure) with 1 E/S with operating mechanism for main isolator and earthswitch | NO | 176127.5933 | 1 | 176127.5933 | - | - | - | - | - | - | - | - | 176127.5933
2 |  | Copper contact fingers for female and male contacts for 33KV Isolator | SET | 28808.7392 | 2 | 57617.4784 | - | - | - | - | - | - | - | - | 57617.4784
0
3 |  | Bearings | No. | 225.9509 | 2 | 451.9018 | - | - | - | - | - | - | - | - | 451.9018
4 |  | 33 KV Support Insulator (For 1 Pole) | Set | 18302.0225 | 1 | 18302.0225 | - | - | - | - | - | - | - | - | 18302.0225
0
I |  | 33 KV CT 1000/500/1 - 1 - 1 | Nos. | 46291.4826 | 1 | 46291.4826 | - | - | - | - | - | - | - | - | 46291.4826
0
| VV6V505002 | 1-phase 33KV/110Volt 33KV Potential Transformer | No. | 37874.85 | 2 | 75749.7 | - | - | - | - | - | - | - | - | 75749.7
L |  | Control and relay Panel (LS)
1 |  | Digital Ammeter of size 144x72mm acc clss 0.5, 4 didgit display without transducer. | Nos. | 2708.0977 | 4 | 10832.391 | - | - | - | - | - | - | - | - | 10832.391
2 |  | Digital voltmeter of size 144x72mm acc clss 0.5, 4 didgit display without transducer. | Nos. | 2708.0977 | 2 | 5416.1955 | - | - | - | - | - | - | - | - | 5416.1955
3 |  | Voltage selector switch of four position. | Nos. | 2708.0977 | 2 | 5416.1955 | - | - | - | - | - | - | - | - | 5416.1955
4 |  | Digital wattmeter of size 144x72mm acc clss 0.5, 4 didgit display without transducer. | Nos. | 2708.0977 | 2 | 5416.1955 | - | - | - | - | - | - | - | - | 5416.1955
5 |  | MW transducer | Nos. | 2708.0977 | 2 | 5416.1955 | - | - | - | - | - | - | - | - | 5416.1955
6 |  | Digital VAR meter of size 144x72mm acc clss 0.5, 4 didgit display without transducer. | Nos. | 2708.0977 | 2 | 5416.1955 | - | - | - | - | - | - | - | - | 5416.1955
7 |  | MVAr Transducer | Nos. | 3610.797 | 2 | 7221.594 | - | - | - | - | - | - | - | - | 7221.594
8 |  | Circuit Breaker Control switch of spring return to neutral type. Three position Trip-Neutral & close. | Nos. | 3610.797 | 4 | 14443.1879 | - | - | - | - | - | - | - | - | 14443.1879
9 |  | Isolator Control switch of spring return to neutral type. Three position Trip-Neutral & close. | Nos. | 5416.1955 | 4 | 21664.7819 | - | - | - | - | - | - | - | - | 21664.7819
10 |  | Semaphore Indicator for Earthswitch | Nos. | 2407.198 | 4 | 9628.792 | - | - | - | - | - | - | - | - | 9628.792
11 |  | Push botton for Alarm, accept, reset, test. | Nos. | 541.6195 | 8 | 4332.9564 | - | - | - | - | - | - | - | - | 4332.9564
12 |  | Indicating lamps | Nos. | 601.7995 | 48 | 28886.3759 | - | - | - | - | - | - | - | - | 28886.3759
13 |  | Trip Transfer switch SPC 32P 5104/R778/L 32A/660V AC/DC | Nos. | 7221.594 | 2 | 14443.1879 | - | - | - | - | - | - | - | - | 14443.1879
14 |  | Synchronising selector socket | Nos. | 7221.594 | 2 | 14443.1879 | - | - | - | - | - | - | - | - | 14443.1879
15 |  | Synchonising selector switch | Nos. | 7221.594 | 2 | 14443.1879 | - | - | - | - | - | - | - | - | 14443.1879
16 |  | 24 window annunciator with DCF Card | Nos. | 54161.9548 | 1 | 54161.9548 | - | - | - | - | - | - | - | - | 54161.9548
17 |  | 12 window annunciator with DCF Card | Nos. | 45736.7618 | 0 | 0 | - | - | - | - | - | - | - | - | 0
18 |  | 20 window annunciator with DCF Card | Nos. | 42125.9648 | 1 | 42125.9648 | - | - | - | - | - | - | - | - | 42125.9648
19 |  | 8 window annunciator with DCF Card | Nos. | 26479.1779 | 0 | 0 | - | - | - | - | - | - | - | - | 0
Breaker Relay Panel Spares
20 |  | Breaker failure relay Type JRV-192 | Nos. | 18053.9849 | 2 | 36107.9698 | - | - | - | - | - | - | - | - | 36107.9698
22 |  | Self reset trip relay Type JRV-192 | Nos. | 18053.9849 | 2 | 36107.9698 | - | - | - | - | - | - | - | - | 36107.9698
23 |  | Hand reset trip relay Type JRV-192 | Nos. | 18053.9849 | 2 | 36107.9698 | - | - | - | - | - | - | - | - | 36107.9698
24 |  | DC supervision relay Type JRV-151x2 | Nos. | 18053.9849 | 4 | 72215.9397 | - | - | - | - | - | - | - | - | 72215.9397
25 |  | Auxiliary relays Type 151x3 | Nos. | 18053.9849 | 2 | 36107.9698 | - | - | - | - | - | - | - | - | 36107.9698
Line Protection Equipment Spares
26 |  | Distance Protection relay for Main-I, Type- 7 SA 522 | Nos. | 377954.1563 | 1 | 377954.1563 | - | - | - | - | - | - | - | - | 377954.1563
29 |  | Numerical Non-directional IDMTL 3 O/C+1E/F relay with high set type 7SR12 | Nos. | 343025.7135 | 1 | 343025.7135 | - | - | - | - | - | - | - | - | 343025.7135
| MM0M001001 | Micom P444 Distance Protection Relay | No. | 328064.36 | 1 | 328064.36 | - | - | - | - | - | - | - | - | 328064.36
|  | Transformer Protection Panel | [12 empty] | 0
30 |  | Differential relay as per technical specifications with CT mismatch (Type-MICOM P643) | Nos. | 436906.435 | 1 | 436906.435 | - | - | - | - | - | - | - | - | 436906.435
32 |  | Restricted Earth fault relay (Type 7SR11) | Nos. | 225073.012 | 1 | 225073.012 | - | - | - | - | - | - | - | - | 225073.012
33 |  | Numerical directional IDMTL 3 O/C+1EF relay with high set (Type 7SR12) | Nos. | 225073.012 | 1 | 225073.012 | - | - | - | - | - | - | - | - | 225073.012
35 |  | Auxiliary relay for contact multiplication. JRV-151x2 | Nos. | 15646.7869 | 2 | 31293.5739 | - | - | - | - | - | - | - | - | 31293.5739
|  | Common Spares |  |  |  |  | - | - | - | - | - | - | - | - | 0
36 |  | Metrosil (Non liner resistor) | Nos. | 14443.1879 | 1 | 14443.1879 | - | - | - | - | - | - | - | - | 14443.1879
37 |  | Restricted Earth fault relay with non linear resistor (Type 7SR11). | Nos. | 7221.594 | 1 | 7221.594 | - | - | - | - | - | - | - | - | 7221.594
M |  | PLCC (LS)
I |  | Set of Prints for carrier terminal type ETL41.
9 |  | Telecontrol Interface O4LA | Nos. | 26147.9491 | 1 | 26147.9491 | - | - | - | - | - | - | - | - | 26147.9491
ii |  | Set of phase to phase coupling device type MCD-80.
1 |  | High Pass filter | Nos. | 25579.5153 | 1 | 25579.5153 | - | - | - | - | - | - | - | - | 25579.5153
2 |  | High Pass filter + Hybrid Transformer | Nos. | 25579.5153 | 1 | 25579.5153 | - | - | - | - | - | - | - | - | 25579.5153
III |  | Set of Spares for EPAX 6S (24*8*6)
1 |  | Power Supply unit PS48VDC | Nos. | 8526.5051 | 1 | 8526.5051 | - | - | - | - | - | - | - | - | 8526.5051
2 |  | CPU card | Nos. | 8526.5051 | 1 | 8526.5051 | - | - | - | - | - | - | - | - | 8526.5051
3 |  | PLCC trunk interface card | Nos. | 8526.5051 | 1 | 8526.5051 | - | - | - | - | - | - | - | - | 8526.5051
4 |  | Co line card | Nos. | 8526.5051 | 1 | 8526.5051 | - | - | - | - | - | - | - | - | 8526.5051
5 |  | Subscriber line card SLT8 | Nos. | 8526.5051 | 1 | 8526.5051 | - | - | - | - | - | - | - | - | 8526.5051
6 |  | Subscriber line card SL16 | Nos. | 8526.5051 | 1 | 8526.5051 | - | - | - | - | - | - | - | - | 8526.5051
iv |  | 4-wire table telephone | Sets | 8526.5051 | 2 | 17053.0103 | - | - | - | - | - | - | - | - | 17053.0103
v |  | Co-axial connectors | Nos | 8526.5051 | 2 | 17053.0103 | - | - | - | - | - | - | - | - | 17053.0103
vi |  | Straight: Through Joint. | Nos | 8526.5051 | 2 | 17053.0103 | - | - | - | - | - | - | - | - | 17053.0103
Mandatory Testing and maintenance Equipment for PLCC System (As per DI)
1 |  | Soldering Iron 230 V /25 W | 1 | 1591.6143 | 1 | 1591.6143 | - | - | - | - | - | - | - | - | 1591.6143
2 |  | Soldering Iron 230 V /150 W | 1 | 2501.1082 | 1 | 2501.1082 | - | - | - | - | - | - | - | - | 2501.1082
3 |  | Temp Controlled Soldering Station 230V/ 35W | 1 | 4547.4694 | 1 | 4547.4694 | - | - | - | - | - | - | - | - | 4547.4694
4 |  | Desoldering Pump | 1 | 1591.6143 | 1 | 1591.6143 | - | - | - | - | - | - | - | - | 1591.6143
5 |  | Test Prob Red RM1 (Pistol) | 2 | 2842.1684 | 2 | 5684.3367 | - | - | - | - | - | - | - | - | 5684.3367
6 |  | Test Prob Black RM1 (Pistol) | 2 | 2842.1684 | 2 | 5684.3367 | - | - | - | - | - | - | - | - | 5684.3367
7 |  | Lead 1.0 meter Red | 1 | 1591.6143 | 1 | 1591.6143 | - | - | - | - | - | - | - | - | 1591.6143
8 |  | Lead 1.0 meter Black | 1 | 1591.6143 | 1 | 1591.6143 | - | - | - | - | - | - | - | - | 1591.6143
9 |  | Lead 2.0 meter Red | 2 | 1591.6143 | 2 | 3183.2286 | - | - | - | - | - | - | - | - | 3183.2286
10 |  | Lead 2.0 meter Black | 2 | 1591.6143 | 2 | 3183.2286 | - | - | - | - | - | - | - | - | 3183.2286
11 |  | 4mm-2mm adaptor | 2 | 1591.6143 | 2 | 3183.2286 | - | - | - | - | - | - | - | - | 3183.2286
12 |  | Cotton Tool bag | 1 | 1591.6143 | 1 | 1591.6143 | - | - | - | - | - | - | - | - | 1591.6143
13 |  | Bag for ETL-PTK | 1 | 1591.6143 | 1 | 1591.6143 | - | - | - | - | - | - | - | - | 1591.6143
14 |  | Dummy Load Print type | 1 | 1591.6143 | 1 | 1591.6143 | - | - | - | - | - | - | - | - | 1591.6143
15 |  | ETL Card Extender 19 BL 6U/220 (Print Extender) | 1 | 1591.6143 | 1 | 1591.6143 | - | - | - | - | - | - | - | - | 1591.6143
16 |  | Adapter print 19BJ | 1 | 1591.6143 | 1 | 1591.6143 | - | - | - | - | - | - | - | - | 1591.6143
17 |  | Transmitter tuning Print P3LL | 1 | 1591.6143 | 1 | 1591.6143 | - | - | - | - | - | - | - | - | 1591.6143
18 |  | Receiver tuning Print P4LM | 1 | 1591.6143 | 1 | 1591.6143 | - | - | - | - | - | - | - | - | 1591.6143
19 |  | ESD Wrist Band | 1 | 1591.6143 | 1 | 1591.6143 | - | - | - | - | - | - | - | - | 1591.6143
20 |  | Solder Wire 60 / 40 18 SWG | Gm | 56.8434 | 100 | 5684.3367 | - | - | - | - | - | - | - | - | 5684.3367
21 |  | Nose Plier 6 Inch insulated | 1 | 852.6505 | 1 | 852.6505 | - | - | - | - | - | - | - | - | 852.6505
22 |  | Screw Driver (Small) | 1 | 852.6505 | 1 | 852.6505 | - | - | - | - | - | - | - | - | 852.6505
23 |  | Screw Driver set with multiup fixing Feature | 1 | 852.6505 | 1 | 852.6505 | - | - | - | - | - | - | - | - | 852.6505
25 |  | Side cutting plier 6 inch insulated | 1 | 852.6505 | 1 | 852.6505 | - | - | - | - | - | - | - | - | 852.6505
26 |  | Insulated Plier | 1 | 852.6505 | 1 | 852.6505 | - | - | - | - | - | - | - | - | 852.6505
27 |  | ESD Conducting Mat | 1 | 852.6505 | 1 | 852.6505 | - | - | - | - | - | - | - | - | 852.6505
| PP1P121002 | Adjustable Wrench 6'' | No. | 852.65 | 1 | 852.65 | - | - | - | - | - | - | - | - | 852.65
N |  | Illumination System (LS)
1 |  | Single Pole MCB/Triple Pole MCB
b |  | Tripple Pole MCB C16 | Nos. | 433.223 | 4 | 1732.8921 | - | - | - | - | - | - | - | - | 1732.8921
2 |  | BAJAJ BZRSQL 36W | Nos. | 3370.0367 | 0 | 0 | - | - | - | - | - | - | - | - | 0
3 |  | Bajaj BJI 218 LED | Nos. | 3008.9614 | 0 | 0 | - | - | - | - | - | - | - | - | 0
4 |  | BAJAJ 13340 BICDPE 40W LED IPS4 | Nos. | 3249.6783 | 2 | 6499.3565 | - | - | - | - | - | - | - | - | 6499.3565
9 |  | Cover & Reflector | Nos. | 649.9357 | 20 | 12998.7131 | - | - | - | - | - | - | - | - | 12998.7131
10 |  | 1x250 W HPSV LAMPS IN HIGH FLOOD LIGHTING WITH CONTROL GEAR | Set | 3309.8575 | 5 | 16549.2874 | - | - | - | - | - | - | - | - | 16549.2874
11 |  | LED Bulb (9W) | Nos. | 180.5377 | 20 | 3610.7536 | - | - | - | - | - | - | - | - | 3610.7536
12 |  | Bulb Holder | Nos. | 72.2151 | 20 | 1444.3015 | - | - | - | - | - | - | - | - | 1444.3015
13 |  | LED Bulbs 9W with Holder | Set | 252.7528 | 10 | 2527.5275 | - | - | - | - | - | - | - | - | 2527.5275
14 |  | 5A Switch | Nos. | 84.2509 | 20 | 1685.0184 | - | - | - | - | - | - | - | - | 1685.0184
15 |  | 5 A Socket | Nos. | 108.3226 | 17 | 1841.4843 | - | - | - | - | - | - | - | - | 1841.4843
16 |  | JUNCTION BOX (JB) - 4WAY | Nos. | 180.5377 | 5 | 902.6884 | - | - | - | - | - | - | - | - | 902.6884
17 |  | JUNCTION BOX (JB) - 3WAY | Nos. | 180.5377 | 5 | 902.6884 | - | - | - | - | - | - | - | - | 902.6884
18 |  | Bajaj Holder BJDB - 100 | Nos. | 83.33 | 12 | 999.96 | - | - | - | - | - | - | - | - | 999.96
| . | HPSV Copper Ballast 250 Watt | No. | 1805.38 | 5 | 9026.9 | - | - | - | - | - | - | - | - | 9026.9
| LL0L003004 | HPSV Lamp 250 Watt | No. | 765.48 | 8 | 6123.84 | - | - | - | - | - | - | - | - | 6123.84
| LL0L004004 | HPSV Igniter 250 Watt | No. | 397.18 | 14 | 5560.52 | - | - | - | - | - | - | - | - | 5560.52
| LL0L009001 | HPSV Lamp Holder | No. | 72.22 | 19 | 1372.18 | - | - | - | - | - | - | - | - | 1372.18
O |  | Fire Protection System (LS)
1 |  | Nitrogen Cylinder (as applicable) | Nos. | 32496.7826 | 1 | 32496.7826 | - | - | - | - | - | - | - | - | 32496.7826
3 |  | Heat sensor assembly | Set | 11795.1285 | 1 | 11795.1285 | - | - | - | - | - | - | - | - | 11795.1285
6 |  | Fire Protection Limit Switches | Nos. | 61382.8116 | 1 | 61382.8116 | - | - | - | - | - | - | - | - | 61382.8116
7 |  | Fire detector | Nos. | 3830.3236 | 6 | 22981.9413 | - | - | - | - | - | - | - | - | 22981.9413
8 |  | Thermostat | Nos. | 3830.3236 | 2 | 7660.6471 | - | - | - | - | - | - | - | - | 7660.6471
9 |  | Heating element | Nos. | 1444.3015 | 2 | 2888.6029 | - | - | - | - | - | - | - | - | 2888.6029
5 |  | PNRBV | Nos. | 8665.8087 | 1 | 8665.8087 | - | - | - | - | - | - | - | - | 8665.8087
P |  | Battery (LS)
3 |  | Spare Battery cell 2V-500AH | Nos. | 28031.5 | 0 | 0 | - | - | - | - | - | - | - | - | 0
2 |  | Inter cell connectors with bolts & nuts - 2V-500AH | Nos. | 3501.7312 | 15 | 52525.9685 | - | - | - | - | - | - | - | - | 52525.9685
3 |  | Spare Battery cell 2V-300AH | Nos. | 21701.9956 | 5 | 108509.9778 | - | - | - | - | - | - | - | - | 108509.9778
4 |  | Inter cell connectors with bolts & nuts - 2V-300AH | Nos. | 2298.139 | 15 | 34472.085 | - | - | - | - | - | - | - | - | 34472.085
Q |  | Battery Charger (LS)
220 V BATTERY CHARGER
| NN5N501001 | PLCC Card O4LC Card | No. | 26147.95 | 1 | 26147.95 | - | - | - | - | - | - | - | - | 26147.95
| NN5N503001 | AF Convertor (P4LB) | No. | 26147.95 | 1 | 26147.95 | - | - | - | - | - | - | - | - | 26147.95
| NN5N503002 | IF Convertor (P4LC) | No. | 26147.95 | 1 | 26147.95 | - | - | - | - | - | - | - | - | 26147.95
| NN5N503003 | RX-RF Convertor (P4LD) | No. | 26147.95 | 1 | 26147.95 | - | - | - | - | - | - | - | - | 26147.95
| NN5N503004 | TX-RF Convertor (P4LF) | No. | 26147.95 | 1 | 26147.95 | - | - | - | - | - | - | - | - | 26147.95
| NN5N505001 | Power Supply Unit (B5LA) | No. | 35970.52 | 1 | 35970.52 | - | - | - | - | - | - | - | - | 35970.52
| NN5N506010 | PLCC Stabilizer Unit(B4LA) | No. | 26147.95 | 1 | 26147.95 | - | - | - | - | - | - | - | - | 26147.95
| NN5N506011 | PLCC Pilot & Supervision Unit (P4LA) | No. | 26147.95 | 1 | 26147.95 | - | - | - | - | - | - | - | - | 26147.95
| NN5N506012 | PLCC Carrier Generator (P4LG) | No. | 26147.95 | 1 | 26147.95 | - | - | - | - | - | - | - | - | 26147.95
| NN5N506013 | PLCC RF Hybrid (P3LA) | No. | 26147.95 | 1 | 26147.95 | - | - | - | - | - | - | - | - | 26147.95
| NN5N506014 | PLCC RF Amplifier (P1LA) | No. | 26147.95 | 1 | 26147.95 | - | - | - | - | - | - | - | - | 26147.95
| NN5N506015 | PLCC TX Filter (E5LA) | No. | 26147.95 | 1 | 26147.95 | - | - | - | - | - | - | - | - | 26147.95
| NN5N506017 | PLCC DSP Module (G4AA) | No. | 116528.9 | 1 | 116528.9 | - | - | - | - | - | - | - | - | 116528.9
| NN5N506020 | PLCC Relay Interface (G4AC) | No. | 116528.9 | 1 | 116528.9 | - | - | - | - | - | - | - | - | 116528.9
|  | 48 V BATTERY CHARGER | [12 empty] | 0
a) |  | Set of Control Cards | [12 empty] | 0
1 |  | BRIDGE SNUBBER CARD - 48 V BC | Nos. | 7552.5617 | 1 | 7552.5617 | - | - | - | - | - | - | - | - | 7552.5617
2 |  | ANNUNCIATION CARD - 48 V BC | Nos. | 15365.5403 | 1 | 15365.5403 | - | - | - | - | - | - | - | - | 15365.5403
3 |  | MAIN CONTROL CARD - 48 V BC | Nos. | 18728.8585 | 1 | 18728.8585 | - | - | - | - | - | - | - | - | 18728.8585
4 |  | GLASS FUSE CARD - 48 V BC | Nos. | 15365.5403 | 1 | 15365.5403 | - | - | - | - | - | - | - | - | 15365.5403
5 |  | RFI Capacitor (Card RF2) - 48 V BC | Nos. | 1079.863 | 1 | 1079.863 | - | - | - | - | - | - | - | - | 1079.863
6 |  | SYNCH TXR I/P RESS. CARD - 48 V BC | Nos. | 1079.863 | 1 | 1079.863 | - | - | - | - | - | - | - | - | 1079.863
7 |  | POWER SUPPLY CARD - 48 V BC | Nos. | 1079.863 | 1 | 1079.863 | - | - | - | - | - | - | - | - | 1079.863
8 |  | DIODE CARD - 48 V BC | Nos. | 1079.863 | 1 | 1079.863 | - | - | - | - | - | - | - | - | 1079.863
9 |  | MAINS ON LED CARD - 48 V BC | Nos. | 1079.863 | 1 | 1079.863 | - | - | - | - | - | - | - | - | 1079.863
10 |  | FLOAT BOOST DC ON LED - 48 V BC | Nos. | 1079.863 | 1 | 1079.863 | - | - | - | - | - | - | - | - | 1079.863
11 |  | WINDOW INTERFACE CARD - 48 V BC | Nos. | 1079.863 | 1 | 1079.863 | - | - | - | - | - | - | - | - | 1079.863
12 |  | TEMP PROBE CARD - 48 V BC | Nos. | 1079.863 | 1 | 1079.863 | - | - | - | - | - | - | - | - | 1079.863
b) |  | Set of relays | [12 empty] | 0
1 |  | Float Boost Relay, Charger Fail Relay, Trip Relay (5A, 3 C, 24 V DC) - 48 V BC | Nos. | 5399.3149 | 1 | 5399.3149 | - | - | - | - | - | - | - | - | 5399.3149
2 |  | DC Over Load Relay (5A, 3 C, 12 V DC) - 48 V BC | Nos. | 5399.3149 | 1 | 5399.3149 | - | - | - | - | - | - | - | - | 5399.3149
3 |  | DC Earth Fault Relay (5A, 3 C/O, 18 V DC) - 48 V BC | Nos. | 5399.3149 | 1 | 5399.3149 | - | - | - | - | - | - | - | - | 5399.3149
c) |  | Set of Contactor | [12 empty] | 0
1 |  | AC Input Contactor | Nos. | 1681.6591 | 2 | 3363.3182 | - | - | - | - | - | - | - | - | 3363.3182
2 |  | Auxilliary Contactor | Nos. | 1681.6591 | 2 | 3363.3182 | - | - | - | - | - | - | - | - | 3363.3182
d,g |  | SWITCHES | [12 empty] | 0
1 |  | Control Switch | Nos. | 1141.7276 | 2 | 2283.4552 | - | - | - | - | - | - | - | - | 2283.4552
2 |  | ON/OFF Control Switch (Source) | Nos. | 1141.7276 | 2 | 2283.4552 | - | - | - | - | - | - | - | - | 2283.4552
3 |  | DC Ammeter & DC Voltmeter Selector | Nos. | 1141.7276 | 2 | 2283.4552 | - | - | - | - | - | - | - | - | 2283.4552
4 |  | Mode Selector | Nos. | 1141.7276 | 2 | 2283.4552 | - | - | - | - | - | - | - | - | 2283.4552
5 |  | Auto/Manual Switch | Nos. | 1141.7276 | 2 | 2283.4552 | - | - | - | - | - | - | - | - | 2283.4552
e) |  | Filter Capacitors | Nos. | 2159.7259 | 2 | 4319.4518 | - | - | - | - | - | - | - | - | 4319.4518
f) |  | Thyristor/Diode
1 |  | SCR SCR Module | Nos. | 1681.6591 | 2 | 3363.3182 | - | - | - | - | - | - | - | - | 3363.3182
2 |  | Blocking Module | Nos. | 1681.6591 | 2 | 3363.3182 | - | - | - | - | - | - | - | - | 3363.3182
h) |  | Set of wound resistors
1 |  | Bleeder | Nos. | 1411.6934 | 2 | 2823.3867 | - | - | - | - | - | - | - | - | 2823.3867
2 |  | DC Earth Fault ERSIS | Nos. | 1681.6591 | 2 | 3363.3182 | - | - | - | - | - | - | - | - | 3363.3182
i) |  | Potentiometers | Nos. | 1243.8344 | 2 | 2487.6687 | - | - | - | - | - | - | - | - | 2487.6687
j) |  | Fuses of Thyristor with indicators (Rectifier Fuse) | Nos. | 2234.1561 | 12 | 26809.8732 | - | - | - | - | - | - | - | - | 26809.8732
220 V BATTERY CHARGER
a) |  | Set of Control Cards
1 |  | BRIDGE SNUBBER CARD - 220V BC | Nos. | 19588.4843 | 1 | 19588.4843 | - | - | - | - | - | - | - | - | 19588.4843
2 |  | ANNUNCIATION CARD - 220V BC | Nos. | 43975.8797 | 1 | 43975.8797 | - | - | - | - | - | - | - | - | 43975.8797
3 |  | MAIN CONTROL CARD - 220V BC | Nos. | 46161.5223 | 1 | 46161.5223 | - | - | - | - | - | - | - | - | 46161.5223
4 |  | GLASS FUSE CARD - 220V BC | Nos. | 26231.5712 | 1 | 26231.5712 | - | - | - | - | - | - | - | - | 26231.5712
5 |  | RFI Capacitor - 220V BC | Nos. | 2159.726 | 1 | 2159.726 | - | - | - | - | - | - | - | - | 2159.726
6 |  | SYNCH TXR I/P RESS. CARD - 220V BC | Nos. | 4566.9105 | 1 | 4566.9105 | - | - | - | - | - | - | - | - | 4566.9105
7 |  | POWER SUPPLY CARD - 220V BC | Nos. | 3487.0475 | 1 | 3487.0475 | - | - | - | - | - | - | - | - | 3487.0475
8 |  | DIODE CARD - 220V BC | Nos. | 4690.6397 | 1 | 4690.6397 | - | - | - | - | - | - | - | - | 4690.6397
9 |  | MAINS ON LED CARD - 220V BC | Nos. | 4690.6397 | 1 | 4690.6397 | - | - | - | - | - | - | - | - | 4690.6397
10 |  | FLOAT BOOST DC ON LED - 220V BC | Nos. | 4690.6397 | 1 | 4690.6397 | - | - | - | - | - | - | - | - | 4690.6397
11 |  | WINDOW INTERFACE CARD - 220V BC | Nos. | 4690.6397 | 1 | 4690.6397 | - | - | - | - | - | - | - | - | 4690.6397
12 |  | TEMP PROBE CARD - 220V BC | Nos. | 4690.6397 | 1 | 4690.6397 | - | - | - | - | - | - | - | - | 4690.6397
13 |  | 110V FEED BACK CARD - 220V BC | Nos. | 2159.726 | 1 | 2159.726 | - | - | - | - | - | - | - | - | 2159.726
14 |  | U/V,O/V DROP RESISTANCE - 220V BC | Nos. | 2159.726 | 1 | 2159.726 | - | - | - | - | - | - | - | - | 2159.726
b) |  | Set of relays
1 |  | Float Boost Relay (5A, 3 C/O, 16 V) - - 220V BC | Nos. | 5399.3149 | 1 | 5399.3149 | - | - | - | - | - | - | - | - | 5399.3149
2 |  | DC Over Load Relay (5A, 3 C/O, 12 V) - 220V BC | Nos. | 5399.3149 | 1 | 5399.3149 | - | - | - | - | - | - | - | - | 5399.3149
3 |  | DC Earth Fault Relay (5A, 3 C/O, 110 V) - 220V BC | Nos. | 5399.3149 | 1 | 5399.3149 | - | - | - | - | - | - | - | - | 5399.3149
R |  | LT Switchgear (LS)
i) |  | Relays
1 |  | TP INST. O/C RELAY, 200-3000% SETTING IN STEP OF 200% AND ADJUSTABLE DEFINITE MIN. TIME, CTR-1000/1A, AUX. SUPPLY 220V DC (FUNCTION NO.51) | Nos. | 34960.4796 | 1 | 34960.4796 | - | - | - | - | - | - | - | - | 34960.4796
2 |  | INST. E/F RELAY, SETTING 5-80% IN STEP OF 5%, DEFINITE TIME DELAY RANGE 00-25SEC. IN STEP OF 0.1 SEC CTR-1000/1A, AUX. SUPPLY 220V DC FUNCTION NO.51N) | Nos. | 27141.0055 | 1 | 27141.0055 | - | - | - | - | - | - | - | - | 27141.0055
3 |  | THREE POLE VOLTAGE CONTROLLED, INVERSE TIME O/C RELEAY, SETTING 50-200%, CTR-600/1A, AUX. SUPPLY 220V DC (FUNCTION NO. 51V) | Nos. | 27141.0055 | 1 | 27141.0055 | - | - | - | - | - | - | - | - | 27141.0055
4 |  | HIGH SPEED TRIPPING RELAY, 220V DC WITH 4NO+1NC AUX. CONTACT (FUNCTION NO. 86) | Nos. | 27141.0055 | 1 | 27141.0055 | - | - | - | - | - | - | - | - | 27141.0055
5 |  | DIFFERENTIAL PROTECTION RELAY FOR DG, SETTING RANGE 5-80% IN STEP OF 2.5%, AUX. SUPPLY 220V DC (FUNCTION NO. 87) | Nos. | 27141.0055 | 1 | 27141.0055 | - | - | - | - | - | - | - | - | 27141.0055
6 |  | SINGLE POLE, NON-DIRECTIONAL, DEFINITE TIME O/C RELAY, WITH BUILT IN TIMER, SETTING RANGE 50-200% IN STEP OF 10%, TIME DELAY RANGE :0- 25SEC IN STEP OF 0.1SEC. AUX. SUPPLY 220V DC (FUNCTION NO. 95) | Nos. | 12958.3557 | 1 | 12958.3557 | - | - | - | - | - | - | - | - | 12958.3557
7 |  | UNDER VOLTAGE RELAY, SETTING ; 30-95% IN STEP OF 5%, 2C/O AUX. CONTACT, OPERATING VOLTAGE 220V DC, AUX. SUPPLY 240V AC (FUNCTION NO. 27) | Nos. | 4319.4519 | 1 | 4319.4519 | - | - | - | - | - | - | - | - | 4319.4519
8 |  | OVER VOLTAGE RELAY, SETTING ; 105-170% IN STEP OF 5%, 2C/O AUX. CONTACT, OPERATING VOLTAGE 220V DC, AUX. SUPPLY 240V AC (FUNCTION NO. 59) | Nos. | 4319.4519 | 1 | 4319.4519 | - | - | - | - | - | - | - | - | 4319.4519
9 |  | BATTERY E/F RELAY, SENSING VOLTAGE :220V DC, AUX. SUPPLY 240V AC (FUNCTION NO. 96) | Nos. | 4319.4519 | 1 | 4319.4519 | - | - | - | - | - | - | - | - | 4319.4519
10 |  | VOLTAGE MONITORING RELAY, 3 PHASE, 415 V AC (VMR) | Nos. | 4319.4519 | 1 | 4319.4519 | - | - | - | - | - | - | - | - | 4319.4519
11 |  | Under Voltage Relay ,Setting: 30-95% In Step of 5%, 2C/O Aux Contact,Oprating Voltage 50V DC; Aux Supply 240V AC (FUNCTION NO. 27) | Nos. | 4319.4519 | 1 | 4319.4519 | - | - | - | - | - | - | - | - | 4319.4519
12 |  | Over Voltage Relay ,Setting: 105-170% In Step of 5%, 2C/O Aux Contact,Oprating Voltage 50V DC; Aux Supply 240V AC (FUNCTION NO. 59) | Nos. | 4319.4519 | 1 | 4319.4519 | - | - | - | - | - | - | - | - | 4319.4519
ii) |  | CTs and PTs
1 |  | METERING CT's, RESIN CAST, CL 1.0 - 1000/1A, 15 VA | Nos. | 4453.2914 | 1 | 4453.2914 | - | - | - | - | - | - | - | - | 4453.2914
2 |  | PROTECTION CT's, RESIN CAST, CL 5P15, CTR- 1000/1A, 15 VA | Nos. | 3309.8787 | 1 | 3309.8787 | - | - | - | - | - | - | - | - | 3309.8787
3 |  | CLPS CTs, Resin Cast, CTR 600/1 A (15VA),KPV 300V | Nos. | 3309.8787 | 1 | 3309.8787 | - | - | - | - | - | - | - | - | 3309.8787
iii) |  | Switches/Push buttons and Meters
1 |  | 3-PHASE, 4WIRE KWH METER, CTR-600/1A, 415V AC AUX SUPPLY 220V DC | Nos. | 3426.4538 | 1 | 3426.4538 | - | - | - | - | - | - | - | - | 3426.4538
2 |  | FREQUENCY METER, 45-55Hz, 415V AC | Nos. | 3426.4538 | 1 | 3426.4538 | - | - | - | - | - | - | - | - | 3426.4538
3 |  | AMMETER, 96X96 SQ.MM ANALOUGE TYPE, CTR-1000/1A (0-1000A) | Nos. | 3426.4538 | 1 | 3426.4538 | - | - | - | - | - | - | - | - | 3426.4538
4 |  | VOLTMETER, 96X96, ANALOUGE TYPE, 415V AC (0-500V) | Nos. | 3426.4538 | 1 | 3426.4538 | - | - | - | - | - | - | - | - | 3426.4538
5 |  | 3 PHASE 4 WIRE KW METER CTR-600/1A,415 V AC,AUX SUPPLY 220 V DC | Nos. | 3426.4538 | 1 | 3426.4538 | - | - | - | - | - | - | - | - | 3426.4538
6 |  | AMMETER WITH SHUNT(0-75mV), ANALOG TYPE CTR 96 X 96 SQMM. (90-0-200A) | Nos. | 558.9481 | 1 | 558.9481 | - | - | - | - | - | - | - | - | 558.9481
7 |  | AMMETER 96X96 ANALOG TYPE CTR-600A/1 (0-600A) | Nos. | 558.9481 | 1 | 558.9481 | - | - | - | - | - | - | - | - | 558.9481
8 |  | VOLTMETER 96X96 ANALOG TYPE 220V DC (0-300V) | Nos. | 1117.8961 | 1 | 1117.8961 | - | - | - | - | - | - | - | - | 1117.8961
10 |  | AMMETER SELECTOR SWITCH 6 A | Nos. | 1117.8961 | 1 | 1117.8961 | - | - | - | - | - | - | - | - | 1117.8961
| NN4N408011 | Breaker Control Switch 25A | No. | 1117.9 | 1 | 1117.9 | - | - | - | - | - | - | - | - | 1117.9
12 |  | A/M/S SELECTOR SWITCH 3P- 3 WAY WITHOUT OFF 16A | Nos. | 1117.8961 | 1 | 1117.8961 | - | - | - | - | - | - | - | - | 1117.8961
13 |  | A/M/S SELECTOR SWITCH 8P- 3 WAY WITHOUT OFF 6A | Nos. | 1117.8961 | 1 | 1117.8961 | - | - | - | - | - | - | - | - | 1117.8961
14 |  | VOLTMETER SELECTOR SWITCH, 4 POSITION 6 A | Nos. | 753.462 | 1 | 753.462 | - | - | - | - | - | - | - | - | 753.462
15 |  | SP ON/OFF ROTARY SWITCH 6A | Nos. | 1117.8961 | 1 | 1117.8961 | - | - | - | - | - | - | - | - | 1117.8961
16 |  | Thermostate 30-110Degree | Nos. | 1117.8961 | 1 | 1117.8961 | - | - | - | - | - | - | - | - | 1117.8961
17 |  | Spaceheater 60-240V AC | Nos. | 1117.8961 | 1 | 1117.8961 | - | - | - | - | - | - | - | - | 1117.8961
18 |  | Door Switch 6 Amps | Nos. | 2235.7922 | 1 | 2235.7922 | - | - | - | - | - | - | - | - | 2235.7922
19 |  | 5/15 A SWITCH WITH SOCKET, 3 PIN | Nos. | 62.2992 | 1 | 62.2992 | - | - | - | - | - | - | - | - | 62.2992
20 |  | Push Button spring return type with no contact dia 22.5mm- green | Nos. | 249.1966 | 1 | 249.1966 | - | - | - | - | - | - | - | - | 249.1966
21 |  | Push Button spring return type with no contact dia 22.5mm- red | Nos. | 249.1966 | 1 | 249.1966 | - | - | - | - | - | - | - | - | 249.1966
22 |  | Reset push buttons, black with NC contact. | Nos. | 249.1966 | 1 | 249.1966 | - | - | - | - | - | - | - | - | 249.1966
23 |  | PHASE INDICATOR, DIA 22.5mm -BLUE | Nos. | 249.1966 | 1 | 249.1966 | - | - | - | - | - | - | - | - | 249.1966
24 |  | PHASE INDICATOR, DIA 22.5mm -RED | Nos. | 249.1966 | 1 | 249.1966 | - | - | - | - | - | - | - | - | 249.1966
9 |  | PHASE INDICATOR, DIA 22.5mm -YELLOW | Nos. | 249.1966 | 1 | 249.1966 | - | - | - | - | - | - | - | - | 249.1966
iv) |  | TPN Switches/MCB | [12 empty] | 0
1 |  | DP SWITCH, AIR BREAK TYPE, 220V DC, 250 A | Nos. | 3249.6991 | 1 | 3249.6991 | - | - | - | - | - | - | - | - | 3249.6991
2 |  | TPN MCB, 'C' CURVE, 10KA, 63 A | Nos. | 3249.6991 | 1 | 3249.6991 | - | - | - | - | - | - | - | - | 3249.6991
3 |  | DP MCB,4KA, 220V DC, 20 A | Nos. | 3249.6991 | 1 | 3249.6991 | - | - | - | - | - | - | - | - | 3249.6991
4 |  | DP MCB,4KA, 50V DC, 32 A | Nos. | 3249.6991 | 1 | 3249.6991 | - | - | - | - | - | - | - | - | 3249.6991
5 |  | DP MCB, 'B' CURVE, 10KA, (for 220 V DC) 25A | Nos. | 3249.6991 | 1 | 3249.6991 | - | - | - | - | - | - | - | - | 3249.6991
6 |  | DP MCB, 'B' CURVE, 10KA, (for 240V AC) 6A | Nos. | 3249.6991 | 1 | 3249.6991 | - | - | - | - | - | - | - | - | 3249.6991
7 |  | DP MCB, 'B' CURVE, 10KA, (for 220 V DC) 16 A | Nos. | 3249.6991 | 1 | 3249.6991 | - | - | - | - | - | - | - | - | 3249.6991
8 |  | DP MCB, 'C' CURVE, 10KA, 16 A | Nos. | 3249.6991 | 1 | 3249.6991 | - | - | - | - | - | - | - | - | 3249.6991
9 |  | SP MCB, 'C' CURVE, 10KA, 20 A | Nos. | 3249.6991 | 1 | 3249.6991 | - | - | - | - | - | - | - | - | 3249.6991
10 |  | SP MCB, 'C' CURVE, 10KA, 63 A | Nos. | 3249.6991 | 1 | 3249.6991 | - | - | - | - | - | - | - | - | 3249.6991
11 |  | Control fuse with base 4 A | Nos. | 3249.6991 | 1 | 3249.6991 | - | - | - | - | - | - | - | - | 3249.6991
12 |  | Control fuse with base 6 A | Nos. | 3249.6991 | 1 | 3249.6991 | - | - | - | - | - | - | - | - | 3249.6991
13 |  | Control fuse with base 10A | Nos. | 3249.6991 | 1 | 3249.6991 | - | - | - | - | - | - | - | - | 3249.6991
MCCB 1 Nos. Of Each Rating
1 |  | 400A 4 POLE Electrically Operated MCCB 20KA With overload 80-100% & fixed short circuit closing coil 220V DC. ST coil 220V DC with 1 C/O Aux contact U/V coil-230V AC 20KA. | Nos. | 10230.5342 | 1 | 10230.5342 | - | - | - | - | - | - | - | - | 10230.5342
2 |  | 400A TP MCCB With thermal magnetic release for OL (80-100%) with fixed S/C with rotary handle 20KA. | Nos. | 10230.5342 | 1 | 10230.5342 | - | - | - | - | - | - | - | - | 10230.5342
3 |  | 150A TP MCCB With thermal magnetic release for O/L (80-100% )with fixed S/C with rotary handle 20KA. | Nos. | 10230.5342 | 1 | 10230.5342 | - | - | - | - | - | - | - | - | 10230.5342
4 |  | 100A TP MCCB With thermal magnetic release for O/L (80-100% )with fixed S/C with rotary handle 20KA. | Nos. | 10230.5342 | 0 | 0 | - | - | - | - | - | - | - | - | 0
5 |  | 63 A TP MCCB With thermal magnetic release for O/L (80-100%) with fixed S/C with rotary handle 20KA. | Nos. | 10230.5342 | 1 | 10230.5342 | - | - | - | - | - | - | - | - | 10230.5342
6 |  | 320A DP MCCB With thermal magnetic release for O/L (80-100%) with fixed S/C Suitable for 220V DC with rotary handle 4KA. | Nos. | 10230.5342 | 1 | 10230.5342 | - | - | - | - | - | - | - | - | 10230.5342
7 |  | 250A DP MCCB With thermal magnetic release for O/L (80-100%) with fixed S/C Suitable for 220V DC with rotary handle 4KA. | Nos. | 7823.3497 | 1 | 7823.3497 | - | - | - | - | - | - | - | - | 7823.3497
T |  | Erection Hardware & clamps & connector (LS)
1 |  | BUS BAR MATERIAL AND INSULATOR- Bolted Type Tension Fitting for ACSR Twin Zebra Conductor
1.1 |  | 220 kV Double Tension H/W with Single Anchoring Point suitable Double ACSR Zebra Conductor with Turn Buckle (EKD CODE:H-202A) | Nos. | 18903.5161 | 1 | 18903.5161 | - | - | - | - | - | - | - | - | 18903.5161
1.2 |  | 220 kV Double Tension H/W with Single Anchoring Point suitable Double ACSR Zebra Conductor without Turn Buckle (EKD CODE:H-202) | Nos. | 18903.5161 | 1 | 18903.5161 | - | - | - | - | - | - | - | - | 18903.5161
1.3 |  | 33 kV Double Tension H/W with Single Anchoring Point suitable Double ACSR Zebra Conductor with Turn Buckle (EKD CODE:H-302A) | Nos. | 17683.9344 | 2 | 35367.8688 | - | - | - | - | - | - | - | - | 35367.8688
1.4 |  | 33 kV Double Tension H/W with Single Anchoring Point suitable Double ACSR Zebra Conductor without Turn Buckle (EKD CODE:H-302) | Nos. | 17683.9344 | 2 | 35367.8688 | - | - | - | - | - | - | - | - | 35367.8688
2 |  | Bolted Type Tension Fitting for ACSR Single Zebra Conductor (Detail As Below)
2.1 |  | 220 kV Double Tension H/W with Single Anchoring Point suitable Single ACSR Zebra Conductor with Turn Buckle (EKD CODE:H-201A) | Nos. | 10000.5698 | 1 | 10000.5698 | - | - | - | - | - | - | - | - | 10000.5698
2.2 |  | 220 kV Double Tension H/W with Single Anchoring Point suitable Single ACSR Zebra Conductor without Turn Buckle (EKD CODE:H-201) | Nos. | 10000.5698 | 1 | 10000.5698 | - | - | - | - | - | - | - | - | 10000.5698
3 |  | Suspension Fitting for ACSR Twin Zebra Conductor (Detail As Below) |  |  |  | 0
3.1 |  | 220 kV Single Suspension String for Twin ACSR Zebra Conductor without Drop Clamp (EKD CODE: H-206A) | Nos. | 7891.4326 | 1 | 7891.4326 | - | - | - | - | - | - | - | - | 7891.4326
3.2 |  | 33 kV Single Suspension String for Twin ACSR Zebra Conductor without Drop Clamp (EKD CODE: H-305) | Nos. | 7891.4326 | 1 | 7891.4326 | - | - | - | - | - | - | - | - | 7891.4326
3.3 |  | 33 kV Single Suspension String for Twin ACSR Zebra Conductor with Drop Clamp (EKD CODE: H-305A) | Nos. | 7891.4326 | 1 | 7891.4326 | - | - | - | - | - | - | - | - | 7891.4326
4 |  | Suspension Fitting for ACSR Single Zebra Conductor (Detail As Below)
4.1 |  | 220 kV Single Suspension String for Single ACSR Zebra Conductor without Drop Clamp (EKD CODE: H-205) | Nos. | 8537.0718 | 1 | 8537.0718 | - | - | - | - | - | - | - | - | 8537.0718
4.2 |  | 220 kV Single Suspension String for Single ACSR Zebra Conductor with Drop Clamp (EKD CODE: H-205A) | Nos. | 8537.0718 | 1 | 8537.0718 | - | - | - | - | - | - | - | - | 8537.0718
4.3 |  | 33 kV Single Suspension String for Single ACSR Zebra Conductor with Drop Clamp (EKD CODE: H-306A) | Nos. | 8537.0718 | 1 | 8537.0718 | - | - | - | - | - | - | - | - | 8537.0718
5 |  | CLAMPS AND CONNECTORS
5.1 |  | 220 kV Terminal Connector on CB to suit Single ACSR Zebra | Nos. | 5552.4013 | 1 | 5552.4013 | - | - | - | - | - | - | - | - | 5552.4013
5.2 |  | 220 kV Terminal Connector on CT to suit Single ACSR Zebra | Nos. | 5044.3048 | 1 | 5044.3048 | - | - | - | - | - | - | - | - | 5044.3048
5.4 |  | 220 kV Terminal Connector on Tandem Isolator suit Single ACSR Zebra Through Type | Nos. | 5654.9 | 4 | 22619.6 | - | - | - | - | - | - | - | - | 22619.6
5.7 |  | 220 kV Terminal Connector on LA suit Single ACSR Zebra | Nos. | 4874.9393 | 3 | 14624.8179 | - | - | - | - | - | - | - | - | 14624.8179
5.8 |  | 220 kV Terminal Connector on BPI suit Single ACSR Zebra | Nos. | 5552.4013 | 0 | 0 | - | - | - | - | - | - | - | - | 0
5.9 |  | 220 kV Terminal Connector on CVT suit Single ACSR Zebra | Nos. | 4874.9393 | 3 | 14624.8179 | - | - | - | - | - | - | - | - | 14624.8179
5.1 |  | 220 Kv Side- Cleat type Clamp suitable for GI Flat(25X3) | Nos. | 725.4847 | 6 | 4352.9083 | - | - | - | - | - | - | - | - | 4352.9083
5.11 |  | 33 Kv Side- Cleat type Clamp suitable for GI Flat(25X3) | Nos. | 725.4847 | 5 | 3627.4236 | - | - | - | - | - | - | - | - | 3627.4236
5.12 |  | 220 kV Flexible Type Spacers 250mm Sub-Conductor Spacing | Nos. | 4536.2083 | 4 | 18144.8332 | - | - | - | - | - | - | - | - | 18144.8332
5.13 |  | 33 kV Flexible Type Spacers 250mm Sub-Conductor Spacing | Nos. | 4536.2083 | 10 | 45362.083 | - | - | - | - | - | - | - | - | 45362.083
5.14 |  | 33 kV Terminal Connector on CB to suit Single ACSR Zebra | Nos. | 4841.0662 | 0 | 0 | - | - | - | - | - | - | - | - | 0
5.15 |  | 33 kV Terminal Connector on CB to suit Twin ACSR Zebra | Nos. | 4841.0662 | 0 | 0 | - | - | - | - | - | - | - | - | 0
5.16 |  | 33 kV Terminal Connector on CT to suit Single ACSR Zebra | Nos. | 4841.0662 | 2 | 9682.1324 | - | - | - | - | - | - | - | - | 9682.1324
5.17 |  | 33 kV Terminal Connector on CT to suit Twin ACSR Zebra | Nos. | 4841.0662 | 0 | 0 | - | - | - | - | - | - | - | - | 0
5.18 |  | 33 kV Terminal Connector on CT to suit Twin ACSR Zebra(Vertical -45) | Nos. | 4841.0662 | 0 | 0 | - | - | - | - | - | - | - | - | 0
5.19 |  | 33 kV Terminal Connector on Isolator suit Single ACSR Zebra | Nos. | 5133.181 | 6 | 30799.0861 | - | - | - | - | - | - | - | - | 30799.0861
5.2 |  | 33 kV Terminal Connector on Isolator suit Twin ACSR Zebra | Nos. | 4841.0662 | 3 | 14523.1986 | - | - | - | - | - | - | - | - | 14523.1986
5.21 |  | 33 kV Terminal Connector on LA suit Single ACSR Zebra (Universal) | Nos. | 4841.0662 | 0 | 0 | - | - | - | - | - | - | - | - | 0
5.22 |  | 33 kV Terminal Connector on BPI suit Twin ACSR Zebra | Nos. | 4841.0662 | 0 | 0 | - | - | - | - | - | - | - | - | 0
5.23 |  | 33 kV Terminal Connector on PT suit Single ACSR Zebra | Nos. | 4841.0662 | 0 | 0 | - | - | - | - | - | - | - | - | 0
|  | WD 40 Spray bottle of 420 ml | No. | 765.82 | 0 | 0 | - | - | - | - | - | - | - | - | 0
|  | Silica Gel | Kg | 706.82 | 0 | 0 | - | - | - | - | - | - | - | - | 0
|  | 220 KV C.V.T Old & Used | No. | 1000 | 0 | 0 | 2 | 2000 | - | - | - | - | - | - | 2000
|  | 12 V Genset battery (Faulty) | Nos. | 200 | 0 | 0 | 2 | 400 | - | - | - | - | - | - | 400
|  | 220 KV CVT (Defective) | Nos. | 1000 | 0 | 0 | 1 | 1000 | - | - | - | - | - | - | 1000
|  | 220 KV CT 1600/800/1 (Faulty) | Nos. | 1000 | 0 | 0 | 1 | 1000 | - | - | - | - | - | - | 1000
| II1I104001 | C-Wedge Clamp Zebra to Zebra | No. | 2814 | 3 | 8442 | - | - | - | - | - | - | - | - | 8442
| VV2V204001 | Transformer Oil | Ltr. | 50 | 4389 | 219450 | - | - | - | - | - | - | - | - | 219450
|  | Transformer Oil Drum | Nos. | 250 | 25 | 6250 | - | - | - | - | - | - | - | - | 6250
|  | Fully Automatic C & Tan Delta Bridge. | Nos. | 2726087.246 | 1 | 2726087.246 | - | - | - | - | - | - | - | - | 2726087.246
|  | Leakage Tester (Tong Type) | Nos. | 15144.9285 | 2 | 30289.8571 | - | - | - | - | - | - | - | - | 30289.8571
|  | Selective Level Generator | Nos. | 422005.3825 | 1 | 422005.3825 | - | - | - | - | - | - | - | - | 422005.3825
|  | Gas leak detector,Guaranteed sensitivity: 14 g SF6/year (0.1oz /year) (Gas Leakage sensor) | Nos. | 227173.9402 | 2 | 454347.8803 | - | - | - | - | - | - | - | - | 454347.8803
|  | Printer HP DESKJET M202Dw | Nos. | 20320.0802 | 1 | 20320.0802 | - | - | - | - | - | - | - | - | 20320.0802
|  | PW 400 UNIVERSAL TEST SYSTEM | Nos. | 2494153.2969 | 1 | 2494153.2969 | - | - | - | - | - | - | - | - | 2494153.2969
|  | Double end Spannar 8 to 32 mm Size | Set | 6613.0439 | 2 | 13226.0877 | - | - | - | - | - | - | - | - | 13226.0877
|  | Ring spanner Set 8 to 32 mm | Nos. | 7454.704 | 2 | 14909.408 | - | - | - | - | - | - | - | - | 14909.408
|  | Rubber Handgloves for 33KV (Insulating Globes) | Nos. | 6613.0439 | 5 | 33065.2193 | - | - | - | - | - | - | - | - | 33065.2193
|  | 5 Meter Aluminium single wall Ladder Flat step | Nos. | 25320.323 | 1 | 25320.323 | - | - | - | - | - | - | - | - | 25320.323
|  | 10 Meter Aluminium single Wall Extension Ladder | Nos. | 33760.4306 | 1 | 33760.4306 | - | - | - | - | - | - | - | - | 33760.4306
|  | 20 Meter Aluminium single Wall Extension Ladder | Nos. | 59080.7536 | 2 | 118161.5071 | - | - | - | - | - | - | - | - | 118161.5071
|  | 12 mm : Polyamide white nylon rope - 100 Meter | Nos. | 25320.7438 | 1 | 25320.7438 | - | - | - | - | - | - | - | - | 25320.7438
|  | 14 mm : Polyamide white nylon rope - 100 Meter | Nos. | 33760.1901 | 1 | 33760.1901 | - | - | - | - | - | - | - | - | 33760.1901
|  | 20 mm : Polyamide white nylon rope - 100 Meter | Nos. | 67520.3803 | 1 | 67520.3803 | - | - | - | - | - | - | - | - | 67520.3803
|  | Contact Resistance (Micro-Ohm) Meter | Nos. | 312616.6192 | 1 | 312616.6192 | - | - | - | - | - | - | - | - | 312616.6192
|  | Test LEAD SET (15MTR) FOR CRM 200B PLUS | Nos. | 38475.8916 | 1 | 38475.8916 | - | - | - | - | - | - | - | - | 38475.8916
|  | LEAKAGE CURRENT ANALYZER FOR SURGE ARRESTOR 400kV (Gapless Zinc Oxide LA Tester) | Nos. | 1106181.8833 | 1 | 1106181.8833 | - | - | - | - | - | - | - | - | 1106181.8833
|  | TEST LEAD SET FOR SA 30i 765kV | Nos. | 22724.8235 | 1 | 22724.8235 | - | - | - | - | - | - | - | - | 22724.8235
|  | Circuit Breaker Operation Analyser - STD | Nos. | 688357.7473 | 1 | 688357.7473 | - | - | - | - | - | - | - | - | 688357.7473
|  | Test Lead Set (15Mtr) for HISAC Ultima | Nos. | 29698.5788 | 1 | 29698.5788 | - | - | - | - | - | - | - | - | 29698.5788
|  | DCRM - 3 Channel : Three Channel Dynamic Contact Resistance Meter | Nos. | 670322.1732 | 1 | 670322.1732 | - | - | - | - | - | - | - | - | 670322.1732
|  | Test Lead Set (15Mtr) for Ultima DCRM - 3 Channel | Nos. | 46892.4929 | 1 | 46892.4929 | - | - | - | - | - | - | - | - | 46892.4929
|  | Transducer cum Fixture suitable for Siemens Make 145/220/400/765KV Circuit Breaker | Nos. | 22183.7562 | 3 | 66551.2687 | - | - | - | - | - | - | - | - | 66551.2687
|  | Trolley for HISAC Ultima | Nos. | 39484.1922 | 1 | 39484.1922 | - | - | - | - | - | - | - | - | 39484.1922
|  | Printer HP deskjet 1112 | Nos. | 3200 | 1 | 3200 | - | - | - | - | - | - | - | - | 3200
|  | Primary injection set Kit 1000Amp. | Nos. | 2022389.0518 | 1 | 2022389.0518 | - | - | - | - | - | - | - | - | 2022389.0518
|  | Online DGA, PPM Meter | Nos. | 947468.8304 | 1 | 947468.8304 | - | - | - | - | - | - | - | - | 947468.8304
|  | Gas Evacuating and refilling Device for SF6 | Nos. | 4220053.8253 | 1 | 4220053.8253 | - | - | - | - | - | - | - | - | 4220053.8253
|  | Return Loss & Impedence Measurement | Nos.
|  | Magger 5 KV (Motorized) | Nos. | 10821.3445 | 1 | 10821.3445 | - | - | - | - | - | - | - | - | 10821.3445
|  | Magger 1 KV (Motorized) | Nos. | 7214.2297 | 1 | 7214.2297 | - | - | - | - | - | - | - | - | 7214.2297
|  | MRI Machine | Nos. | 47000 | 1 | 47000 | - | - | - | - | - | - | - | - | 47000
|  | Canon Photocopier Machine IR C3326 | Nos | 234815 | 1 | 234815 | - | - | - | - | - | - | - | - | 234815
|  | Desktop Computer | Nos | 91332.01 | 3 | 273996.03 | - | - | - | - | - | - | - | - | 273996.03
|  | UPS Uniline | Nos | 2974.82 | 3 | 8924.46 | - | - | - | - | - | - | - | - | 8924.46
|  | Printer Canon | Nos | 33693 | 2 | 67386 | - | - | - | - | - | - | - | - | 67386
|  | Table T-104 | Nos. | 35942.8 | 2 | 71885.6 | - | - | - | - | - | - | - | - | 71885.6
|  | Table T-8 | Nos. | 17707.08 | 2 | 35414.16 | - | - | - | - | - | - | - | - | 35414.16
|  | Chair PCH-7002D | Nos. | 23217.68 | 1 | 23217.68 | - | - | - | - | - | - | - | - | 23217.68
|  | Chair PCH-7003 | Nos. | 12046.62 | 2 | 24093.24 | - | - | - | - | - | - | - | - | 24093.24
|  | Chair Visitor 1007 | Nos. | 6521.86 | 25 | 163046.5 | - | - | - | - | - | - | - | - | 163046.5
|  | KD Plain 4 Shelves | Nos. | 21715.54 | 3 | 65146.62 | - | - | - | - | - | - | - | - | 65146.62
|  | 4 Dr. Vertical Filing Cabinet | Nos. | 27029.08 | 1 | 27029.08 | - | - | - | - | - | - | - | - | 27029.08
|  | 4 Door Book case | Nos. | 35316.22 | 1 | 35316.22 | - | - | - | - | - | - | - | - | 35316.22
|  | Fire Fighting Powder Type 9 Kg | Nos. | 10620 | 15 | 159300 | - | - | - | - | - | - | - | - | 159300
|  | Fire Fighting CO2 Type 2 Kg | Nos. | 4208.32 | 6 | 25249.92 | - | - | - | - | - | - | - | - | 25249.92
|  | Fire Fighting CO2 Type 4.5 Kg | Nos. | 13570 | 8 | 108560 | - | - | - | - | - | - | - | - | 108560
|  | Fire Fighting CO2 Type 9 Kg | Nos. | 19352 | 4 | 77408 | - | - | - | - | - | - | - | - | 77408
|  | Fire Fighting CO2 Type 20 Kg | Nos. | 18516.6 | 2 | 37033.2 | - | - | - | - | - | - | - | - | 37033.2
|  | Fire Fighting CO2 Type 22 Kg | Nos. | 40120 | 3 | 120360 | - | - | - | - | - | - | - | - | 120360
|  | Fire Fighting Foam Type 4.5 Kg | Nos. | 21830 | 10 | 218300 | - | - | - | - | - | - | - | - | 218300
|  | Fire Fighting Foam Type 45 Kg | Nos. | 10099.96 | 4 | 40399.84 | - | - | - | - | - | - | - | - | 40399.84
|  | Fire Fighting Foam Type 50 Kg | Nos. | 5664 | 4 | 22656 | - | - | - | - | - | - | - | - | 22656
|  | Water Purifire | Nos. | 29441 | 1 | 29441 | - | - | - | - | - | - | - | - | 29441
| PP1P103002 | Torque Wrench Set | No. | 14308.22 | 2 | 28616.44 | - | - | - | - | - | - | - | - | 28616.44
| PP1P123002 | Oil BDV Testing Kit 0-80 KV | No. | 227173.94 | 1 | 227173.94 | - | - | - | - | - | - | - | - | 227173.94
| PP1P126005 | Selective Level Meter | No. | 422005.38 | 1 | 422005.38 | - | - | - | - | - | - | - | - | 422005.38
| PP2P205005 | Digital Multimeter | No. | 19596.18 | 2 | 39192.36 | - | - | - | - | - | - | - | - | 39192.36
| PP3P301001 | Safety Helmet | No. | 2969.86 | 5 | 14849.3 | - | - | - | - | - | - | - | - | 14849.3
| DD0D002005 | Laptop Dell make | No. | 66130.44 | 3 | 198391.32 | - | - | - | - | - | - | - | - | 198391.32
[5 empty] | 5441 | 27555003.7359 | 6 | 4400 | 0 | 0 | 0 | 0 | 0 | 0 | 27559405.7359
Stock Inventory for the month of June. 2025
Name of Zone |  | Kumaon Zone | 132 KV Sub Station Almora
Name of circle |  | Haldwani
S.No. | Code | Name Of Material | Unit | Unit rate in Rs. | Useable |  | Unserviceable |  | Non-Moving |  | Obsolete |  | Scrap
[5 empty] | Qty. | Total Amount in Rs. | Qty. | Total Amount in Rs. | Qty. | Total Amount in Rs. | Qty. | Total Amount in Rs. | Qty. | Total Amount in Rs.
CABLE
1 | CC0C002010 | 6X2.5 sq mm Control cable (in pieces) | Mtr. | 50 | 901 | 45050 | 0 | 0 | 0 | 0 | 0 | 0 | 0 | 0
2 | CC0C002008 | 10X2.5 sq mm Control cable (in pieces) | Mtr. | 50 | 874 | 43700 | 0 | 0 | 0 | 0 | 0 | 0 | 0 | 0
3 | CC0C002009 | 10x2.5Sq mm Control cable | Mtr. | 173.25 | 135 | 23388.75 | 0 | 0 | 0 | 0 | 0 | 0 | 0 | 0
5 | CC0C002008 | 10x2.5 sqmm Core Control Cable | Km. | 390650.6 | 0.307 | 119929.7342 | 0 | 0 | 0 | 0 | 0 | 0 | 0 | 0
6 | CC0C002010 | 6x2.5 sqmm Core Control Cable | Km. | 264007.76 | 0.354 | 93458.747 | 0 | 0 | 0 | 0 | 0 | 0 | 0 | 0
7 | CC4C401001 | H.F. Cable | Mtr. | 50 | 875 | 43750 | 0 | 0 | 0 | 0 | 0 | 0 | 0 | 0
8 | CC0C002010 | 6 Core PVC Control Cable | Km. | 119991.26 | 0.13 | 15598.8638 | 0 | 0 | 0 | 0 | 0 | 0 | 0 | 0
9 |  | PVC Multi stand Copper wire size 1.0 Sqmm | Mtr. | 28.35 | 213 | 6038.55 | 0 | 0 | 0 | 0 | 0 | 0 | 0 | 0
|  | METER |  |  |  | 0 |  | 0 |  | 0 |  | 0 |  | 0
10 | MM3M302006 | Digital Ampere Meter size 150x150mm,CTR 400/1A | No. | 5436.65 | 4 | 21746.6 | 0 | 0 | 0 | 0 | 0 | 0 | 0 | 0
11 | MM3M302010 | Digital Ampere Meter size 95x95mm,CTR 400/1A | No. | 4982.65 | 2 | 9965.3 | 0 | 0 | 0 | 0 | 0 | 0 | 0 | 0
12 | MM3M302012 | Digital Ampere Meter size 150x150mm,CTR 300/1A | No. | 4994 | 1 | 4994 | 0 | 0 | 0 | 0 | 0 | 0 | 0 | 0
13 | MM3M302013 | Digital Ampere Meter size 150x150mm,CTR 200/1A | No. | 5096.15 | 1 | 5096.15 | 0 | 0 | 0 | 0 | 0 | 0 | 0 | 0
14 |  | Digital Ampere Meter size 150x150mm,CTR 100/1A | No. | 5096.15 | 2 | 10192.3 | 0 | 0 | 0 | 0 | 0 | 0 | 0 | 0
15 | MM3M301005 | Digital KV Meter size 150x150 mm,PTR 132KV/110 Volt | No. | 5096.15 | 2 | 10192.3 | 0 | 0 | 0 | 0 | 0 | 0 | 0 | 0
16 | MM3M301010 | Digital KV Meter size 150x150 mm,PTR 33KV/110 Volt | No. | 5050.75 | 2 | 10101.5 | 0 | 0 | 0 | 0 | 0 | 0 | 0 | 0
17 | MM3M303011 | Digital MW Meter size 150x150 mm,CTR 400/1A,PTR 33KV/110 V. | No. | 5652.3 | 1 | 5652.3 | 0 | 0 | 0 | 0 | 0 | 0 | 0 | 0
18 | MM3M303011 | Digital MW Meter size 150x150 mm,CTR 400/1A,PTR 33KV/110 V(Faulty) | No. | 10 | 0 | 0 | 0 | 0 | 0 | 0 | 0 | 0 | 1 | 10
19 | MM3M304007 | Digital MVAR Meter size 150x150 mm,CTR 400/1A,PTR 33KV/110 V. | No. | 5652.3 | 1 | 5652.3 | 0 | 0 | 0 | 0 | 0 | 0 | 0 | 0
20 |  | Digital Ampere Meter size 95x95mm,CTR 50/1A | No. | 3915.75 | 2 | 7831.5 | 0 | 0 | 0 | 0 | 0 | 0 | 0 | 0
22 | MM3M302013 | Digital control panel Ampere Meter AE Make size150x150mm CTR 200/1A | No. | 4483 | 3 | 13449 | 0 | 0 | 0 | 0 | 0 | 0 | 0 | 0
|  | JAW/Clamp/Cannector |  |  |  | 0 |  | 0 |  | 0 |  | 0 |  | 0
23 | HH8H801001 | 33 KV Jow | No. | 1500 | 2 | 3000 | 0 | 0 | 0 | 0 | 0 | 0 | 0 | 0
24 | HH8H801003 | 132 KV Jow | No. | 3700 | 3 | 11100 | 0 | 0 | 0 | 0 | 0 | 0 | 0 | 0
25 |  | 132 KV Isolator Jow of Bimco | No. | 1850 | 10 | 18500 | 0 | 0 | 0 | 0 | 0 | 0 | 0 | 0
27 |  | best quality heavy duty 33 KV Isolator clamp suitable for panther conductor | No. | 1248 | 7 | 8736 | 0 | 0 | 0 | 0 | 0 | 0 | 0 | 0
29 | II1I104003 | PG Clamp Z/Z | No. | 854 | 24 | 20496 | 0 | 0 | 0 | 0 | 0 | 0 | 0 | 0
30 | II1I104002 | 3 Bolted PG Clamp Z/P | No. | 1019.23 | 13 | 13249.99 | 0 | 0 | 0 | 0 | 0 | 0 | 0 | 0
31 |  | 132KV Isolator Clamp for ACSR Panther Conductor | No. | 1350.65 | 10 | 13506.5 | 0 | 0 | 0 | 0 | 0 | 0 | 0 | 0
32 | II1I104002 | C-Wedge Clamp Suitable for ACSR Z/P Conductor | No. | 3229.07 | 16 | 51665.12 | 0 | 0 | 0 | 0 | 0 | 0 | 0 | 0
33 |  | Bimetallic Connector for STEM and ACSR Panther Conductor | No. | 3961.15 | 14 | 55456.1 | 0 | 0 | 0 | 0 | 0 | 0 | 0 | 0
34 |  | 6 Bolted Terminal Connector for ACSR Dog Conductorof 33KV Isolator | No. | 1129.33 | 10 | 11293.3 | 0 | 0 | 0 | 0 | 0 | 0 | 0 | 0
35 |  | Heavy duty treminal connector 6 bolted for ACSR Panther Conductor for 132KV Isolator | No. | 1356.33 | 2 | 2712.66 | 0 | 0 | 0 | 0 | 0 | 0 | 0 | 0
|  | CT |  |  |  | 0 |  | 0 |  | 0 |  | 0 |  | 0
36 |  | 132 KV CT ratio 800/400/1-1A | No. | 18000 | 3 | 54000 | 0 | 0 | 0 | 0 | 0 | 0 | 0 | 0
37 |  | 132 KV CT ratio 400/200/1-1A | No. | 15000 | 3 | 45000 | 0 | 0 | 0 | 0 | 0 | 0 | 0 | 0
38 |  | C.T 33 KV | No. | 23484 | 3 | 70452 | 0 | 0 | 0 | 0 | 0 | 0 | 0 | 0
39 |  | 33 KV C.T. 200 /100/1A (Old & used) | No. | 16000 | 1 | 16000 | 0 | 0 | 0 | 0 | 0 | 0 | 0 | 0
40 |  | 33KV CT Junction Boxes | No. | 7037 | 4 | 28148 | 0 | 0 | 0 | 0 | 0 | 0 | 0 | 0
41 |  | Hot dip Galv. Nuts Bolts 16X90mm | No. | 18.2 | 55 | 1001 | 0 | 0 | 0 | 0 | 0 | 0 | 0 | 0
|  | COPPR /ISOLATOR |  |  |  | 0 |  | 0 |  | 0 |  | 0 |  | 0
42 |  | HDE Copper Tube for 33KV Isolator 800 Amp. | No. | 2809.13 | 6 | 16854.78 | 0 | 0 | 0 | 0 | 0 | 0 | 0 | 0
43 |  | HDE Copper Tube for E/S of 33KV Isolator 800 Amp. | No. | 2235.95 | 5 | 11179.75 | 0 | 0 | 0 | 0 | 0 | 0 | 0 | 0
44 |  | HDE Copper Flat for E/S of 33KV Isolator 800 Amp. | No. | 3722.8 | 5 | 18614 | 0 | 0 | 0 | 0 | 0 | 0 | 0 | 0
45 |  | HDE Copper Tube for 33KV Isolator 1200 Amp. | No. | 3944.12 | 9 | 35497.08 | 0 | 0 | 0 | 0 | 0 | 0 | 0 | 0
46 |  | HDE Copper Jaw for 33KV Isolator 1200 Amp. | No. | 4284.63 | 16 | 68554.08 | 0 | 0 | 0 | 0 | 0 | 0 | 0 | 0
47 |  | Copper Blade for 33KV Isolator 1200 Amp. | No. | 4086 | 3 | 12258 | 0 | 0 | 0 | 0 | 0 | 0 | 0 | 0
48 |  | Copper Jaw for 33KV Isolator 1200 Amp. | No. | 4199.5 | 4 | 16798 | 0 | 0 | 0 | 0 | 0 | 0 | 0 | 0
50 |  | Flexible copper Bond rope type including both side copper lugs | No. | 1362 | 2 | 2724 | 0 | 0 | 0 | 0 | 0 | 0 | 0 | 0
|  | CIRCUIT BREAKER / PARTS |  |  |  | 0 |  | 0 |  | 0 |  | 0 |  | 0
51 |  | 33 KV circuit breakar (BHEL make Old,used ) | No. | 5000 | 3 | 15000 | 0 | 0 | 0 | 0 | 0 | 0 | 0 | 0
52 |  | 33 KV circuit breakar (BHEL make Old,used ) | No. | 25000 | 1 | 25000 | 0 | 0 | 0 | 0 | 0 | 0 | 0 | 0
53 |  | 1-Phase 230 Volt AC Spring Charge Motor 33KV SF-6 Gas CGL make C.B. | No. | 33709.5 | 1 | 33709.5 | 0 | 0 | 0 | 0 | 0 | 0 | 0 | 0
54 |  | 1-Phase 230 Volt AC Spring Charge Motor 33KV SF-6 Gas BHEL make C.B. | No. | 31553 | 1 | 31553 | 0 | 0 | 0 | 0 | 0 | 0 | 0 | 0
55 |  | Contractor for Spring Charge Motor 110 volt DC | No. | 13614.32 | 2 | 27228.64 | 0 | 0 | 0 | 0 | 0 | 0 | 0 | 0
56 |  | Trip Normally Closed switch | No. | 1589 | 1 | 1589 | 0 | 0 | 0 | 0 | 0 | 0 | 0 | 0
57 |  | Tripping Coil for 132KV SF-6 Circuit Breaker | No. | 8853 | 1 | 8853 | 0 | 0 | 0 | 0 | 0 | 0 | 0 | 0
58 |  | Antipumping Relay for 33KV Circuit Breaker | No. | 4540 | 2 | 9080 | 0 | 0 | 0 | 0 | 0 | 0 | 0 | 0
59 |  | Auxiliary switch 13No+13Nc for 33KV Circuit. Breaker | No. | 17025 | 1 | 17025 | 0 | 0 | 0 | 0 | 0 | 0 | 0 | 0
60 |  | Tripping Coil for 110V.DC, CGL Make | No. | 7924.73 | 1 | 7924.73 | 0 | 0 | 0 | 0 | 0 | 0 | 0 | 0
61 |  | L/R Switch for 33KV VCB (BHEL Make) | No. | 5664 | 1 | 5664 | 0 | 0 | 0 | 0 | 0 | 0 | 0 | 0
62 |  | NIT Switch | No. | 7922 | 1 | 7922 | 0 | 0 | 0 | 0 | 0 | 0 | 0 | 0
63 |  | Auxiliary Conteractor for Density Monitor 110/220 Volt DC | No. | 6782 | 3 | 20346 | 0 | 0 | 0 | 0 | 0 | 0 | 0 | 0
64 |  | Vacuum Interrupter Bottle for 36KV VCB ABB Make | No. | 112365 | 1 | 112365 | 0 | 0 | 0 | 0 | 0 | 0 | 0 | 0
65 |  | Vacuum Interrupter Bottle for 36KV,1250Amp.25KA, VCB BHEL Make | No. | 112365 | 1 | 112365 | 0 | 0 | 0 | 0 | 0 | 0 | 0 | 0
66 |  | Tripping Coil 110volt DC for 33KV ABB Make CB | No. | 8472.4 | 2 | 16944.8 | 0 | 0 | 0 | 0 | 0 | 0 | 0 | 0
67 |  | Closing Coil 110volt DC for 33KV ABB Make CB | No. | 8472.4 | 1 | 8472.4 | 0 | 0 | 0 | 0 | 0 | 0 | 0 | 0
68 |  | Contractor NONC,Volt Coil 110V -125V,DC 25Amp,3No+3NC TC make | No. | 6804 | 3 | 20412 | 0 | 0 | 0 | 0 | 0 | 0 | 0 | 0
69 |  | Contractor for Low Gas Pressure 110 volt DC | No. | 10203.65 | 2 | 20407.3 | 0 | 0 | 0 | 0 | 0 | 0 | 0 | 0
70 |  | 33KV 4.5 Amp. High Glass Fuse | No. | 6242.5 | 6 | 37455 | 0 | 0 | 0 | 0 | 0 | 0 | 0 | 0
71 |  | HRC Fuse 6 Amp. Havells/GE make | No. | 140.63 | 4 | 562.52 | 0 | 0 | 0 | 0 | 0 | 0 | 0 | 0
72 |  | SF-6 gas | Kg. | 3870.4 | 12 | 46444.8 | 0 | 0 | 0 | 0 | 0 | 0 | 0 | 0
|  | BATTERY CHARGER / PARTS |  |  |  | 0 |  | 0 |  | 0 |  | 0 |  | 0
73 |  | Hydro Meter | No. | 329.15 | 1 | 329.15 | 0 | 0 | 0 | 0 | 0 | 0 | 0 | 0
74 |  | 110V 60A, Battrey Charger | No. | 30000 | 0 | 0 | 0 | 0 | 0 | 0 | 0 | 0 | 1 | 30000
75 |  | 2Volt ,200AH Lead -Acid battery (old&Deff.) | No. | 200 | 0 | 0 | 0 | 0 | 0 | 0 | 0 | 0 | 55 | 11000
76 |  | 2Volt ,200AH battery (old&Deff.) | No. | 200 | 0 | 0 | 0 | 0 | 0 | 0 | 0 | 0 | 2 | 400
77 |  | 110 v,200AH,Battery charger (old&Deff.) | No. | 10000 | 1 | 10000 | 0 | 0 | 0 | 0 | 0 | 0 | 0 | 0
78 |  | 33 KV Post Insulator | No. | 18510.1 | 9 | 166590.9 | 0 | 0 | 0 | 0 | 0 | 0 | 0 | 0
79 |  | 22KV Post Insulator | No. | 879.63 | 6 | 5277.78 | 0 | 0 | 0 | 0 | 0 | 0 | 0 | 0
|  | T/F |  |  |  | 0 |  | 0 |  | 0 |  | 0 |  | 0
80 |  | Stainless steel T/F Oil Sampling Container of 2 Ltr. Capacity | No. | 13614.33 | 1 | 13614.33 | 0 | 0 | 0 | 0 | 0 | 0 | 0 | 0
81 |  | Fresh Electrol Transformer Oil as per IS 1993/335 | Kl. | 81213.5 | 0.412 | 33459.962 | 0 | 0 | 0 | 0 | 0 | 0 | 0 | 0
82 |  | T/F oil | Ltr. | 73.16 | 1780 | 130224.8 | 0 | 0 | 0 | 0 | 0 | 0 | 0 | 0
|  | T/F oil (Old & Used) | Ltr. | 50 | 3344 | 167200 | 0 | 0 | 0 | 0 | 0 | 0 | 0 | 0
83 |  | PRV for 20MVA Power T/F | No. | 22643 | 1 | 22643 | 0 | 0 | 0 | 0 | 0 | 0 | 0 | 0
84 |  | Silica Gel(best qulity 8-10 mm) | Kg. | 587.64 | 12 | 7051.68 | 0 | 0 | 0 | 0 | 0 | 0 | 0 | 0
85 |  | WTI meter set complete as per sample | No. | 38916.4 | 1 | 38916.4 | 0 | 0 | 0 | 0 | 0 | 0 | 0 | 0
86 |  | 33KV Lightning Arrestor | No. | 16720.8 | 1 | 16720.8 | 0 | 0 | 0 | 0 | 0 | 0 | 0 | 0
87 |  | Heavy Duty Turn Buckle | Nos | 9954 | 4 | 39816 | 0 | 0 | 0 | 0 | 0 | 0 | 0 | 0
89 |  | foam type fire extinguisher( old & unuseable) | No. | 1500 | 0 | 0 | 0 | 0 | 0 | 0 | 0 | 0 | 9 | 13500
90 |  | Annuciator(microcontroller based alarm ) | No. | 37878 | 2 | 75756 | 0 | 0 | 0 | 0 | 0 | 0 | 0 | 0
91 |  | M.S. Round 36 mm | K.G. | 13 | 385.5 | 5011.5 | 0 | 0 | 0 | 0 | 0 | 0 | 0 | 0
92 |  | MS Angle 65x65x6mm | Kg. | 68.25 | 70 | 4777.5 | 0 | 0 | 0 | 0 | 0 | 0 | 0 | 0
93 |  | J-Type Hooks | No. | 15.32 | 35 | 536.2 | 0 | 0 | 0 | 0 | 0 | 0 | 0 | 0
94 |  | Joist 70X125X4 | K.G | 20 | 46.4 | 928 | 0 | 0 | 0 | 0 | 0 | 0 | 0 | 0
95 |  | M.S. Channel 125X65 mm with (Scrap) | K.G | 20 | 255 | 5100 | 0 | 0 | 0 | 0 | 0 | 0 | 0 | 0
96 |  | Rail Pieces 90 C+S | No. | 500 | 2 | 1000 | 0 | 0 | 0 | 0 | 0 | 0 | 0 | 0
97 |  | ACSR Weasel Conductor | Mtr. | 15.32 | 1500 | 22980 | 0 | 0 | 0 | 0 | 0 | 0 | 0 | 0
98 |  | GI Stay Set | No. | 418.82 | 5 | 2094.1 | 0 | 0 | 0 | 0 | 0 | 0 | 0 | 0
100 |  | 145 KV CVT (Old & used dismental) | No. | 75000 | 4 | 300000 | 0 | 0 | 0 | 0 | 0 | 0 | 0 | 0
|  | 145 KV Capacitive Voltage Transformer ( Old ) | No. | 15000 | 3 | 45000 | 0 | 0 |  | 0 |  | 0 |  | 0
101 |  | Galv. Stud | No. | 6.24 | 1640 | 10233.6 | 0 | 0 | 0 | 0 | 0 | 0 | 0 | 0
102 |  | 48 V.AFCO make Bettery Charger D.C., D.B. | No. | 10000 | 1 | 10000 | 0 | 0 | 0 | 0 | 0 | 0 | 0 | 0
103 |  | 33 KV Bus Isolator (Incomplete) | No. | 2000 | 2 | 4000 | 0 | 0 | 0 | 0 | 0 | 0 | 0 | 0
107 |  | Empty Oil Drum | No. | 250 | 0 | 0 | 0 | 0 | 0 | 0 | 0 | 0 | 32 | 8000
108 |  | 1x5 Mvar Capacitor Bank Suitable for 33KV (Old & Defective) | set | 5000 | 0 | 0 | 0 | 0 | 0 | 0 | 0 | 0 | 1 | 5000
109 |  | Single Phase reactors for Capacitor bank | Nos | 1000 | 0 | 0 | 0 | 0 | 0 | 0 | 0 | 0 | 6 | 6000
[6 empty] | 0 |  | 0 |  | 0 |  | 0 |  | 0
|  | 132KV Transmission Line |  |  |  | 0 |  | 0 |  | 0 |  | 0 |  | 0
110 |  | Bolted Type Tension Fitting | No. | 1350 | 10 | 13500 | 0 | 0 | 0 | 0 | 0 | 0 | 0 | 0
111 |  | Bolted Type Tension fitting for Panther | No. | 500 | 13 | 6500 | 0 | 0 | 0 | 0 | 0 | 0 | 0 | 0
112 |  | Tension Clamp SWG Earth Wire | No. | 600 | 103 | 61800 | 0 | 0 | 0 | 0 | 0 | 0 | 0 | 0
113 |  | ACSR Panther Conductor | K.M. | 118000 | 1.412 | 166616 | 0 | 0 | 0 | 0 | 0 | 0 | 0 | 0
114 |  | 120 KN DISC Insulator | No. | 250 | 30 | 7500 | 0 | 0 | 0 | 0 | 0 | 0 | 0 | 0
115 |  | 70 K.N. Disc Insulator | No. | 250 | 175 | 43750 | 0 | 0 | 0 | 0 | 0 | 0 | 0 | 0
116 |  | Tension fitting for comprection Type for Panther Conductor | No | 863.2 | 1 | 863.2 | 0 | 0 | 0 | 0 | 0 | 0 | 0 | 0
117 |  | ACSR Zebra conductor | Mtr. | 40 | 175.5 | 7020 | 0 | 0 | 0 | 0 | 0 | 0 | 0 | 0
118 |  | Single Suspension fitting | No. | 900 | 3 | 2700 | 0 | 0 | 0 | 0 | 0 | 0 | 0 | 0
119 |  | G.J.V. Bolts | No. | 80 | 6 | 480 | 0 | 0 | 0 | 0 | 0 | 0 | 0 | 0
120 |  | 5Bolted Tension Fitting For Zebra Conductor | No. | 1350 | 6 | 8100 | 0 | 0 | 0 | 0 | 0 | 0 | 0 | 0
121 |  | C-Wedge Clamp Suitable for ACSR P/P Conductor | No. | 2252.97 | 22 | 49565.34 | 0 | 0 | 0 | 0 | 0 | 0 | 0 | 0
122 |  | Galv. Nut & Bolts of dia 10 mm & length 75mm with spring & plane washer 02mm thickness | No. | 15.89 | 205 | 3257.45 | 0 | 0 | 0 | 0 | 0 | 0 | 0 | 0
123 |  | Galv. Nut & Bolts of dia 10 mm & length 87.5mm with spring & plane washer 02mm thickness | No. | 21 | 480 | 10080 | 0 | 0 | 0 | 0 | 0 | 0 | 0 | 0
124 |  | Galv. Nut & Bolts of dia 10 mm & length 100mm with spring & plane washer 02mm thickness | No. | 21 | 404 | 8484 | 0 | 0 | 0 | 0 | 0 | 0 | 0 | 0
125 |  | Galv. Nut & Bolts of dia 16 mm & length 75mm with spring & plane washer 02mm thickness | No. | 25.54 | 756 | 19308.24 | 0 | 0 | 0 | 0 | 0 | 0 | 0 | 0
126 |  | Latic type structure foundation bolt (0.207 MT/90 No.) | MT | 108393.25 | 0.1702 | 18448.5311 | 0 | 0 | 0 | 0 | 0 | 0 | 0 | 0
127 |  | Compressur type doble taintion fitting for ACSR Panther conductor | No. | 1077.3 | 2 | 2154.6 | 0 | 0 | 0 | 0 | 0 | 0 | 0 | 0
128 |  | Single tention Compression type fitting complete suitable for ACSR Panther conductor | No. | 5448 | 2 | 10896 | 0 | 0 | 0 | 0 | 0 | 0 | 0 | 0
129 |  | Vibration Damper size 7/3,15mm for G.S. Earth wire complete | No. | 1362 | 10 | 13620 | 0 | 0 | 0 | 0 | 0 | 0 | 0 | 0
130 |  | Jumper Cone lugs suitable for ACSR Panther conductor | No. | 283.75 | 18 | 5107.5 | 0 | 0 | 0 | 0 | 0 | 0 | 0 | 0
132 |  | C wedge clamp Dog to Panther | No. | 3286.3 | 35 | 115020.5 | 0 | 0 | 0 | 0 | 0 | 0 | 0 | 0
133 |  | Galv. Tower Part for "C" Type Tower | M.T. | 29841 | 5.259 | 156933.819 | 0 | 0 | 0 | 0 | 0 | 0 | 0 | 0
134 |  | Templete for "C" Type Tower 3 No. | M.T. | 29841 | 1.42 | 42374.22 | 0 | 0 | 0 | 0 | 0 | 0 | 0 | 0
135 |  | Templete for "S" Type Tower 1 No. | M.T. | 29841 | 0.46 | 13726.86 | 0 | 0 | 0 | 0 | 0 | 0 | 0 | 0
136 |  | Templete for "S2" Type Tower 1 No. | M.T. | 29841 | 0.445 | 13279.245 | 0 | 0 | 0 | 0 | 0 | 0 | 0 | 0
137 |  | Templete for "DC" Type Tower 1 No. | M.T. | 29841 | 0.823 | 24559.143 | 0 | 0 | 0 | 0 | 0 | 0 | 0 | 0
138 |  | ACSR Panther Conductor (Scrap & Damage) | K.M. | 15000 | 0.933 | 13995 | 0 | 0 | 0 | 0 | 0 | 0 | 0 | 0
139 |  | U. B. +0 type Tower Part Galv. | M.T. | 29493 | 2.423 | 71461.539 | 0 | 0 | 0 | 0 | 0 | 0 | 0 | 0
140 |  | Cross Aram for UB +0 Type Tower (damaged) | K.G. | 12 | 88.024 | 1056.288 | 0 | 0 | 0 | 0 | 0 | 0 | 0 | 0
141 |  | Nuts & Bolts mixed off size 5/8", ½ " | K.G. | 16 | 33 | 528 | 0 | 0 | 0 | 0 | 0 | 0 | 0 | 0
142 |  | C.C.R. Galv. Structure 01 set with Nuts Bolts | M.T. | 80756.58 | 0.5246 | 42364.9019 | 0 | 0 | 0 | 0 | 0 | 0 | 0 | 0
143 |  | C.G.R. Galv. Structure 01 set with Nuts Bolts | M.T. | 80756.58 | 0.3395 | 27416.8589 | 0 | 0 | 0 | 0 | 0 | 0 | 0 | 0
144 |  | A.B.L. Galv. Structure 02 sets with Nuts Bolts | M.T. | 80756.58 | 0.7383 | 59622.583 | 0 | 0 | 0 | 0 | 0 | 0 | 0 | 0
145 |  | C.P.R. Galv. Structure 01 set with Nuts Bolts | M.T. | 80756.58 | 0.0748 | 6040.5922 | 0 | 0 | 0 | 0 | 0 | 0 | 0 | 0
146 |  | ACSR Zebra Conductor in cut pieces O/U | Mtr. | 40 | 50 | 2000 | 0 | 0 | 0 | 0 | 0 | 0 | 0 | 0
147 |  | Earth wire SWG 7/10 old , used and in pieces | Kg. | 5 | 10240 | 51200 | 0 | 0 | 0 | 0 | 0 | 0 | 0 | 0
148 |  | Hot Dip Galv. Nuts & Bolts 16X45 mm | No. | 10.92 | 815 | 8899.8 | 0 | 0 | 0 | 0 | 0 | 0 | 0 | 0
149 |  | Hot Dip Galv. Nuts & Bolts 16X40 mm | No. | 11.35 | 204 | 2315.4 | 0 | 0 | 0 | 0 | 0 | 0 | 0 | 0
150 |  | Hot Dip Galv. Nuts & Bolts 16X50 mm | No. | 15.35 | 53 | 813.55 | 0 | 0 | 0 | 0 | 0 | 0 | 0 | 0
151 |  | Hot Dip Galv. Flat Washer16X5 mm | No. | 3.38 | 860 | 2906.8 | 0 | 0 | 0 | 0 | 0 | 0 | 0 | 0
152 |  | Hot Dip Galv. Flat Washer16X6 mm | No. | 4.26 | 1974 | 8409.24 | 0 | 0 | 0 | 0 | 0 | 0 | 0 | 0
153 |  | Repair Sleeve for Panther Conductor | No. | 113.44 | 3 | 340.32 | 0 | 0 | 0 | 0 | 0 | 0 | 0 | 0
154 |  | Mid Span Joint for Panther | No. | 315.45 | 11 | 3469.95 | 0 | 0 | 0 | 0 | 0 | 0 | 0 | 0
155 |  | Galv. Nut & Bolts of dia 06mm & length 62.5mm with spring & plane washer 02mm thickness | No. | 7.26 | 424 | 3078.24 | 0 | 0 | 0 | 0 | 0 | 0 | 0 | 0
156 |  | Galv. Nut & Bolts of dia 06mm & length 75mm with spring & plane washer 02mm thickness | No. | 8.4 | 336 | 2822.4 | 0 | 0 | 0 | 0 | 0 | 0 | 0 | 0
157 |  | Galv. Nut & Bolts of dia 06mm & length 100mm with spring & plane washer 02mm thickness | No. | 10.67 | 500 | 5335 | 0 | 0 | 0 | 0 | 0 | 0 | 0 | 0
158 |  | Galv. Nut & Bolts of dia 08mm & length 50mm with spring & plane washer 02mm thickness | No. | 8.91 | 224 | 1995.84 | 0 | 0 | 0 | 0 | 0 | 0 | 0 | 0
159 |  | Galv. Nut & Bolts of dia 08mm & length 62.5mm with spring & plane washer 02mm thickness | No. | 11.24 | 792 | 8902.08 | 0 | 0 | 0 | 0 | 0 | 0 | 0 | 0
160 |  | Galv. Nut & Bolts of dia 08mm & length 75mm with spring & plane washer 02mm thickness | No. | 13.51 | 860 | 11618.6 | 0 | 0 | 0 | 0 | 0 | 0 | 0 | 0
161 |  | Galv. Nut & Bolts of dia 08mm & length 100mm with spring & plane washer 02mm thickness | No. | 14.64 | 961 | 14069.04 | 0 | 0 | 0 | 0 | 0 | 0 | 0 | 0
162 |  | Galv. Nut & Bolts of dia 12mm & length 62.5mm with spring & plane washer 02mm thickness | No. | 20.32 | 56 | 1137.92 | 0 | 0 | 0 | 0 | 0 | 0 | 0 | 0
163 |  | Galv. Nut & Bolts of dia 12mm & length 75mm with spring & plane washer 02mm thickness | No. | 22.59 | 406 | 9171.54 | 0 | 0 | 0 | 0 | 0 | 0 | 0 | 0
164 |  | Galv. Nut & Bolts of dia 12mm & length 100mm with spring & plane washer 02mm thickness | No. | 27.13 | 251 | 6809.63 | 0 | 0 | 0 | 0 | 0 | 0 | 0 | 0
165 |  | Galv. Nut & Bolts of dia 08 mm & length 50mm with spring & plane washer 02mm thickness | No. | 11.35 | 530 | 6015.5 | 0 | 0 | 0 | 0 | 0 | 0 | 0 | 0
166 |  | Galv. Nut & Bolts of dia 10 mm & length 50mm with spring & plane washer 02mm thickness | No. | 12.48 | 340 | 4243.2 | 0 | 0 | 0 | 0 | 0 | 0 | 0 | 0
167 |  | Galv. Nut & Bolts of dia 10 mm & length 62.5mm with spring & plane washer 02mm thickness | No. | 12.48 | 300 | 3744 | 0 | 0 | 0 | 0 | 0 | 0 | 0 | 0
[6 empty] | 4035598.1082 |  | 0 |  | 0 |  | 0 |  | 109110
Name of Circle/ Zone :- Haldwani / Kumaon Name of Substation :- 132 KV S/s Pithoragarh
Name of Division:- O&M Almora Month : July 2025
Stock & T&P Material Up To : 22 July 2025 of Sri Anand Singh Gobari J.E. At 132 KV Substation Pithoragarh
S.n. | Item code | Item Description | Unit | Quantity |  |  |  |  | Book Value per Unit | Total Cost
|  |  |  | Useable | Unservicable | Obsolete | Non Moving | Scrap
1 | AA0A002001 | ACSR Conductor Moose | Km | 0.098 |  |  |  |  | 300000 | 29400
2 | AA0A004001 | ACSR Conductor Zebra Conductor in pieces | Mtr. | 65 |  |  |  |  | 100 | 6500
3 | BB0B002001 | 552.50 KVARCapacitor Cell suitable for2X5 MVAR CAPACITOR Bank | Nos | 1 |  |  |  |  | 115109 | 115109
4 | CC0C002010 | PVC Control Cable 6core | Km. | 0.065 |  |  |  |  | 120039.3 | 7802.5545
5 | CC0C002010 | PVC Control Cable 6core | Km. | 0.389 |  |  |  |  | 114793 | 44654.477
6 | CC0C002011 | PVC Control Cable 4 core | Km. | 0.105 |  |  |  |  | 88528 | 9295.44
7 | CC0C002013 | PVC Control Cable 2X2.5 sqmm copper | Mtr | 500 |  |  |  |  | 100.24 | 50120
8 | FF3F301036 | 66 KV Dismanteled Colum with Nuts & Bolts | MT | 2.492 |  |  |  |  | 55000 | 137060
9 | FF3F301040 | Galvanised Steelstructure with bolts & Nuts (01 No. Colum) | MT | 0.845 |  |  |  |  | 79980 | 67583.1
10 | FF4F401011 | Galvanised Nuts & Bolts-16x85 mm | No | 50 |  |  |  |  | 9.5 | 475
11 | FF4F401023 | Galvanised Nuts & Bolts-16x50 mm / 16 X 2"/5/8" | No | 964 |  |  |  |  | 7 | 6748
12 | FF6F601006 | GI Pack Washer- 16x8 mm | No | 91 |  |  |  |  | 3 | 273
13 | FF7F701004 | MS Earthing rod- 36 mm dia | kg | 141.9 |  |  |  |  | 30 | 4257
14 | FF9F902001 | Alimunium - Strip 25x3 mm | Mtr. | 37 |  |  |  |  | 15 | 555
15 | HH6H601004 | Jaws Finger of 132 KV Isolater | No. | 7 |  |  |  |  | 5788.5 | 40519.5
16 | HH8H801002 | Jaw of 33 KV Isolater | No. | 4 |  |  |  |  | 3206.38 | 12825.52
17 | HH8H801006 | 132/33 KV Jaw | No. | 5 |  |  |  |  | 3700 | 18500
18 | HH9H901017 | Old & Used Isolator Clamp for Double Panther conductor | No | 6 |  |  |  |  | 500 | 3000
19 | HH9H901020 | Heavy duty terminal connector 6 bolted for ACSR Dog conductor for 33 KV Isolator | No | 11 |  |  |  |  | 1163.38 | 12797.18
20 | II0I004001 | 70 KN Disc Insulator | No | 4 |  |  |  |  | 281 | 1124
21 | II1I102004 | PG Clamp Moose- Panther 3 bolted type | No | 2 |  |  |  |  | 1190.62 | 2381.24
22 | II1I102004 | Old & Used PG Clamp Moose- Panther | No | 15 |  |  |  |  | 350 | 5250
23 | II1I103003 | PG Clamp Deer- Panther | No | 4 |  |  |  |  | 220 | 880
24 | II1I103003 | Old & Used PG Clamp Deer- Panther | No | 6 |  |  |  |  | 200 | 1200
25 | II1I104002 | PG Clamp Zebra- Panther | No | 17 |  |  |  |  | 500 | 8500
26 | II1I104002 | Old & Used PG Clamp Zebra- Panther | No | 10 |  |  |  |  | 300 | 3000
27 | II1I104003 | PG Clamp Zebra- Dog with 16 mm dia 4 bolted type | No | 9 |  |  |  |  | 709.37 | 6384.33
28 | II1I105003 | PG Clamp Panther- Dog 3 bolted type | No | 7 |  |  |  |  | 1100.95 | 7706.65
29 | II1I106001 | PG Clamp Panther to Racoon with 13 mm dia 3 bolted type | No | 5 |  |  |  |  | 698 | 3490
30 | II2I204002 | C-wedge Clamp suitable for ACSR Zebra- Panther conductor | No | 6 |  |  |  |  | 3229.08 | 19374.48
31 | II8I807002 | Bolted Type Tension Fitting Moose Conductor | No | 4 |  |  |  |  | 3405 | 13620
32 | II8I807005 | Bolted Type Tension Fitting Panther | No | 4 |  |  |  |  | 1350 | 5400
33 | II8I807005 | Bolted Type Tension Fitting Panther | No | 6 |  |  |  |  | 3178 | 19068
34 | II8I807005 | Old & Used Bolted Type Tension Fitting Panther | No | 6 |  |  |  |  | 1500 | 9000
35 | JJ1J103005 | Tripping coil of 132 Kv SF6 Ckt. Breaker of AREVA make | No | 2 |  |  |  |  | 4653.5 | 9307
36 | JJ1J103005 | Tripping coil of 132 Kv SF6 Ckt. Breaker of ABB make | No | 2 |  |  |  |  | 5221 | 10442
37 | JJ1J105005 | Tripping coil 110 V DC forABB Breaker | No | 3 |  |  |  |  | 3961.15 | 11883.45
38 | JJ1J105005 | Tripping coil ABB Make | No | 2 |  |  |  |  | 6787.3 | 13574.6
39 | JJ1J105005 | Tripping coil 110 V DC for 33 KV BHEL Ckt. Breaker | No | 1 |  |  |  |  | 5003.2 | 5003.2
40 | JJ1J105007 | Closing coil 110V DC for ABB breaker | No | 5 |  |  |  |  | 3961.15 | 19805.75
41 | JJ1J105007 | Closing coil ABB Make | No | 3 |  |  |  |  | 6804.33 | 20412.99
42 | JJ1J105034 | Single phase Spring charge motor for 33 KV SF6 Ckt. Breaker CGL make | No | 1 |  |  |  |  | 30645 | 30645
43 | KK0K003001 | 145 KV LA with surge counter | No | 1 |  |  |  |  | 74343 | 74343
44 | KK0K005001 | 33 KV Polymer Lightning Arrestor with surge counter | No | 2 |  |  |  |  | 20001 | 40002
45 | KK1K001007 | 132 KV Lightning Arrester counter | No | 2 |  |  |  |  | 11782.3 | 23564.6
46 | LL6L602002 | 1.5 Sq.mm Flexible wire roll (90 mtr. Each) | Nos. | 1 |  |  |  |  | 2944.1 | 2944.1
47 | MM3M301006 | Volt Meter | Nos. | 2 |  |  |  |  | 5835.1 | 11670.2
48 | MM3M302006 | Ampere Meter | Nos. | 3 |  |  |  |  | 5835.1 | 17505.3
49 | MM1M114005 | T&C selector switch | Nos. | 1 |  |  |  |  | 5245.1 | 5245.1
50 | MM1M108016 | 440 V,63 Amp TP Iron Clad Switch make Havells | Nos. | 1 |  |  |  |  | 7706.65 | 7706.65
51 |  | Energy meter | Nos. | 1 |  |  |  |  | 10215 | 10215
52 | QQ1Q106001 | Wire mesh fencing with four row barbed wire | Mtr. | 20 |  |  |  |  | 3972 | 79440
53 | SS1S104007 | Contactor 415V AC 220v ac 38 Amps. 440v with auxilary | Nos. | 2 |  |  |  |  | 5675 | 11350
54 | SS5S501003 | 63 Amp. 4 poleMCCB | Nos. | 10 |  |  |  |  | 7945 | 79450
55 | VV2V201002 | nitril gasket 10mm thickness | Sqmtr. | 5.28 |  |  |  |  | 2542.4 | 13423.872
56 | VV2V201003 | nitril gasket 8mm thickness | Sqmtr. | 7.7 |  |  |  |  | 2264.32 | 17435.264
57 | VV2V201005 | nitril gasket 6mm thickness | Sqmtr. | 6.48 |  |  |  |  | 2037.32 | 13201.8336
58 | VV3V301001 | ElectrolT/F oil as per Is 335:1993 | KL | 0.209 |  |  |  |  | 81213.5 | 16973.6215
59 | VV3V301007 | Empty Trasformer oil Drum | Nos. | 135 |  |  |  |  | 250 | 33750
60 | VV3V301003 | Stainless steel T/F Oil Sampling Container of 2 Ltr. Capacity | No | 6 |  |  |  |  | 13620 | 81720
61 | VV3V301004 | Stainless steel T/F Oil Sampling Container of 1 Ltr. Capacity | No | 3 |  |  |  |  | 10442 | 31326
62 | VV3V302003 | Bucholz relay for transformer | No | 1 |  |  |  |  | 20428.39 | 20428.39
63 | VV4V403002 | magnetic oil level guage | No | 1 |  |  |  |  | 16911.5 | 16911.5
64 | VV5V503002 | 132 KV three core CT having CT ratio 800/400/1A(Hepta care) | No | 1 |  |  |  |  | 105693 | 105693
65 | VV5V503013 | 145 KV CT 200/100/1A with terminal connector | Nos. | 3 |  |  |  |  | 73468 | 220404
66 | VV7V705005 | Junction Box for 33 KV CT | No | 1 |  |  |  |  | 6549 | 6549
67 | VV7V705005 | Junction Box for 33 KV PT | Nos. | 1 |  |  |  |  | 5133 | 5133
68 | II1I104001 | PG Clamp Zebra to Zebra Conductor | No | 1 |  |  |  |  | 1469 | 1469
69 |  | CT Clamp for Panther Conductor | Nos. | 1 |  |  |  |  | 1175.3 | 1175.3
70 | JJ8J801001 | Sulpher Hexa Fluride (SF6) Gas | Kg | 20 |  |  |  |  | 3882.2 | 77644
71 |  | CT Clamp Suitable for ACSR Panther conductor | Nos. | 2 |  |  |  |  | 1231.92 | 2463.84
72 | HH8H801043 | 132 KV Isolator Clamp Suitable for ACSR Panther conductor | Nos. | 9 |  |  |  |  | 2341.12 | 21070.08
73 | FF4F401043 | 12 mm Thickness 2.5 inches long GI Nuts & bolts with two washer | Nos. | 115 |  |  |  |  | 29.205 | 3358.575
74 |  | Aluminum cable 3.5 X 35 Sqmm | Km | 0.065 |  |  |  |  | 276592 | 17978.48
75 |  | MS Flat 50 X6 mm | MT | 0.05 |  |  |  |  | 154438.4 | 7721.92
Obselet & Scrap Material
76 | CC5C506002 | 11 KV Cable box XLPE 3X400 Sq.mm outdoor type | No. |  |  | 1 |  |  | 0 | 0
77 | AA0A004002 | Damaged ACSR Conductor Zebra Conductor in pieces | Mtr. |  |  |  |  | 66 | 40 | 2640
78 | AA0A005001 | Damaged ACSR Conductor Panther | Mtr. |  |  |  |  | 536 | 50 | 26800
79 | VV8V810003 | 145KV C.V.T. ABB make | Nos |  |  | 3 |  |  | 80000 | 240000
80 | JJ1J105019 | Defective Spring charge motor of 33 kv ckt. Breaker (ABB) | Nos. |  |  |  |  | 1 | 500 | 500
81 | NN9N906001 | 11KV, 630 A, 350 MVA ,V.C.B. incoming panel make C.G.L. | No. |  |  | 1 |  |  | 312567 | 312567
82 | NN9N906002 | 11KV, 630 A, 350 MVA,V.C.B. outgoing panel make C.G.L. | No. |  |  | 2 |  |  | 312567 | 625134
83 | NN9N906002 | 11KV, 630 A, 350 MVA ,V.C.B. bus coupler make C.G.L. | No. |  |  | 1 |  |  | 312567 | 312567
84 | VV7V705002 | Old & Used 33 KV PT (1Ph) | No. |  |  | 3 |  |  | 20000 | 60000
85 | YY0Y002005 | Battery set 110V, 60AH, old used and unserviceable | Set |  |  |  |  | 1 | 5000 | 5000
86 | YY1Y101006 | 02 V 300 AH Battery Cell Old & Used Damaged | Nos. |  |  |  |  | 10 | 500 | 5000
87 | VV5V505021 | Old & Used 33 KV CT 400/200/1 Amp,2 core | Nos. |  |  | 3 |  |  | 20000 | 60000
88 |  | Battery set 110V, 300 AH Tubular lead acid, old used and unserviceable | Set |  |  |  |  | 1 | 11000 | 11000
89 |  | Old and used 132 KV CT 400/200/100/1A (SCT make) | Nos |  |  | 3 |  |  | 15000 | 45000
90 |  | Old & used 145 Kv CVT (ABB Make) | Nos |  |  | 3 |  |  | 15000 | 45000
91 |  | Old & Used 33 KV Ckt. Breaker (VCB) ABB Make | Nos |  |  | 2 |  |  | 40000 | 80000
92 |  | Old & used 145 KV CVT Alstom Make | Nos |  |  | 3 |  |  | 15000 | 45000
T&P at 132 KV Substation Pithoragarh
S.n. | Item code | Item Description | Unit | Quantity |  |  |  |  | Book Value per Unit | Total Cost
|  |  |  | Useable | Unservicable | Obsolete | Non Moving | Scrap
1 | PP4P402010 | Steel Almirah 1830x760x460 | No.s | 1 | [5 empty] | 0
2 | PP4P402013 | Steel Almirah 1280x760x415 | No.s | 1 | [5 empty] | 0
3 | PP4P425022 | Office table with drawer | No.s | 2 | [5 empty] | 0
4 |  | Aram Chair Cane back sheet | No.s | 4 | [5 empty] | 0
5 | PP4P406002 | Office rack solid top 760x930x315 | No.s | 1 | [5 empty] | 0
6 | PP4P411008 | Bench wooden firmed | No.s | 1 | [5 empty] | 0
7 | PP1P117012 | Socket set Taparia | No.s | 1 |  |  |  |  | 2800 | 2800
8 | PP1P119012 | Pipe Wrench18" | No.s | 1 |  |  |  |  | 375 | 375
9 | PP1P121001 | Slide/adjustable wrench 8" | No.s | 1 |  |  |  |  | 150 | 150
10 | PP2P205004 | Digital Multimeter (Small) | No.s | 1 |  |  |  |  | 450 | 450
11 | PP1P118009 | Screw Driver 12" | No.s | 1 |  |  |  |  | 50 | 50
12 |  | Nose Plier | No.s | 1 |  |  |  |  | 125 | 125
13 | PP1P116008 | BOX Spanner | No.s | 2 |  |  |  |  | 40 | 80
14 | PP1P1140020 | D/E Spanner 12x13 | No.s | 2 |  |  |  |  | 18 | 36
15 | PP1P114018 | D/E Spanner 14x15 | No.s | 2 |  |  |  |  | 21 | 42
16 | PP1P114017 | D/E Spanner 16x17 | No.s | 2 |  |  |  |  | 25 | 50
17 | PP1P114013 | D/E Spanner 18x19 | No.s | 2 |  |  |  |  | 31 | 62
18 | PP1P114011 | D/E Spanner 20x22 | No.s | 2 |  |  |  |  | 39 | 78
19 | PP1P115015 | Ring Spanner 12x13 | No.s | 2 |  |  |  |  | 35 | 70
20 | PP1P115016 | RIng Spanner 14x15 | No.s | 2 |  |  |  |  | 37 | 74
21 | PP1P115017 | Ring Spanner 16x17 | No.s | 2 |  |  |  |  | 44 | 88
22 | PP1P115018 | Ring Spanner 18x19 | No.s | 2 |  |  |  |  | 57 | 114
23 | PP1P115019 | Ring Spanner 20x22 | No.s | 2 |  |  |  |  | 67 | 134
24 | PP1P115020 | Ring Spanner 21x23 | No.s | 2 |  |  |  |  | 97 | 194
25 | PP4P426002 | Office table with with sun mica top 4.5'x3' | No.s | 1 |  |  |  |  | 1800 | 1800
26 | PP4P411004 | Office Chair with arm (S) model | No.s | 1 |  |  |  |  | 1000 | 1000
27 | DD0D001010 | Desck Top computer make-HCl | No.s | 1 |  |  |  |  | 26600 | 26600
28 | DD0D005007 | BiLangual key board | No.s | 1 |  |  |  |  | 153 | 153
29 |  | Internal modem(56kbps) | No.s | 1 |  |  |  |  | 187 | 187
30 | PP4P411010 | Office chair | No.s | 6 | [5 empty] | 0
31 | PP4P425020 | office table | No.s | 2 | [5 empty] | 0
32 | PP4P426015 | office table with sunmica top4'x2' | No.s | 1 | [5 empty] | 0
33 | PP4P402009 | Steel Almirah1860x760x430mm | No.s | 1 | [5 empty] | 0
34 | PP4P402020 | Steel Almirah (small) | No.s | 1 | [5 empty] | 0
35 | PP4P413002 | Charan Safe | No.s | 1 | [5 empty] | 0
36 | PP1P101006 | box 67x44x29 | No.s | 1 | [5 empty] | 0
37 | PP2P205001 | Multi meter make - Motwane | No.s | 1 |  |  |  |  | 6750 | 6750
38 | PP2P205001 | Multi meter make - Rishaabh | No.s | 1 |  |  |  |  | 6750 | 6750
39 | PP2P201001 | Tong Tester Make- Motwane | No.s | 1 |  |  |  |  | 10125 | 10125
40 | PP1P144006 | Discharge rod having 4.5 mtr. In 3peices1.5 mtr. Each &25 mtr.long cable | No.s | 1 |  |  |  |  | 13500 | 13500
41 | PP2P211001 | Vaccume cleanerMake-EurekaForbes | No.s | 1 |  |  |  |  | 11812 | 11812
42 | PP1P147006 | Hand Drill With all size bit Make-Bosch | No.s | 1 |  |  |  |  | 9900 | 9900
43 | PP1P126003 | Earth Tester Make -Waco | No.s | 1 |  |  |  |  | 9000 | 9000
44 | PP2P203002 | DC Load Tester | No.s | 1 |  |  |  |  | 11137 | 11137
45 | PP4P425021 | Table with both size drawer of size 5x3 feet | No.s | 1 |  |  |  |  | 15322.5 | 15322.5
46 | PP4P432005 | Computer table with one side drawer | No.s | 1 |  |  |  |  | 3972.5 | 3972.5
47 | PP4P403003 | Filling cabinet with four drawer of 52"x15"x27"(18-20Guage) | No.s | 1 |  |  |  |  | 12768.75 | 12768.75
48 | PP4P402018 | Almirah with five sleves | No.s | 2 |  |  |  |  | 12768.75 | 25537.5
49 | PP4P411008 | Steel bench with 3 seats | No.s | 1 |  |  |  |  | 9874.5 | 9874.5
50 | PP4P409022 | Low back Excutive chair | No.s | 1 |  |  |  |  | 5902 | 5902
51 | PP4P411012 | Vistor chair | No.s | 4 |  |  |  |  | 2724 | 10896
52 | PP4P412010 | Stool | No.s | 2 |  |  |  |  | 1135 | 2270
53 |  | Stroewell Plain Almirah | No.s | 1 |  |  |  |  | 27518.78 | 27518.78
54 |  | Multipurpose visitor chair(1007) | No.s | 6 |  |  |  |  | 6717.74 | 40306.44
55 |  | Table T9 | No.s | 1 |  |  |  |  | 29667.56 | 29667.56
Scrap T&P at 132 KV Substation Pithoragarh
1 |  | Mobile phone R-220 make -Samsung | Nos. |  |  |  |  | 1 | 0 | 0
2 | PP4P411003 | Office Chair without arm (S) model | No.s |  |  |  |  | 4 | 550 | 2200
3 | DD2D201005 | Mc Afee Anti virus | No.s |  |  |  |  | 1 | 900 | 900
4 | DD2D203003 | Ms office 2007 standard molp without media | No.s |  |  |  |  | 1 | 11036 | 11036
5 | DD1D102011 | Combo drive | No.s |  |  |  |  | 1 | 297 | 297
6 | DD0D004003 | TFT 39.5cm Monitor make HCL | No.s |  |  |  |  | 1 | 3330 | 3330
7 | DD1D101005 | UPS 1.0kva,/68vahmake-Uniline | No.s |  |  |  |  | 1 | 5157 | 5157
8 | PP2P204007 | Hand driven analog megger 5kv make-waco | No.s |  |  |  |  | 1 | 14062.5 | 14062.5
9 | PP2P204010 | Electronic Analog Megger5kv Make-Waco | No.s |  |  |  |  | 1 | 16312 | 16312
10 | DD0D007019 | Multi functionPrinter Samsung SCX4521F Sl.No.-8p67bacz801714b | No.s |  |  |  |  | 1 | 12733 | 12733
11 |  | Centrifuging machine 500galen capacity | No.s |  |  |  |  | 1 |  | 0
Stock material up to : 22 July 2025 of Sri Jitendra Joshi J.E. At 132 KV Sub Division Pithoragarh
S.n. | Item code | Item Description | Unit | Quantity |  |  |  |  | Book Value per Unit | Total Cost
|  |  |  | Useable | Unservicable | Obsolete | Non Moving | Scrap
1 | AA0A005001 | ACSR Panther Conductor | Mtr. | 331 |  |  |  |  | 82.5 | 27307.5
2 | AA0A005001 | ACSR panther conductor | KM | 1.3 |  |  |  |  | 82500 | 107250
3 | AA1A102001 | old & used 7/10 SWG earth wire in pieces | Kg | 217 |  |  |  |  | 10 | 2170
4 | AA0A008001 | ACSR dog conductor | km | 0.99 |  |  |  |  | 85125 | 84273.75
5 | FF2F233012 | Template for “C” type tower | M.T. | 0.71 |  |  |  |  | 29841 | 21187.11
6 | FF2F233010 | Template for “B” type tower | M.T. | 0.666 |  |  |  |  | 27000 | 17982
7 | FF4F402123 | Hot dip galv. Flat washer 16*5 mm | No. | 1000 |  |  |  |  | 3.38 | 3380
8 | FF0F003011 | Galv. Tower parts for “C” type | M.T. | 9.8112 |  |  |  |  | 116905 | 1146978.336
9 | FF4F401027 | Galv. Nuts & bolts16*35 , W.T/Pcs.= 0.117kg | kg | 69.852 |  |  |  |  | 116.905 | 8166.0481
10 | FF4F401024 | Galv. Nuts & bolts16*40 , W.T/Pcs.= 0.125kg | kg | 28.625 |  |  |  |  | 116.905 | 3346.4056
11 | FF4F401025 | Galv. Nuts & bolts16*45 , W.T/Pcs.= 0.133kg | kg | 40.305 |  |  |  |  | 116.905 | 4711.856
12 | FF4F401023 | Galv. Nuts & bolts16*50 , W.T/Pcs.= 0.141kg | kg | 51.906 |  |  |  |  | 116.905 | 6068.0709
13 | FF4F401022 | Galv. Nuts & bolts16*55 , W.T/Pcs.= 0.149kg | kg | 5.372 |  |  |  |  | 116.905 | 628.0137
14 | FF4F401019 | Galv. Nuts & bolts16*60 , W.T/Pcs.= 0.157kg | kg | 0.310 |  |  |  |  | 116.905 | 36.2405
15 | FF4F401008 | Galv. Nuts & bolts16*175 , W.T/Pcs.= 0.417kg | kg | 85.352 |  |  |  |  | 116.905 | 9978.0756
16 | FF4F402104 | M 16 pack washer 6mm w.t/Pcs=0.034kg | kg | 4.9 |  |  |  |  | 116.905 | 572.8345
17 | FF4F402103 | M 16 pack washer 8mm w.t/Pcs=0.045kg | kg | 5.4 |  |  |  |  | 116.905 | 631.287
18 | FF4F402104 | M 16 pack washer 10mm w.t/Pcs=0.057kg | kg | 3.43 |  |  |  |  | 116.905 | 400.9841
19 | FF4F402105 | M 16*5 pack washer w.t/Pcs=0.011kg | kg | 8.687 |  |  |  |  | 116.905 | 1015.5537
20 | FF4F402139 | MS channel size 125*65 mm for top channel of SP-72 pole | M.T. | 0.386 |  |  |  |  | 73775 | 28477.15
21 | FF2F233003 | GI template B-type | M.T. | 3.587 |  |  |  |  | 76250 | 273508.75
22 | FF2F233005 | GI template C-type | M.T. | 4.065 |  |  |  |  | 76250 | 309956.25
23 | II5I501004 | Mid Span Joints | No. | 102 |  |  |  |  | 80 | 8160
24 | II5I502004 | Repair Sleeve for Panther | No. | 62 |  |  |  |  | 40 | 2480
25 | II5I501009 | Mid Span Joint for Earth wire | No. | 23 |  |  |  |  | 30 | 690
26 | II0I002001 | 11kv 120 KN disc insulator | No. | 0 |  |  |  |  | 464 | 0
27 | II0I002002 | 120 KN silicon rubber/polymer disc insulator including cross arm & conductor end fitting | Nos. | 2 |  |  |  |  | 9363.75 | 18727.5
28 | II1I102004 | PG clamp moose to panther 4 bolted type | Nos. | 19 |  |  |  |  | 1475.5 | 28034.5
29 | II1I102001 | PG clamp moose to moose | Nos. | 15 |  |  |  |  | 2258.65 | 33879.75
30 | II0I002001 | disc insulator | Nos | 157 |  |  |  |  | 464 | 72848
31 | II0I004001 | 70 KN 11kv disc insulator | Nos | 555 |  |  |  |  | 300 | 166500
32 | II8I801005 | Tension Fitting (120Kn) for Panther conductor complete | Nos | 6 |  |  |  |  | 9555.64 | 57333.84
33 |  | Steel rope ½” dia best quality ISI mark | Mtr. | 280 |  |  |  |  | 355.95 | 99666
34 |  | Dismantled old & damaged tower parts | M.T. | 3.24947 |  |  |  |  | 29841 | 96967.4343
35 |  | MS angel size 65*65*6 mm for bracing of SP-72 pole | M.T. | 0.3574 |  |  |  |  | 79450 | 28395.43
36 |  | old & used tower parts | M.T. | 7.6325 |  |  |  |  | 29841 | 227761.4325
37 |  | PG Clamp Panther to Panther | Nos | 1 |  |  |  |  | 1175.28 | 1175.28
38 | FF2F233003 | Galvanized Template (2 Nos.) of B type tower including bolts,nuts & washers | MT | 1.3662 |  |  |  |  | 156751.2 | 214153.4894
39 | FF2F233005 | Galvanized Template (2 Nos.) of C type tower including bolts,nuts & washers | MT | 2.3904 |  |  |  |  | 156751.2 | 374698.0685
40 | FF2F233007 | Galvanized Template of Speciaal/C type tower including bolts,nuts & washers | MT | 2.1537 |  |  |  |  | 156751.2 | 337595.0594
41 | AA0A005001 | ACSR Panther Conductor in pieces | Kms | 7.437 |  |  |  |  | 294287.28 | 2188614.5014
42 |  | GS Earth wire7/10 SWG | Kms | 0.801 |  |  |  |  | 57806.43 | 46302.9504
43 | II8I802005 | Double Tension fitting for ACSR Panther Conductor suitable for 120 KN disc insulator | Sets | 13 |  |  |  |  | 6352.176 | 82578.288
44 |  | Pilot fitting forACSRR Panther conductor suitable for 70 KN disc insulator | Sets | 24 |  |  |  |  | 2064.292 | 49543.008
45 |  | Tension fitting for GS earth wire 7/10 SWG | Sets | 2 |  |  |  |  | 1058.696 | 2117.392
46 | II5I501004 | mid span compression joint for ACSR Panther conductor | Nos | 21 |  |  |  |  | 1164.5656 | 24455.8776
47 | II5I501009 | mid span compression joint for GS Earth wire 7/10 SWG | Nos | 5 |  |  |  |  | 476.4132 | 2382.066
48 | FF4F402184 | Flexible copper bond | Nos | 2 |  |  |  |  | 1164.5656 | 2329.1312
49 | II0I002001 | Disc insulator 120 KN | Nos | 65 |  |  |  |  | 315.3078 | 20495.007
50 | II0I004001 | Disc insulator 70 KN | Nos | 121 |  |  |  |  | 289.0292 | 34972.5332
51 | AA0A006001 | AACSR conductor panther equivalent | Kms | 1.245 |  |  |  |  | 366729.274 | 456577.9461
52 |  | Modified earth wire (7/4 m.m.) | Kms | 1.199 |  |  |  |  | 110572.431 | 132576.3448
53 | II8I802006 | Double Tension fitting for Single AACSR Panther Conductor suitable for 160 KN disc insulator | Sets | 2 |  |  |  |  | 14484.5 | 28969
54 |  | mid span joint for AACSR panther conductor | Nos | 6 |  |  |  |  | 2655 | 15930
55 | II5I502005 | Repair sleevefor AACSR panther conductor | Nos | 6 |  |  |  |  | 1071.617 | 6429.702
56 |  | Vibration damper forAACSR panther conductor | Nos | 3 |  |  |  |  | 2912.7946 | 8738.3838
57 |  | Flexible copper bond for modified earth wire (7/4 m.m.) | Nos | 3 |  |  |  |  | 1726.104 | 5178.312
58 |  | MSJ for modifiedearth wire (7/4 m.m.) | Nos | 3 |  |  |  |  | 359.605 | 1078.815
59 |  | vibration damper for modified earth wire (7/4 m.m.) | Nos | 1 |  |  |  |  | 2414.28 | 2414.28
60 |  | Compression type tension fitting for modified earth wire (7/4 m.m.) | Sets | 1 |  |  |  |  | 2013.788 | 2013.788
61 | II0I001001 | 160 KN porcelain insulator | Nos | 7 |  |  |  |  | 1124.1506 | 7869.0542
Obselet & Scrap Material (Line)-
62 | AA0A005001 | Old used & damaged ACSR panther conductor | Mtr |  |  |  |  | 1904 | 50 | 95200
63 | AA0A008001 | old & used ACSR Dog conductor in pieces | Mtr |  |  |  |  | 2010 | 76.5 | 153765
64 |  | Banded & damaged tower parts | M.T. |  |  |  |  | 4.19 | 29841 | 125033.79
T&P at 132 KV Substation Pithoragarh (Line)
S.n. | Item code | Item Description | Unit | Quantity |  |  |  |  | Book Value per Unit | Total Cost
|  |  |  | Useable | Unservicable | Obsolete | Non Moving | Scrap
1 | PP0P001004 | Bolted type come along clamp,7 bolts for ACSR Panther conductor | No.s | 2 |  |  |  |  | 6619.8 | 13239.6
2 | PP0P001013 | come along clamp,4 bolted type suitable for 7/10 SWG Earth wire, | No.s | 1 |  |  |  |  | 4590.2 | 4590.2
3 | PP0P021012 | Single sheave pulley open type of 5 ton capacity, | No.s | 2 |  |  |  |  | 3964.8 | 7929.6
4 | PP3P301001 | Helmet yellow | No.s | 2 |  |  |  |  | 342.2 | 684.4
5 | PP3P301005 | Safety belt PN 17 full body, | No.s | 2 |  |  |  |  | 2808.4 | 5616.8
6 |  | Hydraulic conductor cutter, | No.s | 1 |  |  |  |  | 46728 | 46728
7 | PP0P017021 | Steel rope endless sling 10 ton capacity 12 mm 1.5 Mtr, | No.s | 1 |  |  |  |  | 3410.2 | 3410.2
8 | PP0P017021 | Steel rope endless sling 10 ton capacity 12 mm 3 Mtr, | No.s | 1 |  |  |  |  | 6442.8 | 6442.8
Name of Circle/ Zone :- Haldwani / Kumaon Name of Substation :- 132 KV S/s Bageshwar
Name of Division:- O&M Almora Month : July- 2025
Stock & T&P Material Up To : 22 July 2025 of Sri Mukesh Kumar Pandey J.E. At 132 KV Substation Bageshwar
S.n. | Item code | Item Description | Unit | Quantity |  |  |  |  | Book Value per Unit | Total Cost
|  |  |  | Useable | Unservicable | Obsolete | Non Moving | Scrap
1 | VV2V204001 | Transformer Oil | Ltr | 20 |  |  |  |  | 73.16 | 1463.2
2 | FF4F403007 | Flexible Copper Bond for Earthing | Nos. | 30 |  |  |  |  | 1312.16 | 39364.8
3 |  | Control Room and other indore area LED Lights | Nos. | 6 |  |  |  |  | 5162.52 | 30975.12
4 |  | Defective 16 A SINGLE POLE MCB | No. |  |  |  |  | 1 | 1 | 1
5 |  | Defective BAJAJ BZRSQL 36W GZI (LED CEILING PANEL Light) | No. |  |  |  |  | 5 | 10 | 50
6 |  | Defective BAJAJ 13975 BI PC ( LED Tubelight) | No. |  |  |  |  | 3 | 5 | 15
7 |  | Defective BAJAJ BCLAB ( LED Tubelight) | No. |  |  |  |  | 3 | 10 | 30
8 |  | Defective & Damaged FLOOD LIGHT FIXTURE WITH ALUMINIUM ENCLOSURE | No. |  |  |  |  | 2 | 15 | 30
9 |  | Defective Cartridge for Printer | No. |  |  |  |  | 1 | 5 | 5
10 |  | Defective Set of Filters (1 No. Lube oil,fuel &Air ckt) | Set. |  |  |  |  | 1 | 75 | 75
11 |  | Defective VOLTMETER ANALOG TYPE 110V DC (300-0-300V) | No. |  |  |  |  | 1 | 1 | 1
12 |  | Defective 120 AH 12 V Lead Acid Battery | No. |  |  |  |  | 2 | 200 | 400
13 |  | Defective LED CEILING PANEL Light | No. |  |  |  |  | 21 | 10 | 210
14 |  | Defective Street Lighting LED Light | No. |  |  |  |  | 5 | 10 | 50
15 |  | Defective & Damaged High water temp. safety controller | No. |  |  |  |  | 1 | 1 | 1
16 |  | Old & Used 33 KV GIS Type single phase current transformers (CT Ratio400-200-100/1) | No. | 3 |  |  |  |  | 632380 | 1897140
17 |  | Defective 80 mm NB Butterfly Valb | No. |  |  |  |  | 2 | 80 | 160
T&P at 132 KV Substation Bageshwar
S.n. | Item code | Item Description | Unit | Quantity |  |  |  |  | Book Value per Unit | Total Cost
|  |  |  | Useable | Unservicable | Obsolete | Non Moving | Scrap
1 | PP2P220004 | Ciling Fan (Bajaj) | No | 1 |  |  |  |  | 1475 | 1475
2 | PP2P204007 | Meggar 5KV | No | 1 |  |  |  |  | 334420.63 | 334420.63
3 | PP2P204009 | Meggar 1KV | No | 1 |  |  |  |  | 1114735.43 | 1114735.43
4 | DD0D002006 | Automatic capacitor and Tand delta measuring kit | No | 1 |  |  |  |  | 2675365.02 | 2675365.02
5 | PP2P205005 | Digital Multimeter | Nos | 1 |  |  |  | 1 | 7431.57 | 14863.14
6 | PP2P203003 | Leakage teaster (tong type) | No | 2 |  |  |  |  | 14863.14 | 29726.28
7 | PP1P126005 | Selective level meter | No | 1 |  |  |  |  | 350977.5 | 350977.5
8 | N/A | Signal Generator | No | 1 |  |  |  |  | 350977.5 | 350977.5
9 | N/A | Micro ohm meter | No | 1 |  |  |  |  | 21058.65 | 21058.65
10 | PP1P114034 | D-spanner set (Insulated) | No | 2 |  |  |  |  | 2105.87 | 4211.74
11 | PP1P115008 | Ring Spanner set (Insulated) | No | 2 |  |  |  |  | 1403.91 | 2807.82
12 | PP1P103002 | Torque Wrench set | No | 2 |  |  |  |  | 1403.91 | 2807.82
13 | PP3P301013 | insulating gloves | Set | 5 |  |  |  |  | 561.56 | 2807.8
14 | PP3P301001 | Helmates | Set | 5 |  |  |  |  | 561.56 | 2807.8
15 | PP1P148017 | Spliced ladders (5 Mtrs) | Set | 1 |  |  |  |  | 21058.65 | 21058.65
16 | PP1P148016 | Spliced ladders (10 Mtrs) | Set | 1 |  |  |  |  | 28078.2 | 28078.2
17 | N/A | Spliced ladders (20 Mtrs) | Set | 2 |  |  |  |  | 49136.85 | 98273.7
18 | PP0P015007 | Polymide or Braided white nylon rope 20 mm | mtr |  |  |  |  | 100 | 561.56 | 56156
19 | PP2P203004 | Gapless Zinc oxide LA Tester | No | 1 |  |  |  |  | 491368.5 | 491368.5
20 | PP1P123002 | Oil BDV Kit 0-80 KV | No | 1 |  |  |  |  | 222947.09 | 222947.09
21 | PP1P122003 | Gas Evacuvating and Refilling device | Set | 1 |  |  |  |  | 3715784.75 | 3715784.75
22 | PP1P122004 | Gas leakage Moniter | Nos | 2 |  |  |  |  | 222947.09 | 445894.18
23 | DD0D002003 | Circuit breaker analyzer | Nos | 1 |  |  |  |  | 1754887.5 | 1754887.5
24 | DD0D004013 | Portable partial discharge Monitering System | No | 1 |  |  |  |  | 2229470.85 | 2229470.85
25 | PP1P126017 | Dew Point meter | No | 1 |  |  |  |  | 445894.17 | 445894.17
26 | N/A | Gas Mask | No | 1 |  |  |  |  | 1403.91 | 1403.91
27 | PP1P126027 | Primary Injection Set 1000Amp | No | 1 |  |  |  |  | 371578.48 | 371578.48
28 | PP4P426005 | Table T-9 | No | 1 |  |  |  |  | 22607.266 | 22607.266
29 | N/A | Computer Table Stylo | No | 3 |  |  |  |  | 13288.924 | 39866.772
30 | N/A | Bravo Revolving Mid Back | No | 6 |  |  |  |  | 9474.102 | 56844.612
31 | N/A | Bravo Visitor Chair | No | 12 |  |  |  |  | 7174.046 | 86088.552
32 | N/A | Chair Diva 704GR | No | 3 |  |  |  |  | 6522.45 | 19567.35
33 | N/A | Storewel KD Plain (4 Shelves) | No | 3 |  |  |  |  | 18203.152 | 54609.456
34 | PP4P402002 | 4 Drawers Vertical Filling Cabinets | No | 2 |  |  |  |  | 23336.742 | 46673.484
35 | PP4P414001 | 4 Door Book Case | No | 4 |  |  |  |  | 30491.318 | 121965.272
36 | N/A | KD Plain (4 Shelves) | No | 2 |  |  |  |  | 18203.152 | 36406.304
37 | PP4P426006 | Table T-8 | No | 2 |  |  |  |  | 14319.536 | 28639.072
38 | N/A | Senate Conference Table | No | 1 |  |  |  |  | 23800.128 | 23800.128
39 | N/A | CPU Trolly | No | 3 |  |  |  |  | 1103.3 | 3309.9
40 | N/A | Conference Table Talk 10 Seater Boat Convex | No | 1 |  |  |  |  | 91075.468 | 91075.468
41 | N/A | Conference Chair Kareena (PCH 9P02TC) | No | 10 |  |  |  |  | 13216.236 | 132162.36
42 | N/A | Pisa CPR CT 03 | No | 2 |  |  |  |  | 12290.762 | 24581.524
43 | N/A | Slim Line with Locker | No | 2 |  |  |  |  | 19386.928 | 38773.856
44 | PP4P404002 | Premium Lounge Sofa 2 str | No | 2 |  |  |  |  | 18515.97 | 37031.94
45 | N/A | Eudora King Bed | No | 2 |  |  |  |  | 53390.634 | 106781.268
46 | N/A | Eudora Dressing Table | No | 2 |  |  |  |  | 15784.978 | 31569.956
47 | PP4P417003 | Pillo Apollo (43*69 cm) | No | 4 |  |  |  |  | 1579.666 | 6318.664
48 | PP4P420001 | Blanket (@ 12%) | No | 4 |  |  |  |  | 2599.8 | 10399.2
49 | PP4P419001 | Bed Sheet (@ 5%) | No | 4 |  |  |  |  | 1284.8 | 5139.2
50 | PP4P415003 | Matress | No | 2 |  |  |  |  | 14537.6 | 29075.2
51 | PP4P411002 | Cushion Stool rev. w/o Back | No | 3 |  |  |  |  | 3335.86 | 10007.58
52 | PP4P433005 | T-102 | No | 2 |  |  |  |  | 23035.606 | 46071.212
53 | N/A | Matrix 3 Seater Common arm W/O Chushion | No | 1 |  |  |  |  | 20861.456 | 20861.456
54 | N/A | Syncronizing Trolley | Nos | 1 |  |  |  |  | 210586.5 | 210586.5
55 | N/A | Moveable Ladder of Suitable Capicity for 132KV&33 KV GIS room. | Nos | 2 |  |  |  |  | 280782 | 561564
Stock & T&P Material Up To: 22 July -2025 of Sri Chandra Shekhar Bhatt JE 132 Kv Ranikhet-Bageshwar Line
S.n. | Item code | Item Description | Unit | Quantity |  |  |  |  | Book Value per Unit | Total Cost
|  |  |  | Useable | Unservicable | Obsolete | Non Moving | Scrap
1 | AA0A002004 | ACSR Panther Conductor | Kmtrs | 0.548 |  |  |  |  | 118000 | 64664
2 | II0I006001 | Four Bolted PG Clamp For ACSR Panther To Panther Conductor | Nos | 4 |  |  |  |  | 1191.8 | 4767.2
3 | II0I001003 | 120 KN Disc Insualtor | No | 5 |  |  |  |  | 250 | 1250
4 | II5I501005 | Tension Fitting (120 kn) for Panther conductor complete | No | 2 |  |  |  |  | 9555.64 | 19111.28
5 | II3I301004 | Mid Span Joint for Panther conductor | No | 4 |  |  |  |  | 80 | 320
6 | II3I302004 | Reparing Sleve for Panther | No | 2 |  |  |  |  | 40 | 80
7 | II3I301009 | Mid Span Joint for Earth Wire | No | 3 |  |  |  |  | 30 | 90
8 | AA0A002004 | ACSR Panther Conductor(Damaged) | mtr |  |  |  |  | 200 | 50 | 10000
9 | FF0F015002 | Damage and Broken DB Type tpwer cross arm pieces | kg |  |  |  |  | 50 | 15 | 750
10 | II5I502005 | Double tension fitting 120 KN Panther | Set. | 5 |  |  |  |  | 10679 | 53395
11 | II5I501005 | Single tension fitting 120 KN Panther | Nos. | 9 |  |  |  |  | 6380.26 | 57422.34
12 | II5I501010 | Tension Fitting for GI Earthwire | Set. | 2 |  |  |  |  | 1180 | 2360
13 | II0I001003 | 120 KN Disc Insualtor | No | 5 |  |  |  |  | 464 | 2320
T&P at 132 KV Substation Bageshwar (Line)
S.n. | Item code | Item Description | Unit | Quantity |  |  |  |  | Book Value per Unit | Total Cost
|  |  |  | Useable | Unservicable | Obsolete | Non Moving | Scrap
1 | PP0P015015 | Polymide or Braided white nylon rope 12 mm | mtr | 100 |  |  |  |  | 210.59 | 21059
2 | PP0P015014 | Polymide or Braided white nylon rope 14 mm | mtr | 100 |  |  |  |  | 280.78 | 28078
3 | PP0P001004 | Bolted type come along clamp 7 bolts for ACSR Panther conductor | No. | 2 |  |  |  |  | 6619.8 | 13239.6
4 | PP0P001013 | Come along clamp 4 bolted type suitable for 7/10 earth wire | No. | 1 |  |  |  |  | 4590.2 | 4590.2
5 | PP0P021012 | Single sleeve pully open type 5 ton capacity | No. | 2 |  |  |  |  | 3964.8 | 7929.6
6 | PP0P021008 | Double sleeve pully open type 5 ton capacity | No. | 2 |  |  |  |  | 6324.8 | 12649.6
7 | PP0P016004 | 12 MM Steel rope | Mtr. | 200 |  |  |  |  | 138.06 | 27612
8 | N/A | D-Shackle 3 ton | No. | 12 |  |  |  |  | 221.84 | 2662.08
9 | N/A | D-Shackle 6.5 ton | No. | 8 |  |  |  |  | 460.2 | 3681.6
10 | PP3P301001 | Helmet yellow | No. | 4 |  |  |  |  | 342.2 | 1368.8
11 | PP3P301005 | Sefety belt PN 17 full body | No. | 4 |  |  |  |  | 2808.4 | 11233.6
12 | N/A | Poly propylene rope 24 mm ,220 Mtr. | Bundle | 2 |  |  |  |  | 24438.4 | 48876.8
13 | PP0P015008 | Poly propylene rope 20 mm ,220 Mtr. | Bundle | 1 |  |  |  |  | 22276.8 | 22276.8
14 | N/A | Steel rope endless siling 10 ton capacity 1.5 mtr. | No. | 1 |  |  |  |  | 3410.2 | 3410.2
15 | PP0P017008 | Steel rope endless siling 10 ton capacity 3 mtr | No. | 1 |  |  |  |  | 6442.8 | 6442.8