## April-26
Name of Zone: |  | Kumaun | [11 empty] | For the Month
Name of Circle : |  | 400 KV Kashipur | [11 empty] | April | 2026
Name of Division : |  | 132 KV Kashipur
Name of Substation : |  | 132 KV Kashipur
S. No. | Item code | Name of Item | Unit | Unit rate in Rs. | Useable |  | Unserviceable |  | Non-Moving |  | Obsolete |  | Scrap |  | Total Inventory Amt.
[5 empty] | Qty. | Total Amount in Rs. | Qty. | Total Amount in Rs. | Qty. | Total Amount in Rs. | Qty. | Total Amount in Rs. | Qty. | Total Amount in Rs.
1 |  | 33 KV Flange Collar for 'BHEL' MOCB | No. | 450 |  | 0 |  | 0 |  | 0 |  | 0 | 2 | 900 | 900
2 |  | 33 KV Flange Collar(Damaged) | No. | 25 |  | 0 |  | 0 |  | 0 |  | 0 | 8 | 200 | 200
3 |  | Bottom & Top (Metallic) of old LA | No. | 10 |  | 0 |  | 0 |  | 0 |  | 0 | 18 | 180 | 180
4 | YY3Y302002 | 110 Volt DC charger along with DB (old & used) | No | 20000 |  | 0 |  | 0 |  | 0 |  | 0 | 1 | 20000 | 20000
5 | YY0Y002003 | 110 Volt Battery set (old and used) | No | 27500 |  | 0 |  | 0 |  | 0 |  | 0 | 1 | 27500 | 27500
6 |  | (Old )48 V D/C DB Charger | No. | 8000 |  | 0 |  | 0 |  | 0 |  | 0 | 1 | 8000 | 8000
7 |  | (Old and used)Battery Set (48 Volt) | No. | 4800 |  | 0 |  | 0 |  | 0 |  | 0 | 1 | 4800 | 4800
8 | YY3Y303001 | Battery charger 48 volt(dismantle) | No | 15000 |  | 0 |  | 0 |  | 0 |  | 0 | 1 | 15000 | 15000
9 | VV5V505009 | 33 KV CT Burnt and damaged | No | 1000 |  | 0 |  | 0 |  | 0 |  | 0 | 1 | 1000 | 1000
10 |  | 36 KV CT 800/400/1A defective | No | 2000 |  | 0 |  | 0 |  | 0 |  | 0 | 1 | 2000 | 2000
11 |  | CT 33 KV damaged and burnt | No | 1000 |  | 0 |  | 0 |  | 0 |  | 0 | 1 | 1000 | 1000
12 |  | 33 KV CT burnt and Damage (in Pieces} | No | 1000 |  | 0 |  | 0 |  | 0 |  | 0 | 1 | 1000 | 1000
13 |  | 33 KV CT 400/1A Defective( old and used) | No | 1000 |  | 0 |  | 0 |  | 0 |  | 0 | 1 | 1000 | 1000
14 | VV5V503011 | 132 KV CT400/200/1A (burnt Scrap) | Nos | 1000 |  | 0 |  | 0 |  | 0 |  | 0 | 1 | 1000 | 1000
15 | VV5V503011 | 132 KV CT400/200/1A (burnt) | Nos | 1000 |  | 0 |  | 0 |  | 0 |  | 0 | 1 | 1000 | 1000
16 | VV5V503009 | 132 KV CT 800/400/1A Damaged & burnt | No | 2000 |  | 0 |  | 0 |  | 0 |  | 0 | 2 | 4000 | 4000
17 | VV5V503009 | 145 KV CT of rating 800/400/1A,3core 1.0 accuracy class, old and used | Nos | 2000 |  | 0 |  | 0 |  | 0 |  | 0 | 1 | 2000 | 2000
18 |  | 145 KV CT 400/200/1A(old& used) Brown Broveri Accuracy 1.0 | No | 5000 |  | 0 |  | 0 |  | 0 |  | 0 | 1 | 5000 | 5000
19 |  | 132 KV CT Old and Used | No | 1000 |  | 0 |  | 0 |  | 0 |  | 0 | 1 | 1000 | 1000
20 | VV7V713001 C | 145 KV CVT Defective | No | 2000 |  | 0 |  | 0 |  | 0 |  | 0 | 1 | 2000 | 2000
21 | VV7V713001 C | 132 KV CVT damaged | No | 2000 |  | 0 |  | 0 |  | 0 |  | 0 | 1 | 2000 | 2000
22 |  | 145 KV CVT (old& used) ASIA make | No | 5000 |  | 0 |  | 0 |  | 0 |  | 0 | 5 | 25000 | 25000
23 |  | 145 KV CVT (old& used) CGL make Accuracy 0.5 | No | 5000 |  | 0 |  | 0 |  | 0 |  | 0 | 5 | 25000 | 25000
24 |  | 145 KV CVT (old& used) ABB make Accuracy 0.5 | No | 5000 |  | 0 |  | 0 |  | 0 |  | 0 | 1 | 5000 | 5000
25 |  | 145 KV CVT (old& used)WS Insulation make Accuracy 0.5 | No | 5000 |  | 0 |  | 0 |  | 0 |  | 0 | 1 | 5000 | 5000
26 |  | 145 KV PT (old& used)BHEL make Accuracy 0.5 | No | 5000 |  | 0 |  | 0 |  | 0 |  | 0 | 2 | 10000 | 10000
27 |  | 33 KV PT (1-Phase),Savio Transformermake, Accuracy class 0.5 | No | 2000 |  | 0 |  | 0 |  | 0 |  | 0 | 3 | 6000 | 6000
28 |  | 33 KV PT (1-Phase),Perfect rmake, | No | 2000 |  | 0 |  | 0 |  | 0 |  | 0 | 3 | 6000 | 6000
29 |  | RTCC panel (Dismenteled) | Nos | 5000 |  | 0 |  | 0 |  | 0 |  | 0 | 2 | 10000 | 10000
30 |  | Pale Fencing damaged | Kg. | 20 |  | 0 |  | 0 |  | 0 |  | 0 | 450 | 9000 | 9000
31 | JJ0J003004 | 132 KV MOCB Dismanteled | No | 10000 |  | 0 |  | 0 |  | 0 |  | 0 | 1 | 10000 | 10000
32 |  | M S srape (Wire fencing) | Kg. | 25 |  | 0 |  | 0 |  | 0 |  | 0 | 750 | 18750 | 18750
33 |  | SF-6 Gas Cylinder (Empty) | No. | 300 |  | 0 |  | 0 |  | 0 | 6 | 1800 |  | 0 | 1800
34 |  | Empty Gas Cylinder | No. | 250 |  | 0 |  | 0 |  | 0 | 2 | 500 |  | 0 | 500
35 |  | 145 KV CT 100/1A | No. | 114682.21 |  | 0 |  | 0 |  | 0 | 2 | 229364.42 |  | 0 | 229364.42
36 |  | 33 KV PT(Completely Damaged) | No. | 1000 |  | 0 |  | 0 |  | 0 |  | 0 | 1 | 1000 | 1000
37 |  | 36 KV CT 200/1A (Old and used) | No. | 1000 |  | 0 | 6 | 6000 |  | 0 |  | 0 |  | 0 | 6000
38 |  | 36 KV CT 400/1A (Old and used) | No. | 1000 |  | 0 | 1 | 1000 |  | 0 |  | 0 |  | 0 | 1000
39 |  | 36 KV CT 800/400/1A,(Old and used) | No. | 1000 |  | 0 | 1 | 1000 |  | 0 |  | 0 |  | 0 | 1000
40 |  | MS scrap of fire extinguishers | Kg | 35 |  | 0 | 435 | 15225 |  | 0 |  | 0 |  | 0 | 15225
41 |  | Old and used 30 KV LA | Nos. | 250 |  | 0 | 15 | 3750 |  | 0 |  | 0 |  | 0 | 3750
42 |  | Old and used 120 KV LA | Nos. | 500 |  | 0 | 24 | 12000 |  | 0 |  | 0 |  | 0 | 12000
501969.42
43 | FF4F402128 | M.S Rod 40 mm2 | MT | 20000 | 0.44 | 8800 |  | 0 |  | 0 |  | 0 |  | 0 | 8800
44 |  | Fencing Angle | Kg. | 20 | 150 | 3000 |  | 0 |  | 0 |  | 0 |  | 0 | 3000
45 | HH7H704001 | 33 KV Post Insulator for Cap Bank | No. | 300 | 12 | 3600 |  | 0 |  | 0 |  | 0 |  | 0 | 3600
46 | FF4F402160 | Steel Tubular Pole | No. | 3000 | 2 | 6000 |  | 0 |  | 0 |  | 0 |  | 0 | 6000
47 |  | Fabricated Support for fencing | No. | 120 | 8 | 960 |  | 0 |  | 0 |  | 0 |  | 0 | 960
48 | HH7H704001 | 33 KV Post Insulator | No. | 250 | 3 | 750 |  | 0 |  | 0 |  | 0 |  | 0 | 750
49 | FF3F301028 | PN Structure | No. | 2000 | 2 | 4000 |  | 0 |  | 0 |  | 0 |  | 0 | 4000
50 |  | Blade for 132 KV Isolator 800X SMC | No. | 4990 | 5 | 24950 |  | 0 |  | 0 |  | 0 |  | 0 | 24950
51 | II5I501003 | Mid Spam Joint for Zebra | No. | 60 | 4 | 240 |  | 0 |  | 0 |  | 0 |  | 0 | 240
52 |  | Hanger for 'A' type Tower | No. | 110 | 10 | 1100 |  | 0 |  | 0 |  | 0 |  | 0 | 1100
53 |  | P T Jn, box for 33 KV PT | No. | 3140.81 | 1 | 3140.81 |  | 0 |  | 0 |  | 0 |  | 0 | 3140.81
54 | FF3F301016 | BCT Structure | No. | 11226.25 | 4 | 44905 |  | 0 |  | 0 |  | 0 |  | 0 | 44905
55 | FF3F301013 | BBL Structure | No. | 31720.29 | 4 | 126881.16 |  | 0 |  | 0 |  | 0 |  | 0 | 126881.16
56 | MM0M009002 | 110 Volt DC Relay For Breaker | No. | 1129.33 | 2 | 2258.66 |  | 0 |  | 0 |  | 0 |  | 0 | 2258.66
57 |  | 3.56,36 KVAR,7.3 KV,50A,22 micro farad single phase 50 Hz internal fuse ,APP type HV capacitor unit "MAGNEWIN" make | No | 124848.87 | 1 | 124848.87 |  | 0 |  | 0 |  | 0 |  | 0 | 124848.87
58 | KK0K005001 | 33 KV lightning arrester complete with connector | No | 37455 | 2 | 74910 |  | 0 |  | 0 |  | 0 |  | 0 | 74910
59 | AA0A004001 | ACSR Zebra conductor in Pecs. (old & used) | Mtr | 100 | 27 | 2700 |  | 0 |  | 0 |  | 0 |  | 0 | 2700
60 | FF3F301042&43 | Hot dip Galvanized structure column and beam | Kg. | 100 | 770 | 77000 |  | 0 |  | 0 |  | 0 |  | 0 | 77000
61 | JJ1J103050 | Anti pumping devices suitable for CGL make breakers as per sample | No | 783.15 | 4 | 3132.6 |  | 0 |  | 0 |  | 0 |  | 0 | 3132.6
62 | HH0H005001 | 33 KV heavy duty isolator complet jaw,and blade& connector(Panther) along with earth switch | No | 56523 | 1 | 56523 |  | 0 |  | 0 |  | 0 |  | 0 | 56523
63 | MM3M304013 | Digital MW meter Type 3 Phase 4 wire 50-0-50 MW CTR 200/1A PTR132KV /110 V. Aux Supply 110 V DC | No | 8824.63 | 2 | 17649.26 |  | 0 |  | 0 |  | 0 |  | 0 | 17649.26
64 | LL6L601002 | Flexible PVC coated copper wire 16 sq mm | Mtr | 183.2 | 50 | 9160 |  | 0 |  | 0 |  | 0 |  | 0 | 9160
65 | MM3M303006 | Digital A C Ammeter range 0-500 A (programmable) Aux Supply 110 V DC | No | 5357.2 | 2 | 10714.4 |  | 0 |  | 0 |  | 0 |  | 0 | 10714.4
66 | CC2C201009 | 4X2.5 mm2 control cable(armoured) | Km | 203700 | 0.14 | 28518 |  | 0 |  | 0 |  | 0 |  | 0 | 28518
67 | VV3V301001 | EHV GradeTransformer oil, (COLUMBIA- OIL) | Liter | 73.16 | 209 | 15290.44 |  | 0 |  | 0 |  | 0 |  | 0 | 15290.44
68 |  | 145 KV Current Transformers 140 / 1 A, (0.2S Class) ,1 core. | No | 176539.8 | 1 | 176539.8 |  | 0 |  | 0 |  | 0 |  | 0 | 176539.8
69 |  | 145 KV Current Transformers 300 / 1 A, (0.2S Class) ,3 core. | No | 188309.12 | 1 | 188309.12 |  | 0 |  | 0 |  | 0 |  | 0 | 188309.12
70 | VV7V713001 C | 145 KV CVT old and used | No | 10000 | 1 | 10000 |  | 0 |  | 0 |  | 0 |  | 0 | 10000
71 | VV7V713002 | 145 KV CVT (1-Phase) accuracy class 0.2 | No | 190586.52 | 1 | 190586.52 |  | 0 |  | 0 |  | 0 |  | 0 | 190586.52
72 |  | 145 KV PT (old& used)SCT make Accuracy 0.5 | No | 5000 | 3 | 15000 |  | 0 |  | 0 |  | 0 |  | 0 | 15000
73 | VV5V505008 | 36 KV CT (3 core,1 Phase) 400/200/1A Accuracy class 0.2S | No | 58823 | 1 | 58823 |  | 0 |  | 0 |  | 0 |  | 0 | 58823
74 | HH5H502001 | Isolator Blade 145 KV Isolator center operated, double break ,1600 Amp make G. Nandi | No | 15635 | 2 | 31270 |  | 0 |  | 0 |  | 0 |  | 0 | 31270
75 | HH5H501004 | Jaw with clamp 145 KV Isolator center operated, double break ,1600 Amp make G. Nandi | No | 9115.5 | 2 | 18231 |  | 0 |  | 0 |  | 0 |  | 0 | 18231
76 | HH7H702003 | Isolator Blade 36 KV Isolator center operated, double break ,800 Amp make G. Nandi | No | 5723 | 2 | 11446 |  | 0 |  | 0 |  | 0 |  | 0 | 11446
77 | VV5V503001 | 145 KV CT of rating 800/400/200/1A,5core 0.2 accuracy class | Nos | 171750 | 2 | 343500 |  | 0 |  | 0 |  | 0 |  | 0 | 343500
78 |  | 145 KV CT 400/200/1AHeptacare Accuracy 0.2 | No | 35000 | 1 | 35000 |  | 0 |  | 0 |  | 0 |  | 0 | 35000
79 | JJ8J801001 | Sulphur Hexa Flouride (SF-6) gas | Kg. | 6454.6 | 18 | 116182.8 |  | 0 |  | 0 |  | 0 |  | 0 | 116182.8
80 | JJ1J103007 | Closing coil for 145 KV SF-6 Circuit Breaker, CGL Make,Type 70- SFM-32 B | Nos | 19458.2 | 1 | 19458.2 |  | 0 |  | 0 |  | 0 |  | 0 | 19458.2
81 | JJ1J103006 | Tripping coil for 145 KV SF-6 Circuit Breaker, CGL Make,Type 70- SFM-32 B | Nos | 19458.2 | 1 | 19458.2 |  | 0 |  | 0 |  | 0 |  | 0 | 19458.2
82 | JJ1J103007 | Closing coil for 145 KV SF-6 Circuit Breaker, ABB Make,1600 Amp, Type LTB 145D1/B,Mfd2005,Sr 17000525 | Nos | 21238.82 | 1 | 21238.82 |  | 0 |  | 0 |  | 0 |  | 0 | 21238.82
83 | JJ1J103006 | Tripping coil for 145 KV SF-6 Circuit Breaker, ABB Make,1600 Amp, Type LTB 145D1/B,Mfd2005,Sr 17000525 | Nos | 21238.82 | 1 | 21238.82 |  | 0 |  | 0 |  | 0 |  | 0 | 21238.82
84 | JJ1J105007 | Closing coil for 36 KV SF-6 Circuit Breaker, CGL Make,1600 Amp, Type 30-SFGP-25A | Nos | 17694.1 | 1 | 17694.1 |  | 0 |  | 0 |  | 0 |  | 0 | 17694.1
85 | JJ1J105005 | Tripping coil for 36 KV SF-6 Circuit Breaker, CGL Make,1600 Amp, Type 30-SFGP-25A | Nos | 17694.1 | 1 | 17694.1 |  | 0 |  | 0 |  | 0 |  | 0 | 17694.1
86 | CC2C201006 | 2.5 sqmm 10 core armoured copper control cable | Km | 413000 | 1.308 | 540204 |  | 0 |  | 0 |  | 0 |  | 0 | 540204
87 | CC2C201007 | 2.5 sqmm 06 core armoured copper control cable | Km | 259600 | 0.746 | 193661.6 |  | 0 |  | 0 |  | 0 |  | 0 | 193661.6
88 | CC2C201009 | 2.5 sqmm 04 core armoured copper control cable | Km | 224200 | 1.624 | 364100.8 |  | 0 |  | 0 |  | 0 |  | 0 | 364100.8
89 | II0I001001 | Disc Insulator 120 KN | Nos | 1416 | 174 | 246384 |  | 0 |  | 0 |  | 0 |  | 0 | 246384
90 | II2I202001 | C - Wedge clamp suitable for ACSR Moose to Moose conductor | Nos | 3540 | 38 | 134520 |  | 0 |  | 0 |  | 0 |  | 0 | 134520
91 | CC3C306006 | 11 KV Power cable ( 3 X 185 Sqmm ) | Mtr | 2360 | 657 | 1550520 |  | 0 |  | 0 |  | 0 |  | 0 | 1550520
92 | CC5C506005 | Cable mid joint kit ( 3 X 185 sqmm ) 11KV XLPE Cable | Nos | 23600 | 10 | 236000 |  | 0 |  | 0 |  | 0 |  | 0 | 236000
93 | CC1C107012 | AL Power cble ( PVC 3.5C x 35 sqmm) | Km | 294528 | 0.446 | 131359.488 |  | 0 |  | 0 |  | 0 |  | 0 | 131359.488
94 | VV8V801012 | CT Clamp suitable for AL Pipe tube 4" | Nos | 1770 | 9 | 15930 |  | 0 |  | 0 |  | 0 |  | 0 | 15930
95 |  | Distance Protection Relay | Nos | 10431.2 | 1 | 10431.2 |  | 0 |  | 0 |  | 0 |  | 0 | 10431.2
96 |  | Directional Over current Relay | Nos | 11044.8 | 1 | 11044.8 |  | 0 |  | 0 |  | 0 |  | 0 | 11044.8
97 | II0I001001 | 160KN Disc Insulator | Nos | 160 | 20 | 3200 |  | 0 |  | 0 |  | 0 |  | 0 | 3200
98 | II8I805005 | Suspension Double fitting for panther | Nos | 180 | 5 | 900 |  | 0 |  | 0 |  | 0 |  | 0 | 900
99 | I4I402001 | Tension clamp for Earth wire | Nos | 628.94 | 4 | 2515.76 |  | 0 |  | 0 |  | 0 |  | 0 | 2515.76
100 |  | Dead End clamp complete for ACSR panther conductor | Nos | 4953.14 | 4 | 19812.56 |  | 0 |  | 0 |  | 0 |  | 0 | 19812.56
101 | VV2V203001 | Silica Gel blue in colour(In sealed container) | Kg. | 558.14 | 134 | 74790.76 |  | 0 |  | 0 |  | 0 |  | 0 | 74790.76
102 | HH8H801065 | Isolator clamp for ACSR panther conductor | No | 1508.04 | 7 | 10556.28 |  | 0 |  | 0 |  | 0 |  | 0 | 10556.28
103 | HH8H801057 | Isolator clamp for ACSR Moose conductor | No | 1508.04 | 3 | 4524.12 |  | 0 |  | 0 |  | 0 |  | 0 | 4524.12
104 |  | Breaker clamp for ACSR panther conductor | No | 1508.04 | 2 | 3016.08 |  | 0 |  | 0 |  | 0 |  | 0 | 3016.08
105 |  | Breaker clamp for ACSR Moose conductor | No | 1508.04 | 8 | 12064.32 |  | 0 |  | 0 |  | 0 |  | 0 | 12064.32
106 |  | C T terminal connector different type | No | 1878.56 | 10 | 18785.6 |  | 0 |  | 0 |  | 0 |  | 0 | 18785.6
107 | II2I202001 | C-wedge clamps Moose-Moose | No | 2357.64 | 15 | 35364.6 |  | 0 |  | 0 |  | 0 |  | 0 | 35364.6
108 | II2I202004 | C-wedge clamps Moose-Panther | No | 2116.92 | 6 | 12701.52 |  | 0 |  | 0 |  | 0 |  | 0 | 12701.52
109 |  | CT rod | No | 5890.56 | 9 | 53015.04 |  | 0 |  | 0 |  | 0 |  | 0 | 53015.04
110 | CC3C306002 | 33 KV XLPE cable size3x400mm2 Aluminium Power Cable | Mtr | 1301.54 | 150 | 195231 |  | 0 |  | 0 |  | 0 |  | 0 | 195231
111 | CC8C801003 | 33 KV outdoor termination kit size3x400mm2 standared | Nos | 19293 | 2 | 38586 |  | 0 |  | 0 |  | 0 |  | 0 | 38586
112 |  | 3-Phase 33Kv Isolator without earthswitch 800Amp, With Clamp Suitable for Panther conductor | No | 153400 | 1 | 153400 |  | 0 |  | 0 |  | 0 |  | 0 | 153400
113 | CC2C201006 | Armoured control cable 10Cx2.5mm2 | Km | 441390.8 | 0.4 | 176556.32 |  | 0 |  | 0 |  | 0 |  | 0 | 176556.32
114 | CC2C201009 | Armoured control cable 4Cx2.5mm3 | Km | 205556 | 0.325 | 66805.7 |  | 0 |  | 0 |  | 0 |  | 0 | 66805.7
115 |  | Armoured control cable 2Cx2.5mm4 | Km | 127204 | 0.25 | 31801 |  | 0 |  | 0 |  | 0 |  | 0 | 31801
116 |  | ACSR Panther conductor | Km | 268992.8 | 0.2 | 53798.56 |  | 0 |  | 0 |  | 0 |  | 0 | 53798.56
117 |  | 36 KV CT 400/200/1A | Nos | 47058 | 1 | 47058 |  | 0 |  | 0 |  | 0 |  | 0 | 47058
118 |  | Digital A C Ammeter range 0-1000 A (programmable) Aux Supply 110 V DC | No | 8826.4 | 10 | 88264 |  | 0 |  | 0 |  | 0 |  | 0 | 88264
119 |  | Digital A C Volt meter range 0-150 KV .(programmable) Aux Supply 110 V DC | No | 8826.4 | 5 | 44132 |  | 0 |  | 0 |  | 0 |  | 0 | 44132
120 |  | Electronic semaphore indication having Red & Green LED 110 volt DC as per sample | No | 5888.2 | 10 | 58882 |  | 0 |  | 0 |  | 0 |  | 0 | 58882
121 |  | Auxiliary conractor with NO/NC operating Voltage 110 Volt DC | No | 4106.4 | 10 | 41064 |  | 0 |  | 0 |  | 0 |  | 0 | 41064
[6 empty] | 6643683.788 |  | 38975 |  | 0 |  | 231664.42 |  | 231330 | 6643683.788
7145653.208
Abstract
Opening balance |  | received | Total |  | Total Issue |  | Closing Balance
7152175.4736 |  | 0 | 7152175.4736 |  | 6523.04 |  | 7145652.4336
0.77444
Format of Monthly Inventory for Uploading on PTCUL Website
Umesh Kumar Junior Engineer (Line) 132KV S/S Kashipur
Name of Circle/ Zone:- |  |  | 400KV(O&M)Kashipur |  |  |  | Name of Substation |  | 132KV S/SKashipur
Name of Division |  |  | 132KV(O&M)Div Kashipur |  |  |  | Month of |  | 2026-04-01
SR. No. | Item Code | item Description | Unit |  | Quantity |  |  |  | Book Value per unit | Total Cost
|  |  |  | Useable | Unserviceable | Obsolete | Non-Moving | Scrap
1 | FF0F015002 | Tower part banded (Old and Used) | MT. | 7.095 | 0 | 0 | 0 | 0 | 24000 | 170280
2 | FF2F207036 | Template for 'A' Type Tower (Incomplete) | No. | 0 | 0 | 0 | 0 | 1 | 100 | 100
3 | FF0F015002 | Scrap of rusted Tower Part | MT. | 0 | 0 | 0 | 0 | 0.205 | 10000 | 2050
4 | II51504005 | Suspension single fitting for Panther | No. | 34 | 0 | 0 | 0 | 0 | 60 | 2040
5 | II0I001007 | 70 KN Disc insulator (B&S) | No. | 16 | 0 | 0 | 0 | 0 | 281 | 4496
6 | FF0F043010 | Template for B Type Tower | M.T | 0 | 0 | 0 | 0 | 0.844 | 54161 | 45711.884
7 | FF0F043012 | Template for C Type Tower | M.T | 0 | 0 | 0 | 0 | 1.008 | 54161 | 54594.288
8 | II3I302004 | Repair Sleeve for panther | No. | 8 | 0 | 0 | 0 | 0 | 484.65 | 3877.2
9 | II3I301004 | Mid Span Joint for Panther | No. | 3 | 0 | 0 | 0 | 0 | 1150.8 | 3452.4
10 | II5I501005 | Single Tension Fitting for panther | Sets | 16 |  |  |  |  | 7003.3 | 112052.8
11 | II3I303004 | Vibration Damper | No | 48 |  |  |  |  | 1829 | 87792
12 | II3I301009 | (B)Mid Span Joint for 7/10SWG Earth Wire | No. | 7 | 0 | 0 | 0 | 0 | 590 | 4130
13 | II5I501010 | (A) Tension fitting for GS earth wire 7/10SWG or 7/3.15mm. | set | 8 | 0 | 0 | 0 | 0 | 1739.32 | 13914.56
14 | II5I501010 | (B) Tension fitting for GS earth wire 7/10SWG or 7/3.15mm. |  | 8 | 0 | 0 | 0 | 0 | 1622.5 | 12980
15 | II5I504010 | (A)Suspension fitting for GS earth wire 7/10SWG or 7/3.15mm. | set | 7 | 0 | 0 | 0 | 0 | 1739.32 | 12175.24
16 | II5I504010 | (B)Suspension fitting for GS earth wire 7/10SWG or 7/3.15mm. | set | 5 | 0 | 0 | 0 | 0 | 1864.4 | 9322
17 | II3I302009 | Repair Sleeve for earth wire 7/10SWG or 7/3.15mm | Nos | 4 | 0 | 0 | 0 | 0 | 626.58 | 2506.32
18 | PP0P016004 | Steel pilot wire | Mtr. | 155 | 0 | 0 | 0 | 0 | 20 | 3100
19 | AA1A101002 | 7/10SWG damage /rusted broken earth wire | Kg | 0 | 0 | 0 | 0 | 1439.26 | 10 | 14392.6
20 | AA1A101002 | 7/10SWG earth wire | Km | 1.46 | 0 | 0 | 0 | 0 | 78735.5 | 114953.83
21 | II1I105001 | C-Wedge clamp (Panther to Panther) | No | 0 | 0 | 0 | 0 | 0 | 3770.1 | 0
22 | FF1F101025 | Tower GI nut&bolt(3/4X5/8) | Kg | 20 | 0 | 0 | 0 | 0 | 348.1 | 6962
23 | II5I502005 | Double tension fitting for ACSR panther(Incomplete) | Set | 0 | 0 | 0 | 0 | 6 | 4965.62 | 29793.72
[7 empty] | Total(Useable+Scrap) |  |  | 710676.842
T&P Items
Sr. No. | Item Code | item Description | Unit |  | Quantity |  |  |  | Book Value per unit | Total Cost
|  |  |  | Useable/Qty | Unserviceable | Obsolete | Non-Moving | Scrap
1 | PP0P004002 | Hydraulic compressor of 100 Ton,portable,hand operated completed with accessories/tools. | No | 1 |  |  |  |  | 82718 | 82718
2 | PP0P006007 | Compressor die sets suitable for jointing ACSR panther Conductor(Aluminium portion) | Set | 1 |  |  |  |  | 11782.3 | 11782.3
3 | PP0P006008 | Compressor die sets suitable for jointing ACSR panther Conductor(Steel portion) | Set | 1 |  |  |  |  | 11782.3 | 11782.3
4 | PP0P006005 | Compressor die sets suitable for jointing ACSR ZebraConductor(Aluminium portion) | Set | 1 |  |  |  |  | 13623.1 | 13623.1
5 | PP0P006001 | Compressor die sets suitable for jointing ACSR MooseConductor(Aluminium portion) | Set | 1 |  |  |  |  | 14803.1 | 14803.1
6 |  | 12mm steelrope drum of 200mtr long | No | 1 |  |  |  |  | 29441 | 29441
7 | PP0P021011 | Single sheave pulley open type of 5 ton capacity. | No | 2 |  |  |  |  | 3127 | 6254
8 | PP0P021007 | Double sheave pulley 5 ton capacity | No | 1 |  |  |  |  | 4071 | 4071
9 |  | Hydraulic conductor cutter | No | 1 |  |  |  |  | 31978 | 31978
10 | PP0P001003 | Bolted type come along clamp, 7 bolts for ACSR Zebra Conductor | No | 4 |  |  |  |  | 4661 | 18644
11 | PP0P001004 | Bolted type come along clamp, 7 bolts for ACSR Panther Conductor | No | 2 |  |  |  |  | 4661 | 9322
12 | PP0P001013 | Come along clamp 3 bolted type suitable for 7/10 SWG earth wire. | No | 2 |  |  |  |  | 2265.6 | 4531.2
13 | PP0P021001 | Four Sheave sagging pulley 10 Ton Capacity. | No | 2 |  |  |  |  | 7599.2 | 15198.4
14 |  | Sling 18mm 10MTR | No | 2 |  |  |  |  | 4082.8 | 8165.6
15 |  | Sling 18mm 5 MTR | No | 5 |  |  |  |  | 2631.4 | 13157
16 | PP0P018009 | D-Shackle 4.75 Ton | No | 6 |  |  |  |  | 407.1 | 2442.6
17 | PP3P301005 | Safety belt full body safety harness PN42(01 reputed make like karam etc.) | No | 5 |  |  |  |  | 4436.8 | 22184
18 | PP0P015014 | Poly amide or Braided white nylon rope 14mm | Mtr | 130 |  |  |  |  | 1270.86 | 165211.8
19 |  | Chain Shackle 10Ton Chain pulley block 3 MTR | No | 2 |  |  |  |  | 38768.9 | 77537.8
20 | PP0P021037 | Chain Shackle 2 Ton Chain pulley block 3 MTR | No | 1 |  |  |  |  | 12059.6 | 12059.6
[9 empty] | Total | 554906.8
Name of Zone -Kumoun Zone | [5 empty] | stock | STOCK |  |  |  | For the Month of April- 2026
Name of Circule -Kashipur Circle
Name of Division -132 KV O&M Division Kashipur
Name of Sub- Station -132 KV S/S Ramnagar
S. No. | Item code | Name of Item | Unit | Unit rate in Rs. | Useable |  | Unserviceable |  | Non-Moving |  | Obsolete |  | Scrap |  | Total Inventory Amt.
[5 empty] | Qty. | Total Amount in Rs. | Qty. | Total Amount in Rs. | Qty. | Total Amount in Rs. | Qty. | Total Amount in Rs. | Qty. | Total Amount in Rs.
1 | AA0A002004 | ACSR Panther Conductor | Mtr | 80 | 90 | 7200 |  | 0 |  | 0 |  | 0 | 0 | 0 | 7200
2 | AA0A002003 | ACSR Zebra Conductor | Mtr | 85 | 18 | 1530 |  | 0 |  | 0 |  | 0 | 0 | 0 | 1530
3 | AA0A001001 | ACSR Tarantula Conductor | Mtr | 257 | 41 | 10537 |  | 0 |  | 0 |  | 0 | 0 | 0 | 10537
4 | VV2V204007 | Empty Drum | No. | 350 | 8 | 2800 |  | 0 |  | 0 |  | 0 | 0 | 0 | 2800
5 | FF2F201004 | 36 mm MS Round | Kg | 19.6 | 718 | 14072.8 |  | 0 |  | 0 |  | 0 | 0 | 0 | 14072.8
6 | FF0F050008 | Gal. S/S strecture ATM | Kg | 28.74 | 2465 | 70844.1 |  | 0 |  | 0 |  | 0 | 0 | 0 | 70844.1
7 | FF0F050009 | Gal. S/S strecture AXM | Kg | 28.74 | 1119.65 | 32178.741 |  | 0 |  | 0 |  | 0 | 0 | 0 | 32178.741
8 | FF0F050014 | Gal. S/S strecture BTM | Kg | 28.74 | 2903.705 | 83452.4817 |  | 0 |  | 0 |  | 0 | 0 | 0 | 83452.4817
9 | FF0F050019 | Gal. S/S strecture CCM | Kg | 28.74 | 354.23 | 10180.5702 |  | 0 |  | 0 |  | 0 | 0 | 0 | 10180.5702
10 | CC1C103009 | 95mm2 ,3 1/2 Al. Cable | Mtr | 250 | 38 | 9500 |  | 0 |  | 0 |  | 0 | 0 | 0 | 9500
11 | CC0C001013 | Control Cable 6x2.5mm2 | Mtr | 132.75 | 57 | 7566.75 |  | 0 |  | 0 |  | 0 | 0 | 0 | 7566.75
12 | MM0M007004 | OSR relay suitable for NGEF make 20 MVA T/f | No. | 11917.5 | 1 | 11917.5 |  | 0 |  | 0 |  | 0 | 0 | 0 | 11917.5
13 | II1I105001 | Fired C-Wedge clamp suitable for Panther to Panther | No. | 1912.48 | 15 | 28687.2 |  | 0 |  | 0 |  | 0 | 0 | 0 | 28687.2
14 | VV4V305013 | 33 KV CT(200/ 100/1A) old and used | No. | 12100 | 2 | 24200 |  | 0 |  | 0 |  | 0 | 0 | 0 | 24200
15 | JJ3J301005 | Trip coil 110 Vsuitable for CGL make 132 KV Circuit Breader | No. | 2815 | 2 | 5630 |  | 0 |  | 0 |  | 0 | 0 | 0 | 5630
16 | II0I005001 | PG Clamp Zebra to Zebra | No. | 1123.6 | 3 | 3370.8 |  | 0 |  | 0 |  | 0 | 0 | 0 | 3370.8
17 | JJ5J501023 | Eye bolt suitable for 33 KV BHEL make VCB Circuit breaker. | No. | 519.8 | 5 | 2599 |  | 0 |  | 0 |  | 0 | 0 | 0 | 2599
18 | CC0C001020 | 2.5mm2x2 core control cable | Km. | 81207 | 0.4 | 32482.8 |  | 0 |  | 0 |  | 0 | 0 | 0 | 32482.8
19 | CC0C001018 | 2.5mm2x4 Core Control Cable | Km. | 140002.3 | 0.3 | 42000.69 |  | 0 |  | 0 |  | 0 | 0 | 0 | 42000.69
20 | VV3V303001 | 132KV CT 1 Phase Heptacare Power (PSDF) | No. | 179286.22 | 1 | 179286.22 |  | 0 |  | 0 |  | 0 | 0 | 0 | 179286.22
21 | SS4S402011 | Blades for 33 KV isolator | No. | 3825 | 7 | 26775 |  | 0 |  | 0 |  | 0 | 0 | 0 | 26775
22 | II5I501005 | Tension fitting | No. | 900 | 10 | 9000 |  | 0 |  | 0 |  | 0 | 0 | 0 | 9000
23 | VV3V305008 | Old used and defective 33 KV CT 3Core 400/200/1A Hepta Care | No. | 1500 | 0 | 0 | 0 | 0 |  | 0 |  | 0 | 1 | 1500 | 1500
24 | FF1F107002 | GI foundation Anchor bolt (size 28 mm) | No. | 1041.87 | 20 | 20837.4 |  | 0 |  | 0 |  | 0 | 0 | 0 | 20837.4
25 | FF1F107001 | GI foundation Anchor bolt (size32 mm) | No. | 1095.16 | 10 | 10951.6 |  | 0 |  | 0 |  | 0 | 0 | 0 | 10951.6
26 | KK0K005001 | 33 KV Lightning arrestor with all accessories and surge counter | No. | 32915 | 1 | 32915 |  | 0 |  | 0 |  | 0 | 0 | 0 | 32915
27 | VV3V303001 | Complete damage 145 KV CT | No. | 5000 | 0 | 0 |  | 0 |  | 0 |  | 0 | 1 | 5000 | 5000
28 | VV3V305008 | Old & Used damaged of 3 core 33 KV CT | No | 1000 | 0 | 0 |  | 0 |  |  |  |  | 1 | 1000 | 1000
29 | YY0Y002005 | Old used and damaged battery bak of 110 Volt | Set | 27500 | 0 | 0 |  | 0 |  | 0 |  | 0 | 1 | 27500 | 27500
30 | PP2P221002 | Old used & damaged exghaust fan of 18" size | No. | 1000 | 2 | 2000 |  | 0 |  | 0 |  | 0 | 0 | 0 | 2000
31 | YY0Y003010 | Old used and damaged battery Cell of 2 Volt 300 Ah | No. | 500 | 0 | 0 |  | 0 |  | 0 |  | 0 | 5 | 2500 | 2500
32 | SS6S604001 | Auxllary contractor operating 110 Volt DC | No. | 2940.56 | 2 | 5881.12 |  | 0 |  | 0 |  | 0 | 0 | 0 | 5881.12
33 | II0I005002 | Zebra to Panther Clamp | No. | 1177.64 | 2 | 2355.28 |  | 0 |  | 0 |  | 0 | 0 | 0 | 2355.28
34 | CC0C001013 | Control Cable 2.5 Sqmmx6 Core | Mtr. | 197.53 | 200 | 39506 |  | 0 |  | 0 |  | 0 | 0 | 0 | 39506
35 | CC0C003010 | Control Cable armoed 2.5 Sqmmx10 Core | Mtr. | 238.1965 | 160 | 38111.4432 |  | 0 |  | 0 |  | 0 | 0 | 0 | 38111.4432
36 | VV3V305008 | 36 KV CT (3 Core) (1 Phase) 400/200/1 A, 0.2s accuracy | No. | 58823 | 1 | 58823 |  | 0 |  | 0 |  | 0 | 0 | 0 | 58823
37 | CC0C001018 | 2.5 mm2* 4core control cable in piesces | Mtr | 10 | 300 | 3000 |  | 0 |  | 0 |  | 0 | 0 | 0 | 3000
38 | CC0C002008 | 2.5 mm2*10 core control cable inpisces | Mtr | 15 | 100 | 1500 |  | 0 |  | 0 |  | 0 | 0 | 0 | 1500
39 | VV3V303005 | 132 Kv CT 200/100/1 A. Old &Used | No. | 12000 | 1 | 12000 |  | 0 |  | 0 |  | 0 | 0 | 0 | 12000
40 | KK0K003001 | 132 KV LA Old & Used | No. | 6000 | 1 | 6000 |  | 0 |  | 0 |  | 0 | 0 | 0 | 6000
41 | VV3V305006 | 33 KV CT 800/400/200/1A . Old & Used | No. | 6000 | 1 | 6000 |  | 0 |  | 0 |  | 0 | 0 | 0 | 6000
42 | KK0K005001 | 33 Kv LA Old & Used | No. | 4000 | 2 | 8000 |  | 0 |  | 0 |  | 0 | 0 | 0 | 8000
43 | KK0K005001 | 33 KV LA Damaged | NO. | 500 | 0 | 0 |  | 0 |  | 0 |  | 0 | 1 | 500 | 500
44 | VV6V507004 | Old used and defective 132 KV CVT | No. | 12500 | 0 | 0 |  | 0 |  | 0 |  | 0 | 3 | 37500 | 37500
45 | JJ7J707001 | New SF-6 Gas cylinder | Kg. | 6454.6 | 18 | 116182.8 |  | 0 |  | 0 |  | 0 | 0 | 0 | 116182.8
46 | VV1V103016 | 40 MVA T/F LV SideBushing Terminal ConnectorFor ACSR Panthor Conductor | No. | 2653.82 | 4 | 10615.28 |  | 0 |  | 0 |  | 0 | 0 | 0 | 10615.28
47 | VV1V103019 | 20 MVA T/F HV SideBushing Terminal ConnectorFor ACSR Panthor Conductor | No. | 2653.82 | 3 | 7961.46 |  | 0 |  | 0 |  | 0 | 0 | 0 | 7961.46
48 | VV1V103020 | 20 MVA T/F LV SideBushing Terminal ConnectorFor ACSR Panthor Conductor | No. | 2653.82 | 0 | 0 |  | 0 |  | 0 |  | 0 | 0 | 0 | 0
49 | VV1V103019 | 33 KV Circuit Breaker Terminal Connector For ACSR Panthor conductor | No. | 2571.22 | 4 | 10284.88 |  | 0 |  | 0 |  | 0 | 0 | 0 | 10284.88
50 | VV1V103020 | 33 KV Circuit Breaker Terminal Connector For ACSR Zebra conductor | No. | 2571.22 | 2 | 5142.44 |  | 0 |  | 0 |  | 0 | 0 | 0 | 5142.44
51 | II0I002005 | 33 KV main bus clamp For ACSR Taramtulla to Panthor conductor | No. | 2653.82 | 4 | 10615.28 |  | 0 |  | 0 |  | 0 | 0 | 0 | 10615.28
52 | II0I002004 | 33 KV main bus clamp For ACSR Taramtulla to zebra conductor | No. | 2653.82 | 2 | 5307.64 |  | 0 |  | 0 |  | 0 | 0 | 0 | 5307.64
53 | SS5S501006 | 33 KV Main bus Isolator Connector For ACSR taramtula conductor | No. | 2653.82 | 1 | 2653.82 |  | 0 |  | 0 |  | 0 | 0 | 0 | 2653.82
54 | JJ8J801011 | Terminal connector for 132 KV CGL make C.B | No. | 2742.32 | 2 | 5484.64 |  | 0 |  | 0 |  | 0 | 0 | 0 | 5484.64
55 | JJ8J801011 | Terminal connector for 132 KV C.B | No. | 2742.32 | 2 | 5484.64 |  | 0 |  | 0 |  | 0 | 0 | 0 | 5484.64
56 | VV7V701010 | Terminal connector for 132 KV CVT | No. | 2742.32 | 2 | 5484.64 |  | 0 |  | 0 |  | 0 | 0 | 0 | 5484.64
57 | VV1V103019 | Terminal connector required for HV Bushing of 20 MVA T/F | No. | 2938.2 | 2 | 5876.4 |  | 0 |  | 0 |  | 0 | 0 | 0 | 5876.4
58 | VV1V103020 | Terminal connector required for LV Bushing of 20 MVA T/F | No. | 2348.2 | 2 | 4696.4 |  | 0 |  | 0 |  | 0 | 0 | 0 | 4696.4
59 | VV1V103016 | Terminal connector required for HV Bushing of 40 MVA T/F | No. | 3534.1 | 1 | 3534.1 |  | 0 |  | 0 |  | 0 | 0 | 0 | 3534.1
60 | VV1V103015 | Terminal connector required for LV Bushing of 40 MVA T/F | No. | 2938.2 | 2 | 5876.4 |  | 0 |  | 0 |  | 0 | 0 | 0 | 5876.4
61 | JJ8J801010 | Terminal connector for 33 KV Circuit Breaker | No. | 3534.1 | 1 | 3534.1 |  | 0 |  | 0 |  | 0 | 0 | 0 | 3534.1
62 | JJ3J301019 | Contactor 110 V DC for 132 KV Circuit Breaker | No. | 3829.1 | 2 | 7658.2 |  | 0 |  | 0 |  | 0 | 0 | 0 | 7658.2
63 | SS6S604001 | Contactor 110 V DC for 33 KV Circuit Breaker | No. | 2944.1 | 2 | 5888.2 |  | 0 |  | 0 |  | 0 | 0 | 0 | 5888.2
64 | SS6S606003 | Contractor for fan control of 40 MVA T/F | No. | 5888.2 | 2 | 11776.4 |  | 0 |  | 0 |  | 0 | 0 | 0 | 11776.4
65 | SS7S704001 | MCB Three Pole 32 Amp | No. | 997.1 | 5 | 4985.5 |  | 0 |  | 0 |  | 0 | 0 | 0 | 4985.5
66 | JJ3J301019 | Coil 110 V DC for 132 KV Circuit Breaker | No. | 1528.1 | 2 | 3056.2 |  | 0 |  | 0 |  | 0 | 0 | 0 | 3056.2
67 | LL6L601006 | Multi Stand 2.5 mm Sqr Copper wire of different colour | No. | 53.1 | 200 | 10620 |  | 0 |  | 0 |  | 0 | 0 | 0 | 10620
68 | KK0K005001 | 33KV LA(OLD & USED) | No. | 5000 | 4 | 20000 |  | 0 |  | 0 |  | 0 | 0 | 0 | 20000
69 | AA0A002003 | ACSR Zebra conductor | Mtr | 30 | 0 | 0 |  | 0 |  | 0 |  | 0 | 12 | 360 | 360
70 | VV2V203001 | Silika Gel | Kg | 375.24 | 95 | 35647.8 |  | 0 |  | 0 |  | 0 | 0 | 0 | 35647.8
71 | VV3V303003 | 145 KV CT400/ 200/ 100/1A Damaged (Received back) | No | 2500 | 0 | 0 | 0 | 0 |  | 0 |  | 0 | 1 | 2500 | 2500
72 | VV5V407023 | CT Clamp (Old & Used) Receive back | No. | 500 | 2 | 1000 |  | 0 |  | 0 |  | 0 | 0 | 0 | 1000
73 | VV6V505002 | 33KV PT Damaged Receive Back | No | 1000 | 0 | 0 |  | 0 |  | 0 |  | 0 | 1 | 1000 | 1000
74 | II0I006001 | PG CLAMP P TO P | No | 1189.48 | 7 | 8326.36 |  | 0 |  | 0 |  | 0 | 0 | 0 | 8326.36
75 | YY0Y003005 | 2V 300AH Low maintinance (VRLA) Dri Cell Old & Used | Set | 27500 | 0 | 0 |  | 0 |  | 0 |  | 0 | 1 | 27500 | 27500
76 | VV6V507004 | 145 KV CVT Receive Back ( Make- CGL) Old & Used | No | 12500 | 0 | 0 |  | 0 |  | 0 |  | 0 | 3 | 37500 | 37500
77 |  | 132 KV CT 1600/800/400/1A Old & Used | No | 100000 | 3 | 300000 |  | 0 |  | 0 |  | 0 | 0 | 0 | 300000
78 | JJ3J301006 | Tripping & Closing coil Complete with assembly | No | 14738.2 | 10 | 147382 |  | 0 |  | 0 |  | 0 | 0 | 0 | 147382
79 |  | Limit switch 1 No + 1Nc for 132 KV CB | No | 11204.1 | 5 | 56020.5 |  | 0 |  | 0 |  | 0 | 0 | 0 | 56020.5
80 |  | Numerical T/F Diffrential protection Relay ( E Scrap) | Kg | 65 | 0 | 0 |  | 0 |  | 0 |  | 0 | 2 | 130 | 130
81 |  | 36 KV CT3 Core 400/200/1A (Old & Used) | No | 3 | 30000 | 90000 |  | 0 |  | 0 |  | 0 | 0 | 0 | 90000
82 |  | Nut & Bolts with washer | Kg | 70 | 352.82 | 24697.4 |  | 0 |  | 0 |  | 0 | 0 | 0 | 24697.4
83 |  | Received33 KV CT 3Core 800/400/1A(Old& Used) | No | 3 | 30000 | 90000 |  | 0 |  | 0 |  | 0 | 0 | 0 | 90000
84 |  | PVC Cable Various Cores In Pieces (Old & Used ) | MTr | 8200 | 20 | 164000 |  | 0 |  | 0 |  | 0 | 0 | 0 | 164000
85 |  | Received Back PG Clamp (Z To P ) Old & Used | No | 3 | 225 | 675 |  | 0 |  | 0 |  | 0 | 0 | 0 | 675
86 |  | ACSR Panthor Conductor in pieces (Old & Used) | Mtr | 185 | 20 | 3700 |  | 0 |  | 0 |  | 0 | 0 | 0 | 3700
[6 empty] | 2057860.9761 |  | 0 |  | 0 |  | 0 | 0 | 144490 | 2202350.9761
[6 empty] | Total Amt. of Useable |  | Total Amt. of Unserviceable |  | Total Amt. of Non. Moving |  | Total Amt. of obsolete |  | Total Amt. of Scrap | Total Inventory Amt.
[5 empty] | Total Usable | 1878574.7561 | [5 empty] | Singnature of J.E.
Singnature of A.E.
Singnature of E.E.
Format of Monthly Inventory for Uploading on PTCUL Website
Name of Circle/ Zone:-400kv o&m circle Kashipur | [6 empty] | Name of Substation |  |  | 132kv s/s Bazpur
Name of Division 132 KV O&M Div. PTCUL KASHIPUR | [6 empty] | Stock Inventory for the Month of April.2026
SR. No. | Item Code | item Description | Unit | Quantity | [5 empty] | Book Value
|  |  |  | Useable | Unserviceable | Obsolete | Non-Moving | Scrap | Unit Rate
1 | II5I502005 | Double Tention fitting for panther conductor. | Set | 4 |  |  |  |  | 3230 | 12920
2 | II3I305004 | Armour rod for panther conductor. | Set | 3 |  |  |  |  | 910 | 2730
3 | II3I308001 | Bird Guard. | No. | 58 |  |  |  |  | 410 | 23780
4 | II3I301004 | Mid span joint for panther conductor. | No. | 16 |  |  |  |  | 510 | 8160
5 | II3I302004 | Ropier slave for panther conductor. | No. | 2 |  |  |  |  | 185 | 370
6 | FF0F013001 | A' Normal Tower. | KG | 379 |  |  |  |  | 66.2 | 25089.8
7 | II0I001003 | 120 KN Disc Insulator. | No | 32 |  |  |  |  | 120 | 3840
8 | AA0A002004 | ACSR Panther conductor old & used. | KM | 0.84 |  |  |  |  | 18000 | 15120
9 | II5I501005 | Single tension fitting suitable for panther conductor. | Nos. | 6 |  |  |  |  | 3376.63 | 20259.78
10 | II3I302004 | Repair sleeve. | Nos. | 1 |  |  |  |  | 900 | 900
11 | II5I501005 | Single tension fitting suitable for panther conductor. | Nos. | 6 |  |  |  |  | 7003.3 | 42019.8
12 | II5I504005 | single Suspension fitting suitable for panther conductor. | Nos. | 11 |  |  |  |  | 5835.1 | 64186.1
13 | II3I302004 | Repair sleeve suitable for ACSR panther conductor. | Nos. | 12 |  |  |  |  | 690.3 | 8283.6
14 | II3I302009 | Repair sleeve suitable for GS earth wire 7/10 SWG. | Nos. | 8 |  |  |  |  | 672.6 | 5380.8
15 | II3I304001 | GI hanger as per sample. | Nos. | 8 |  |  |  |  | 2171.2 | 17369.6
16 | II3I303004 | Vibration damper suitable for ACSR Panther conductor. | Nos. | 8 |  |  |  |  | 1823.1 | 14584.8
17 | II3I303009 | vibration damper suitable for GS earth wire 7/10 SWG. | Nos. | 6 |  |  |  |  | 1085.6 | 6513.6
18 | II5I501010 | Tension fitting suitable for GS Earth 7/10 SWG. | Nos. | 8 |  |  |  |  | 1616.6 | 12932.8
19 | II5I504010 | Suspension fitting suitable for GS earth wire 7/10SWG. | Nos. | 8 |  |  |  |  | 1858.5 | 14868
20 | II0I001007 | 70KN Standard Disc insulator suitable for Panther conductor. | No | 7 |  |  |  |  | 1327.5 | 9292.5
[7 empty] | Total |  |  | 308601.18
Scrap
SR. No. | Item Code | item Description | Unit | Quantity | [5 empty] | Book Value
|  |  |  | Useable | Unserviceable | Obsolete | Non-Moving | Scrap
1 | AA1A101002 | Earth wire old & used,rusted and deteriorated | KG |  |  |  |  | 410 | 35 | 14350
2 | II0I001007 | 70KN Disc insulator ( Damaged , old & used) | No |  |  |  |  | 36 | 100 | 3600
[7 empty] | Total |  |  | 17950
T&P
SR. No. | Item Code | item Description | Unit | Quantity | [5 empty] | Book Value
|  |  |  | Useable | Unserviceable | Obsolete | Non-Moving | Scrap
1 | PP0P012005 | Binacular camera | No | 1 |  |  |  |  | 67850 | 67850
[7 empty] | Total |  |  | 67850
|  | JE Name |  |  | AE Name |  |  |  |  | EE Name
Format of Monthly Inventory for Uploading on PTCUL Website
Name of Circle/ Zone:- Kuman Zone | [6 empty] | Name of Substation |  | 132 Kv Bazpur
Name of Division:- 132 Kv Kashipur | [6 empty] | Month of | 2026-04-01
Name of Sub-Division:- |  | Bazpur
SR. No. | Item Code | item Description | Unit | Quantity |  |  |  |  | Book Value per Unit | Total Cost
|  |  |  | Useable | Unserviceable | Obsolete | Non-Moving | Scrap
1 | CC3C316008 | Turfer gatted tray 6" | No. | 3 |  |  |  |  | 100 | 300
2 | CC3C316009 | Turfer gatted tray 5" | No. | 2 |  |  |  |  | 100 | 200
3 | AA0A002011 | ACSR weasel conductor | Mtr. | 415 |  |  |  |  | 20 | 8300
4 |  | Round pol | No. | 1 |  |  |  |  | 1000 | 1000
5 |  | Oil tray | No. | 1 |  |  |  |  | 100 | 100
6 | PP0P015004 | Rop garbay Nylon 25 mm | Kg. | 10 |  |  |  |  | 25 | 250
7 | CC1C113006 | 33 Kv XLPE Cable 70 mm² | Mtr. | 145 |  |  |  |  | 1976 | 286520
8 | FF0F050041 | Beam & Column Tower Parts | kg. | 245 |  |  |  |  | 38.25 | 9371.25
9 |  | Heat Shink cable termination kit for 33 Kv XLPE cable 3*120 mm² (Indoor) | No. | 4 |  |  |  |  | 11925 | 47700
10 |  | Heat Shink cable termination kit for 33 Kv XLPE cable 3*120 mm² (Outdoor) | No. | 1 |  |  |  |  | 15300 | 15300
11 | AA0A002004 | ACSR panther conductor | Km. | 0.0325 |  |  |  |  | 130000 | 4225
12 |  | Nut & Bolts with washer | MT. | 0.729 |  |  |  |  | 66200 | 48259.8
13 | MM3M306008 | Power fector meter 400/1A with S/ switch | No. | 3 |  |  |  |  | 9994 | 29982
14 | II0I005001 | P.G. clamps for Zebra to Zebra | No. | 5 |  |  |  |  | 1123.65 | 5618.25
15 | II0I005002 | P.G. clamps for Zebra to Panther | No. | 3 |  |  |  |  | 1072.57 | 3217.71
16 | II0I001007 | 70 KN Disc Insulator | Nos. | 58 |  |  |  |  | 625 | 36250
17 | MM3M302005 | Digital Voltmeter (Rating 132000/110Volt) Auxiliary Supply 110V DC | No. | 2 |  |  |  |  | 5272.07 | 10544.14
18 | MM3M303009 | Digital Ammeters (Rating 200/1A) Auxiliary Supply 110V DC | No. | 2 |  |  |  |  | 4704.57 | 9409.14
19 |  | Digital Voltmeter (Rating 33000/110Volt) Auxiliary Supply 110V DC | No. | 3 |  |  |  |  | 5273.21 | 15819.63
20 | II1I103003 | Fired C - Wedge connectors suitable for Deer to panther ACSR conductor | No. | 8 |  |  |  |  | 3966.82 | 31734.56
21 | II1I104002 | Fired C - Wedge connectors suitable for Zebra to panther ACSR conductor | No. | 3 |  |  |  |  | 2939.65 | 8818.95
22 | JJ5J501008 | Tripping/ Closing coil 110VDC Suitable for 33KV CGL Make Breakers. | No. | 4 |  |  |  |  | 2775.07 | 11100.28
23 | JJ5J501008 | Tripping/ Closing coil 110VDC Suitable for 33KV Alstom Make Breakers. | No. | 3 |  |  |  |  | 2662.71 | 7988.13
24 | JJ5J501007 | Tripping/ Closing coil 110VDC Suitable for 33KV ABB Make Breakers. | No. | 10 |  |  |  |  | 2662.71 | 26627.1
25 | JJ5J501007 | Tripping/ Closing coil 110VDC Suitable for 33KV BHEL Make Breakers. | No. | 2 |  |  |  |  | 2771.67 | 5543.34
26 | JJ7J701002 | TNC Switch suitable for 33KV Control and relay panel. | No. | 3 |  |  |  |  | 1947.66 | 5842.98
27 | JJ7J701007 | Local / Remote Switch suitable for 33KV circuit breakers | No. | 6 |  |  |  |  | 1102.08 | 6612.48
28 | KK0K005001 | 33 KV LA | No. | 2 |  |  |  |  | 27943.82 | 55887.64
29 | AA0A002003 | ACSR Zebra Conductor | Km. | 0.397 |  |  |  |  | 453053.76 | 179862.3427
30 | FF4F403003 | Flexible copper bond | No. | 5 |  |  |  |  | 2243.63 | 11218.15
31 | FF2F202001 | M S Earth Flat (FL-75X10) | MT | 0.328 |  |  |  |  | 108389.54 | 35551.7691
32 | FF2F202006 | M S Earth Flat (FL-25X6) | MT | 0.614 |  |  |  |  | 108389.54 | 66551.1776
33 | JJ8J801005 | 33 KV CB connector suitable for Twin ACSR Zebra conductor as per sample | No. | 1 |  |  |  |  | 4347 | 4347
34 | II1I103002 | Fired C - wedge connectors suitable for Deer to Zebra ACSR connector | No. | 7 |  |  |  |  | 4392.45 | 30747.15
35 | II1I104001 | Fired C - wedge connectors suitable for Zebra to Zebra ACSR connector | No. | 7 |  |  |  |  | 3280.15 | 22961.05
36 | CC0C001009 | Control Cable, Armoured 2.5 Sq. mm. X 10 Core | Mtr. | 175 |  |  |  |  | 276.15 | 48326.25
37 | II0I005001 | PG clamps suitable for ACSR Zebra to Zebra conductor | Nos. | 8 |  |  |  |  | 1859.13 | 14873.04
38 | VV5V407018 | 33KV CT connector suitable for ACSR Zebra conductor | Nos. | 3 |  |  |  |  | 1623.05 | 4869.15
39 | FF0F050003 | GI lattice structure for 33KV isolator (ABL) | MT | 0.358 |  |  |  |  | 14145 | 5063.91
40 |  | G I wire mesh | Sqmt. | 78 |  |  |  |  | 1649 | 128622
41 | CC0C001013 | 6 X 2.5 mm2 Control Cable (armoured) | Km. | 0.597 |  |  |  |  | 223100 | 133190.7
42 | CC0C001009 | 10 X 2.5 mm2 Control Cable (armoured) | Km. | 0.067 |  |  |  |  | 339500 | 22746.5
43 | II0I001003 | Disc Insulator 120 KN | No. | 6 |  |  |  |  | 1052.45 | 6314.7
44 | AA0A002003 | Supply of ACSR Zebra Conductor | Mtr. | 262 |  |  |  |  | 970 | 254140
45 |  | Round pol old and used | No. | 4 |  |  |  |  | 2000 | 8000
46 | CC0C001020 | 2 x 2.5mm control cable armourd | Km. | 0.24 |  |  |  |  | 78749.44 | 18899.8656
47 | CC0C001018 | 4 x 2.5mm control cable armourd | Km. | 0.252 |  |  |  |  | 128099.84 | 32281.1597
48 | CC0C001013 | 6 x 2.5mm control cable armourd | Km. | 0.087 |  |  |  |  | 173249.28 | 15072.6874
49 | CC0C001009 | 10 x 2.5mm control cable armourd | Km. | 0.225 |  |  |  |  | 262499.84 | 59062.464
50 | II1I104001 | C-wedge clamps suitable for Zebra to Zebra conductor | No. | 19 |  |  |  |  | 2572.56 | 48878.64
51 | II5I507004 | Gun fitting suitable for ACSR Zebra conductor | Nos. | 3 |  |  |  |  | 5459.86 | 16379.58
52 |  | Control and relay panel 132KV /33Kv old and used | Set | 1 |  |  |  |  | 450000 | 450000
53 | JJ5J501007 | Tripping /closing coils, 110 V DC , suitable for 33 kv ABB make breakers as par sample | No. | 8 |  |  |  |  | 3089.24 | 24713.92
54 | JJ5J501008 | Tripping /closing coils, 110 V DC , suitable for 33 kv CGL make breakers as par sample | No. | 7 |  |  |  |  | 3208.42 | 22458.94
55 | JJ3J301005 | Tripping /closing coils, 110 V DC , suitable for 132 kv CGL make breakers as par sample | No. | 7 |  |  |  |  | 3633.22 | 25432.54
56 | JJ0J301007 | Tripping /closing coils, 110 V DC , suitable for 132 kv Areva make breakers as par sample | No. | 5 |  |  |  |  | 3564.78 | 17823.9
57 | AA0A002001 | ACSR Moose Conductor | Km. | 0.398 |  |  |  |  | 300000 | 119400
58 | AA0A002004 | ACSR Panther Conductor | Km. | 0.5 |  |  |  |  | 135000 | 67500
59 | AA0A002001 | ACSR Moose Conductor | Km | 0.8 |  |  |  |  | 300000 | 240000
60 | CC0C001020 | 2X2.5mm Control cable (Armoured) | Km | 0.515 |  |  |  |  | 87792 | 45212.88
61 | CC0C001018 | 4X2.5mm Control cable (Armoured) | Km | 0.31 |  |  |  |  | 137175 | 42524.25
62 | CC0C001013 | 6X2.5mm Control cable (Armoured) | Km | 0.26 |  |  |  |  | 197532 | 51358.32
63 | CC0C001009 | 10X2.5mm Control cable (Armoured) | Km | 0.265 |  |  |  |  | 318246 | 84335.19
64 | II1I104002 | C - Wedge clamps suitable for Zebra to panther conductor | No. | 3 |  |  |  |  | 3840.9 | 11522.7
65 | NN0N001008 | 33 KV Tripper Feeder Control & Rellay panel | Nos. | 1 |  |  |  |  | 828164.95 | 828164.95
66 | KK0K003001 | 132Kv Lighting arrester | No. | 1 |  |  |  |  | 76700 | 76700
67 | SS3S301007 | 145 KV Isolator male arm complete with contact assembly | Nos. | 1 |  |  |  |  | 17700 | 17700
68 | SS3S301001 | 145 KV Isolator female arm complete with contact assembly | Nos. | 1 |  |  |  |  | 17700 | 17700
69 | SS3S301005 | 145 KV Isolator male contact assembly | Nos. | 1 |  |  |  |  | 11800 | 11800
70 | SS3S301006 | 145 KV Isolator Female contact assembly | Nos. | 1 |  |  |  |  | 11800 | 11800
71 | FF0F050010 | 132 KV Isolator Structure old and used | Kg. | 460 |  |  |  |  | 65 | 29900
72 |  | 132 KV Isolator Jaw & blade complete old and used | Set | 3 |  |  |  |  | 1900 | 5700
73 |  | Limit Switch for PRV,2NO,2NC suitable for 40MVA T/F | No | 1 |  |  |  |  | 9199.28 | 9199.28
74 | II1I102001 | C - wedge clamps suitable for ACSR Moose to Moose | Nos. | 3 |  |  |  |  | 2098.04 | 6294.12
75 | II1I102003 | C - wedge clamps suitable for ACSR Moose to Zebra | Nos. | 7 |  |  |  |  | 2027.24 | 14190.68
76 | II1I102004 | C - wedge clamps suitable for ACSR Moose to Panther | Nos. | 3 |  |  |  |  | 1929.3 | 5787.9
77 | II1I103001 | C - wedge clamps suitable for ACSR Deer to Deer | Nos. | 3 |  |  |  |  | 2060.28 | 6180.84
78 | JJ8J801005 | 33 KV CB connector suitable for twin ACSR Zebra conductor | Nos. | 3 |  |  |  |  | 4327.06 | 12981.18
79 | SS5S501014 | 33 KV Isolator clamps suitable for twin ACSR Zebra conductor | Nos. | 2 |  |  |  |  | 4776.64 | 9553.28
80 |  | 33 Kv Isolator blades, 1600 capacity complete as per sample | Nos | 1 |  |  |  |  | 5003.2 | 5003.2
81 |  | 33 Kv Isolator Jaws, 1600 capacity with heavy duty aluminium pad for termination 7 G.I. frame as per sample | Nos | 2 |  |  |  |  | 5888.2 | 11776.4
82 |  | EHV Grade Transformer oil (COLUMBIA-OIL) | Ltr | 418 |  |  |  |  | 73.16 | 30580.88
83 |  | SF - 6 Gas | Kg. | 46 |  |  |  |  | 6454.6 | 296911.6
84 |  | Silica gel of best quality | Kg. | 240 |  |  |  |  | 375.24 | 90057.6
85 |  | 33 KV Isolator Blades, 1600A | Nos | 2 |  |  |  |  | 5233.3 | 10466.6
86 |  | 33 KV Isolator Jows, 1600A | Nos | 4 |  |  |  |  | 5351.3 | 21405.2
87 |  | 33 KV Isolator Blades, 800A | Nos | 6 |  |  |  |  | 5652.2 | 33913.2
88 |  | 33 KV Isolator Jows, 800A | Nos | 9 |  |  |  |  | 3528.2 | 31753.8
89 |  | 132 KV LA old and used | No. | 3 |  |  |  |  | 1000 | 3000
90 |  | LED Tube light 20 watt | Nos | 20 |  |  |  |  | 352.82 | 7056.4
91 |  | CRC Standard size | Nos | 10 |  |  |  |  | 584.1 | 5841
92 |  | 132 KV Isolator clamp suitable for ACSR panther conductor | Nos | 10 |  |  |  |  | 2112.2 | 21122
93 |  | 33 KV Isolator clamp suitable for ACSR panther conductor | Nos | 15 |  |  |  |  | 2578.3 | 38674.5
94 |  | 33 KV Isolator clamp suitable for ACSR Zebra conductor | Nos | 15 |  |  |  |  | 2578.3 | 38674.5
95 |  | 33 KV CT clamp suitable for Single ACSR Zebra conductor | Nos | 15 |  |  |  |  | 1787.7 | 26815.5
96 |  | 33 KV CT clamp suitable for Single ACSR Panther conductor | Nos | 15 |  |  |  |  | 1787.7 | 26815.5
97 |  | 33 KV Isolator clamp suitable for Twin ACSR Zebra conductor | Nos | 6 |  |  |  |  | 4773.1 | 28638.6
98 |  | 33 KV CT clamp suitable for Twin ACSR Zebra conductor | Nos | 6 |  |  |  |  | 4773.1 | 28638.6
99 |  | 132 KV Isolator clamp for Zebra conductor | Nos | 5 |  |  |  |  | 2767.1 | 13835.5
100 |  | 33 KV CT Clamp for zebra conductor | Nos | 6 |  |  |  |  | 2590.1 | 15540.6
4912937.716
101 |  | 132 Kv PT Old & Used | No. |  |  | 3 |  |  | 4500 | 13500
102 |  | 145KV CT 800/400/200/1A, Accuracy class 1 (old and used) | No. |  |  | 1 |  |  | 4500 | 4500
103 | VV6V507003 | 132KV CVT Accuracy class 0.5 (old and used) | No. |  |  | 3 |  |  | 6000 | 18000
104 |  | 33 KV Circuit breaker old and used | No. |  |  | 1 |  |  | 8000 | 8000
105 |  | 132 KV LA old and used | No. |  |  | 3 |  |  | 2000 | 6000
| Total | [8 empty] | 50000
106 | SS4S402013 | 33 Kv Isolator Blade (damaged) | No. |  |  |  |  | 3 | 100 | 300
107 |  | 48 volt Battery set damaged | No. |  |  |  |  | 1 | 2000 | 2000
108 | YY1Y103001 | 48 volt Battery charger damaged | No. |  |  |  |  | 1 | 2000 | 2000
109 | JJ0J005007 | 33 Kv SF-6 Circuit breaker old & used and totally damaged | No. |  |  |  |  | 1 | 8000 | 8000
110 | VV3V305006 | 33 KV CT 800/400/1A (old & Dismantled) | No. |  |  |  |  | 1 | 1000 | 1000
111 | AA0A002003 | ACSR Zebra conductor in pics Unusable | Mtr. |  |  |  |  | 340 | 60 | 20400
112 | VV3V305009 | 33 Kv CT 400/200/1A Damaged | No. |  |  |  |  | 1 | 1500 | 1500
113 |  | Aluminum scrap (Clamp & jumper) | Kg. |  |  |  |  | 50 | 25 | 1250
114 | VV3V305009 | 33 KV CT 400/200/1A (old & Used ) | No. |  |  |  |  | 2 | 1000 | 2000
115 | VV3V305009 | 33 KV CT 400/200/1A Totally Damaged | No. |  |  |  |  | 1 | 500 | 500
116 | VV3V305009 | 33 KV CT 400/200/1A Old and totally Damaged | Nos. |  |  |  |  | 1 | 2500 | 2500
117 |  | Nuts & bolts and earth flate screap | Kg. |  |  |  |  | 49 | 30 | 1470
118 |  | CT JN. Box old damaged & rusted | Kg. |  |  |  |  | 30 | 25 | 750
119 | JJ0J005007 | 36 Kv SF-6 Circuit Breaker damaged (old & Used) | Nos. |  |  |  |  | 1 | 3500 | 3500
120 | VV3V305009 | 36 KV CT 400/200/1 A damaged (old & used) | Nos. |  |  |  |  | 1 | 1500 | 1500
121 | VV3V305006 | 36 KV CT 800/400/1A old & Used Totally damaged | Nos. |  |  |  |  | 2 | 900 | 1800
122 |  | 132 KV CT old and damaged ,Ratio 50/1A | No. |  |  |  |  | 1 | 500 | 500
123 |  | 33 KV CT Old & used and damaged | No. |  |  |  |  | 1 | 1500 | 1500
124 |  | realy old & used and defected | No. |  |  |  |  | 1 | 2500 | 2500
125 |  | 33 KV PT Old and Damaged | No. |  |  |  |  | 1 | 500 | 500
126 |  | 33 KV CT 1600/800/400/1A old & Damaged | No. |  |  |  |  | 1 | 1000 | 1000
127 |  | 33 Kv PT Old and Used totally damaged | No. |  |  |  |  | 2 | 300 | 600
128 |  | 33 Kv PT Old and Used totally damaged | No. |  |  |  |  | 1 | 400 | 400
129 |  | 120 KN Disc Insulator old and used | Nos. |  |  |  |  | 140 | 150 | 21000
130 |  | Deer conductor in pics Old and used | mtr. |  |  |  |  | 220 | 30 | 6600
131 |  | C - wedge clamps Deer to panther Old & used deteriorated | No |  |  |  |  | 15 | 30 | 450
132 |  | 33 KV CT Old and Used (oil leakage) | No |  |  |  |  | 1 | 2500 | 2500
133 |  | 33 KV LA Old & used and Defective | No |  |  |  |  | 1 | 200 | 200
134 |  | Structure of 145KV PI, 120 KV LA, 33 Kv LA etc. old and used | MT |  |  |  |  | 0.9 | 110000 | 99000
135 |  | 33 KV Isolator 1600A Old and used | No |  |  |  |  | 2 | 1500 | 3000
| Total | [8 empty] | 190220
136 |  | 36 KV CT (3 core (1 Phase) 400/200/1A A/C 0.2S | Nos. | 3 |  |  |  |  | 70202.92 | 210608.76
137 |  | 36 KV CT (3 core (1 Phase) 800/400/200/1A. A/C 0.2S | Nos. | 2 |  |  |  |  | 57650.08 | 115300.16
138 |  | 120KV LA | Nos. | 2 |  |  |  |  | 61834.36 | 123668.72
139 |  | 145KV Isolator Blade 1250Amp. | Nos. | 3 |  |  |  |  | 16853.35 | 50560.05
140 |  | 145KV Isolator Jaw with clamp 1250Amp. | Nos. | 6 |  |  |  |  | 9879.55 | 59277.3
141 |  | 33KV Isolator Blade 1600Amp. | Nos. | 1 |  |  |  |  | 5172.235 | 5172.235
142 |  | 33KV Isolator Jaws 1600Amp. | Nos. | 2 |  |  |  |  | 5288.465 | 10576.93
143 |  | 145 KV CVT, 1-Ph. 0.2S/0.2 Accuracy class without Junction box. | Nos. | 2 |  |  |  |  | 380780.1 | 761560.2
144 |  | Power cable Aluminium (PVC),3.5 core,70 sqmm (rmoured) | Km | 0.5 |  |  |  |  | 659661.3 | 329830.65
145 |  | 145 KV CT 50/1A A/c 0.2S | Nos. | 2 |  |  |  |  | 290563.2 | 581126.4
146 |  | 36 Kv CT( 4 coe) 1600/800/400/1A A/c 0.2S | Nos. | 1 |  |  |  |  | 84110.4 | 84110.4
147 |  | Control Cable 10 X 2.5mm | Km | 1 |  |  |  |  | 484744 | 484744
148 |  | Flexible copper bond | Nos. | 20 |  |  |  |  | 2867.4 | 57348
149 |  | Control Cable 2 X 2.5mm | Km | 1 |  |  |  |  | 122720 | 122720
150 |  | Control Cable 4 X 2.5mm | Km | 1 |  |  |  |  | 208624 | 208624
151 |  | Control Cable 6 X 2.5mm | Km | 1 |  |  |  |  | 306800 | 306800
152 |  | 33 KV PT (1 Ph) 3 Core 0.2/0.2S A/C Without JN Box | Nos. | 3 |  |  |  |  | 101898.9 | 305696.7
153 |  | Transformer oil | Ltr | 3135 |  |  |  |  | 0 | 0
| Total | [8 empty] | 3817724.505
PSDF Stock Inventory
154 |  | 132 KV Current Transformer 1 Ph (1600/800/400/1A) | No. | 4 |  |  |  |  | 179286.22 | 717144.88
Total | [9 empty] | 717144.88
T&P Inventory
1 |  | Alumminum leaders 20' long | No. | 1 |  |  |  |  | 2000 | 2000
2 | PP3P301001 | Sefety Helmet | No. | 6 |  |  |  |  | 681.68 | 4090.08
3 | PP3P301006 | Sefety Belt Half Body | No. | 6 |  |  |  |  | 826.82 | 4960.92
4 | PP3P301005 | Sefety Belt full Body | No. | 6 |  |  |  |  | 1755.85 | 10535.1
5 | PP3P301012 | Hand gloves | Pair | 3 |  |  |  |  | 749.47 | 2248.41
6 | PP1P144008 | Earth discharge rod | No. | 2 |  |  |  |  | 2840 | 5680
7 |  | Rain coats | No. | 4 |  |  |  |  | 1817.82 | 7271.28
8 |  | Centor Table | No. | 1 |  |  |  |  | 8437 | 8437
9 | PP4P403003 | Double Bed | No. | 1 |  |  |  |  | 18000 | 18000
10 |  | Matress | No. | 2 |  |  |  |  | 3375 | 6750
11 | PP3P301008 | Gum Boot | Pair | 5 |  |  |  |  | 749.47 | 3747.35
12 |  | Table With both side drawer of size 5X3 feet | No. | 1 |  |  |  |  | 14142.1 | 14142.1
13 | PP4P431005 | Computer Table with one side drawer on steel frame | No. | 1 |  |  |  |  | 3359.6 | 3359.6
14 | PP4P401018 | Steel Almihra with 5 shelves (20-22 gauge) | No. | 2 |  |  |  |  | 12689.3 | 25378.6
15 |  | Steel Bench with 3 seats | No. | 3 |  |  |  |  | 9624.8 | 28874.4
16 | PP4P408020 | High back Executive chair | No. | 1 |  |  |  |  | 7888.25 | 7888.25
17 | PP4P408021 | Low back Executive chair | No. | 2 |  |  |  |  | 5606.9 | 11213.8
18 | PP4P410012 | Visitor chair with arm and cushion (Revolving) | No. | 10 |  |  |  |  | 2814.8 | 28148
19 |  | Biometric Attendance Machine | No. | 1 |  |  |  |  | 11741 | 11741
20 |  | Magger 5KV motorized | No. | 1 |  |  |  |  | 353850.5978 | 353850.5978
21 |  | Digitel multi meter | No. | 1 |  |  |  |  | 49263.15 | 49263.15
22 |  | Spliced ladders 10 mtr | Set | 1 |  |  |  |  | 35385.06 | 35385.06
23 |  | Rain coat and Gum boot each | Set | 4 |  |  |  |  | 3570.97 | 14283.88
24 |  | Earth resistance tester | No. | 1 |  |  |  |  | 696031.26 | 696031.26
25 |  | D - Spaner set (insulated), Ring spaner set (insulated) & Torque wrench set complete with all standard size | Set | 1 |  |  |  |  | 174498.4 | 174498.4
26 |  | Leakage tester (tong type) | No | 1 |  |  |  |  | 176509.12 | 176509.12
27 |  | SF - 6 gas refilling device | No | 1 |  |  |  |  | 55806.92 | 55806.92
28 |  | Insulating Gloves | Set | 3 |  |  |  |  | 11633.62 | 34900.86
29 |  | Helmet | Set | 6 |  |  |  |  | 4652.74 | 27916.44
30 |  | Oil sampling Bottel stainless steel 02 Liter Capacity | Set | 4 |  |  |  |  | 25016 | 100064
| Total | [8 empty] | 1922975.5778
24 | PP1P123005 | Oil testing set | No. |  |  |  |  | 1 | 10000 | 10000
25 | PP2P211002 | Vaccum cleaner | No. |  |  |  |  | 1 | 3000 | 3000
26 |  | Assessorice of Vaccum cleaner | Set |  |  |  |  | 1 | 500 | 500
27 | PP2P204008 | Magger 2.5Kv u/s | No. |  |  |  |  | 1 | 5000 | 5000
28 | PP1P142002 | Torch 3 cells u/s | No. |  |  |  |  | 1 | 50 | 50
29 | PP1P142003 | Torch 2 cells u/s | No. |  |  |  |  | 1 | 5 | 5
30 |  | Bomboo leaders long u/s | No. |  |  |  |  | 1 | 150 | 150
31 |  | Bomboo leaders 20' long u/s | No. |  |  |  |  | 1 | 100 | 100
32 | PP3P301012 | Hand gloves | Pair |  |  |  |  | 3 | 749.47 | 2248.41
33 |  | Rain coats | No. |  |  |  |  | 2 | 1817.82 | 3635.64
34 | PP3P301008 | Gum Boot | Pair |  |  |  |  | 1 | 749.47 | 749.47
Total | [9 empty] | 25438.52
|  | JE Name |  |  | AE Name |  |  |  | EE Name
Stock Inventory for the month of April. 2026
Name of Zone |  | Kumaon Zone | 132 KV Sub Station Almora
Name of circle |  | Haldwani
S.No. | Code | Name Of Material | Unit | Unit rate in Rs. | Useable |  | Unserviceable |  | Non-Moving |  | Obsolete |  | Scrap
[5 empty] | Qty. | Total Amount in Rs. | Qty. | Total Amount in Rs. | Qty. | Total Amount in Rs. | Qty. | Total Amount in Rs. | Qty. | Total Amount in Rs.
CABLE
1 | CC0C002010 | 6X2.5 sq mm Control cable (in pieces) | Mtr. | 50 | 765 | 38250 | 0 | 0 | 0 | 0 | 0 | 0 | 0 | 0
2 | CC0C002008 | 10X2.5 sq mm Control cable (in pieces) | Mtr. | 50 | 543 | 27150 | 0 | 0 | 0 | 0 | 0 | 0 | 0 | 0
3 | CC4C401001 | H.F. Cable | Mtr. | 50 | 875 | 43750 | 0 | 0 | 0 | 0 | 0 | 0 | 0 | 0
4 |  | PVC Multi stand Copper wire size 1.0 Sqmm | Mtr. | 28.35 | 13 | 368.55 | 0 | 0 | 0 | 0 | 0 | 0 | 0 | 0
|  | METER |  |  |  | 0 |  | 0 |  | 0 |  | 0 |  | 0
5 | MM3M302006 | Digital Ampere Meter size 150x150mm,CTR 400/1A | No. | 5436.65 | 3 | 16309.95 | 0 | 0 | 0 | 0 | 0 | 0 | 0 | 0
6 | MM3M302010 | Digital Ampere Meter size 95x95mm,CTR 400/1A | No. | 4982.65 | 2 | 9965.3 | 0 | 0 | 0 | 0 | 0 | 0 | 0 | 0
7 | MM3M302012 | Digital Ampere Meter size 150x150mm,CTR 300/1A | No. | 4994 | 1 | 4994 | 0 | 0 | 0 | 0 | 0 | 0 | 0 | 0
8 | MM3M302013 | Digital Ampere Meter size 150x150mm,CTR 200/1A | No. | 5096.15 | 1 | 5096.15 | 0 | 0 | 0 | 0 | 0 | 0 | 0 | 0
9 |  | Digital Ampere Meter size 150x150mm,CTR 100/1A | No. | 5096.15 | 2 | 10192.3 | 0 | 0 | 0 | 0 | 0 | 0 | 0 | 0
10 | MM3M301005 | Digital KV Meter size 150x150 mm,PTR 132KV/110 Volt | No. | 5096.15 | 2 | 10192.3 | 0 | 0 | 0 | 0 | 0 | 0 | 0 | 0
11 | MM3M301010 | Digital KV Meter size 150x150 mm,PTR 33KV/110 Volt | No. | 5050.75 | 2 | 10101.5 | 0 | 0 | 0 | 0 | 0 | 0 | 0 | 0
12 | MM3M303011 | Digital MW Meter size 150x150 mm,CTR 400/1A,PTR 33KV/110 V. | No. | 5652.3 | 1 | 5652.3 | 0 | 0 | 0 | 0 | 0 | 0 | 0 | 0
13 | MM3M303011 | Digital MW Meter size 150x150 mm,CTR 400/1A,PTR 33KV/110 V(Faulty) | No. | 10 | 0 | 0 | 0 | 0 | 0 | 0 | 0 | 0 | 1 | 10
14 | MM3M304007 | Digital MVAR Meter size 150x150 mm,CTR 400/1A,PTR 33KV/110 V. | No. | 5652.3 | 1 | 5652.3 | 0 | 0 | 0 | 0 | 0 | 0 | 0 | 0
15 |  | Digital Ampere Meter size 95x95mm,CTR 50/1A | No. | 3915.75 | 2 | 7831.5 | 0 | 0 | 0 | 0 | 0 | 0 | 0 | 0
16 | MM3M302013 | Digital control panel Ampere Meter AE Make size150x150mm CTR 200/1A | No. | 4483 | 3 | 13449 | 0 | 0 | 0 | 0 | 0 | 0 | 0 | 0
|  | JAW/Clamp/Cannector |  |  |  | 0 |  | 0 |  | 0 |  | 0 |  | 0
17 | HH8H801001 | 33 KV Jow | No. | 1500 | 2 | 3000 | 0 | 0 | 0 | 0 | 0 | 0 | 0 | 0
18 | HH8H801003 | 132 KV Jow | No. | 3700 | 3 | 11100 | 0 | 0 | 0 | 0 | 0 | 0 | 0 | 0
19 |  | 132 KV Isolator Jow of Bimco | No. | 1850 | 10 | 18500 | 0 | 0 | 0 | 0 | 0 | 0 | 0 | 0
20 |  | best quality heavy duty 33 KV Isolator clamp suitable for panther conductor | No. | 1248 | 7 | 8736 | 0 | 0 | 0 | 0 | 0 | 0 | 0 | 0
21 | II1I104003 | PG Clamp Z/Z | No. | 854 | 24 | 20496 | 0 | 0 | 0 | 0 | 0 | 0 | 0 | 0
22 | II1I104002 | 3 Bolted PG Clamp Z/P | No. | 1019.23 | 13 | 13249.99 | 0 | 0 | 0 | 0 | 0 | 0 | 0 | 0
23 |  | 132KV Isolator Clamp for ACSR Panther Conductor | No. | 1350.65 | 0 | 0 | 0 | 0 | 0 | 0 | 0 | 0 | 0 | 0
24 | II1I104002 | C-Wedge Clamp Suitable for ACSR Z/P Conductor | No. | 3229.07 | 16 | 51665.12 | 0 | 0 | 0 | 0 | 0 | 0 | 0 | 0
25 |  | Bimetallic Connector for STEM and ACSR Panther Conductor | No. | 3961.15 | 10 | 39611.5 | 0 | 0 | 0 | 0 | 0 | 0 | 0 | 0
26 |  | 6 Bolted Terminal Connector for ACSR Dog Conductorof 33KV Isolator | No. | 1129.33 | 6 | 6775.98 | 0 | 0 | 0 | 0 | 0 | 0 | 0 | 0
27 |  | Heavy duty treminal connector 6 bolted for ACSR Panther Conductor for 132KV Isolator | No. | 1356.33 | 0 | 0 | 0 | 0 | 0 | 0 | 0 | 0 | 0 | 0
28 |  | PG Clamp for Panther Conductor P/P |  | 1462 | 13 | 19006 | 0 | 0 | 0 | 0 | 0 | 0 | 0 | 0
|  | CT |  |  |  | 0 |  | 0 |  | 0 |  | 0 |  | 0
29 |  | 132 KV CT ratio 800/400/1-1A | No. | 18000 | 3 | 54000 | 0 | 0 | 0 | 0 | 0 | 0 | 0 | 0
30 |  | 132 KV CT ratio 400/200/1-1A | No. | 15000 | 3 | 45000 | 0 | 0 | 0 | 0 | 0 | 0 | 0 | 0
31 |  | C.T 33 KV | No. | 23484 | 3 | 70452 | 0 | 0 | 0 | 0 | 0 | 0 | 0 | 0
32 |  | 33 KV C.T. 200 /100/1A (Old & used) | No. | 16000 | 1 | 16000 | 0 | 0 | 0 | 0 | 0 | 0 | 0 | 0
33 |  | 33KV CT Junction Boxes | No. | 7037 | 4 | 28148 | 0 | 0 | 0 | 0 | 0 | 0 | 0 | 0
34 |  | Hot dip Galv. Nuts Bolts 16X90mm | No. | 18.2 | 55 | 1001 | 0 | 0 | 0 | 0 | 0 | 0 | 0 | 0
|  | COPPR /ISOLATOR |  |  |  | 0 |  | 0 |  | 0 |  | 0 |  | 0
35 |  | HDE Copper Tube for 33KV Isolator 800 Amp. | No. | 2809.13 | 6 | 16854.78 | 0 | 0 | 0 | 0 | 0 | 0 | 0 | 0
36 |  | HDE Copper Tube for E/S of 33KV Isolator 800 Amp. | No. | 2235.95 | 5 | 11179.75 | 0 | 0 | 0 | 0 | 0 | 0 | 0 | 0
37 |  | HDE Copper Flat for E/S of 33KV Isolator 800 Amp. | No. | 3722.8 | 5 | 18614 | 0 | 0 | 0 | 0 | 0 | 0 | 0 | 0
38 |  | HDE Copper Tube for 33KV Isolator 1200 Amp. | No. | 3944.12 | 9 | 35497.08 | 0 | 0 | 0 | 0 | 0 | 0 | 0 | 0
39 |  | HDE Copper Jaw for 33KV Isolator 1200 Amp. | No. | 4284.63 | 12 | 51415.56 | 0 | 0 | 0 | 0 | 0 | 0 | 0 | 0
40 |  | Copper Blade for 33KV Isolator 1200 Amp. | No. | 4086 | 3 | 12258 | 0 | 0 | 0 | 0 | 0 | 0 | 0 | 0
41 |  | Copper Jaw for 33KV Isolator 1200 Amp. | No. | 4199.5 | 4 | 16798 | 0 | 0 | 0 | 0 | 0 | 0 | 0 | 0
|  | Flexible copper Bond rope type including both side copper lugs | No. | 1362 | 2 | 2724
42 |  | Flexible copper Bond rope type including both side copper lugs | No. | 1298 | 10 | 12980 | 0 | 0 | 0 | 0 | 0 | 0 | 0 | 0
|  | CIRCUIT BREAKER / PARTS |  |  |  | 0 |  | 0 |  | 0 |  | 0 |  | 0
43 |  | 33 KV circuit breakar (BHEL make Old,used ) | No. | 5000 | 3 | 15000 | 0 | 0 | 0 | 0 | 0 | 0 | 0 | 0
44 |  | 33 KV circuit breakar (BHEL make Old,used ) | No. | 25000 | 1 | 25000 | 0 | 0 | 0 | 0 | 0 | 0 | 0 | 0
45 |  | 1-Phase 230 Volt AC Spring Charge Motor 33KV SF-6 Gas | No. | 33709.5 | 1 | 33709.5 | 0 | 0 | 0 | 0 | 0 | 0 | 0 | 0
46 |  | Contractor for Spring Charge Motor 110 volt DC | No. | 13614.32 | 2 | 27228.64 | 0 | 0 | 0 | 0 | 0 | 0 | 0 | 0
47 |  | Trip Normally Closed switch | No. | 1589 | 1 | 1589 | 0 | 0 | 0 | 0 | 0 | 0 | 0 | 0
48 |  | Tripping Coil for 132KV SF-6 Circuit Breaker | No. | 8853 | 1 | 8853 | 0 | 0 | 0 | 0 | 0 | 0 | 0 | 0
49 |  | Antipumping Relay for 33KV Circuit Breaker | No. | 4540 | 2 | 9080 | 0 | 0 | 0 | 0 | 0 | 0 | 0 | 0
50 |  | Auxiliary switch 13No+13Nc for 33KV Circuit. Breaker | No. | 17025 | 1 | 17025 | 0 | 0 | 0 | 0 | 0 | 0 | 0 | 0
51 |  | Tripping Coil for 110V.DC, CGL Make | No. | 7924.73 | 1 | 7924.73 | 0 | 0 | 0 | 0 | 0 | 0 | 0 | 0
52 |  | L/R Switch for 33KV VCB (BHEL Make) | No. | 5664 | 1 | 5664 | 0 | 0 | 0 | 0 | 0 | 0 | 0 | 0
53 |  | NIT Switch | No. | 7922 | 1 | 7922 | 0 | 0 | 0 | 0 | 0 | 0 | 0 | 0
54 |  | Auxiliary Conteractor for Density Monitor 110/220 Volt DC | No. | 6782 | 3 | 20346 | 0 | 0 | 0 | 0 | 0 | 0 | 0 | 0
55 |  | Vacuum Interrupter Bottle for 36KV VCB ABB Make | No. | 112365 | 1 | 112365 | 0 | 0 | 0 | 0 | 0 | 0 | 0 | 0
56 |  | Vacuum Interrupter Bottle for 36KV,1250Amp.25KA, VCB BHEL Make | No. | 112365 | 1 | 112365 | 0 | 0 | 0 | 0 | 0 | 0 | 0 | 0
57 |  | Contractor NONC,Volt Coil 110V -125V,DC 25Amp,3No+3NC TC make | No. | 6804 | 3 | 20412 | 0 | 0 | 0 | 0 | 0 | 0 | 0 | 0
58 |  | Contractor for Low Gas Pressure 110 volt DC | No. | 10203.65 | 2 | 20407.3 | 0 | 0 | 0 | 0 | 0 | 0 | 0 | 0
59 |  | 33KV 4.5 Amp. High Glass Fuse | No. | 6242.5 | 4 | 24970 | 0 | 0 | 0 | 0 | 0 | 0 | 0 | 0
60 |  | HRC Fuse 6 Amp. Havells/GE make | No. | 140.63 | 4 | 562.52 | 0 | 0 | 0 | 0 | 0 | 0 | 0 | 0
61 |  | SF-6 gas | Kg. | 3876.3 | 3 | 11628.9 | 0 | 0 | 0 | 0 | 0 | 0 | 0 | 0
|  | BATTERY CHARGER / PARTS |  |  |  | 0 |  | 0 |  | 0 |  | 0 |  | 0
62 |  | Hydro Meter | No. | 329.15 | 1 | 329.15 | 0 | 0 | 0 | 0 | 0 | 0 | 0 | 0
63 |  | 110V 60A, Battrey Charger | No. | 30000 | 0 | 0 | 0 | 0 | 0 | 0 | 0 | 0 | 1 | 30000
64 |  | 2Volt ,200AH Lead -Acid battery (old&Deff.) | No. | 200 | 0 | 0 | 0 | 0 | 0 | 0 | 0 | 0 | 55 | 11000
65 |  | 2Volt ,200AH battery (old&Deff.) | No. | 200 | 0 | 0 | 0 | 0 | 0 | 0 | 0 | 0 | 2 | 400
66 |  | 110 v,200AH,Battery charger (old&Deff.) | No. | 10000 | 1 | 10000 | 0 | 0 | 0 | 0 | 0 | 0 | 0 | 0
67 |  | 33 KV Post Insulator | No. | 18510.1 | 5 | 92550.5 | 0 | 0 | 0 | 0 | 0 | 0 | 0 | 0
68 |  | 22KV Post Insulator | No. | 879.63 | 6 | 5277.78 | 0 | 0 | 0 | 0 | 0 | 0 | 0 | 0
|  | T/F |  |  |  | 0 |  | 0 |  | 0 |  | 0 |  | 0
69 |  | Stainless steel T/F Oil Sampling Container of 2 Ltr. Capacity | No. | 13614.33 | 1 | 13614.33 | 0 | 0 | 0 | 0 | 0 | 0 | 0 | 0
70 |  | Fresh Electrol Transformer Oil as per IS 1993/335 | Kl. | 81213.5 | 0 | 0 | 0 | 0 | 0 | 0 | 0 | 0 | 0 | 0
71 |  | T/F oil | Ltr. | 73.16 | 1780 | 130224.8 | 0 | 0 | 0 | 0 | 0 | 0 | 0 | 0
72 |  | PRV for 20MVA Power T/F | No. | 22643 | 1 | 22643 | 0 | 0 | 0 | 0 | 0 | 0 | 0 | 0
73 |  | Silica Gel(best qulity 8-10 mm) | Kg. | 587.64 | 3 | 1762.92 | 0 | 0 | 0 | 0 | 0 | 0 | 0 | 0
74 |  | Silica Gel | Kg. | 703.28 | 61 | 42900.08 | 0 | 0 | 0 | 0 | 0 | 0 | 0 | 0
75 |  | WTI meter set complete as per sample | No. | 38916.4 | 1 | 38916.4 | 0 | 0 | 0 | 0 | 0 | 0 | 0 | 0
76 |  | Heavy Duty Turn Buckle | Nos | 9954 | 4 | 39816 | 0 | 0 | 0 | 0 | 0 | 0 | 0 | 0
77 |  | foam type fire extinguisher( old & unuseable) | No. | 1500 | 0 | 0 | 0 | 0 | 0 | 0 | 0 | 0 | 9 | 13500
78 |  | Annuciator(microcontroller based alarm ) | No. | 37878 | 2 | 75756 | 0 | 0 | 0 | 0 | 0 | 0 | 0 | 0
79 |  | M.S. Round 36 mm | K.G. | 13 | 385.5 | 5011.5 | 0 | 0 | 0 | 0 | 0 | 0 | 0 | 0
80 |  | M.S. Channel 125X65 mm with (Scrap) | K.G | 20 | 255 | 5100 | 0 | 0 | 0 | 0 | 0 | 0 | 0 | 0
81 |  | Rail Pieces 90 C+S | No. | 500 | 2 | 1000 | 0 | 0 | 0 | 0 | 0 | 0 | 0 | 0
82 |  | ACSR Weasel Conductor | Mtr. | 15.32 | 1500 | 22980 | 0 | 0 | 0 | 0 | 0 | 0 | 0 | 0
83 |  | GI Stay Set | No. | 418.82 | 5 | 2094.1 | 0 | 0 | 0 | 0 | 0 | 0 | 0 | 0
84 |  | 145 KV CVT (Old & used dismental) | No. | 75000 | 4 | 300000 | 0 | 0 | 0 | 0 | 0 | 0 | 0 | 0
85 |  | 145 KV Capacitive Voltage Transformer ( Old ) | No. | 15000 | 3 | 45000 | 0 | 0 |  | 0 |  | 0 |  | 0
86 |  | 48 V.AFCO make Bettery Charger D.C., D.B. | No. | 10000 | 1 | 10000 | 0 | 0 | 0 | 0 | 0 | 0 | 0 | 0
87 |  | 33 KV Bus Isolator (Incomplete) | No. | 2000 | 2 | 4000 | 0 | 0 | 0 | 0 | 0 | 0 | 0 | 0
88 |  | Empty Oil Drum | No. | 250 | 0 | 0 | 0 | 0 | 0 | 0 | 0 | 0 | 32 | 8000
89 |  | 1x5 Mvar Capacitor Bank Suitable for 33KV (Old & Defective) | set | 5000 | 0 | 0 | 0 | 0 | 0 | 0 | 0 | 0 | 1 | 5000
90 |  | Single Phase reactors for Capacitor bank | Nos | 1000 | 0 | 0 | 0 | 0 | 0 | 0 | 0 | 0 | 6 | 6000
91 |  | ACSR Zebra conductor | Mtr. | 40 | 175.5 | 7020 | 0 | 0 | 0 | 0 | 0 | 0 | 0 | 0
92 |  | ACSR Panther Conductor (Scrap & Damage) | K.M. | 15000 | 0.783 | 11745 | 0 | 0 | 0 | 0 | 0 | 0 | 0 | 0
93 |  | ACSR Zebra Conductor in cut pieces O/U | Mtr. | 40 | 50 | 2000 | 0 | 0 | 0 | 0 | 0 | 0 | 0 | 0
[6 empty] | 2165812.06 |  | 0 |  | 0 |  | 0 |  | 73910
INVENTORY ABSTRACT
|  | AMOUNT |  |  | USABLE |  |  | AUCTIONABLE
|  | 2239722.06 |  |  | 2165812.06 |  |  | 73910
Name of Circle/ Zone :- Haldwani / Kumaon Name of Substation :- 132 KV S/s Bageshwar
Name of Division:- O&M Almora Month : April- 2026
Stock & T&P Material Up To : 22 April 2026 of Sri Mukesh Kumar Pandey J.E. At 132 KV Substation Bageshwar
S.n. | Item code | Item Description | Unit | Quantity |  |  |  |  | Book Value per Unit | Total Cost
|  |  |  | Useable | Unservicable | Obsolete | Non Moving | Scrap
1 | VV2V204001 | Transformer Oil | Ltr | 20 |  |  |  |  | 73.16 | 1463.2
2 | FF4F403007 | Flexible Copper Bond for Earthing | Nos. | 30 |  |  |  |  | 1312.16 | 39364.8
3 | LL5L501005 | Control Room and other indore area LED Lights | Nos. | 6 |  |  |  |  | 5162.52 | 30975.12
4 | SS7S702001 | Defective 16 A SINGLE POLE MCB | No. |  |  |  |  | 1 | 1 | 1
5 | LL5L501005 | Defective BAJAJ BZRSQL 36W GZI (LED CEILING PANEL Light) | No. |  |  |  |  | 5 | 10 | 50
6 | LL5L501006 | Defective BAJAJ 13975 BI PC ( LED Tubelight) | No. |  |  |  |  | 3 | 5 | 15
7 | LL5L501006 | Defective BAJAJ BCLAB ( LED Tubelight) | No. |  |  |  |  | 5 | 10 | 50
8 | LL5L501001 | Defective & Damaged FLOOD LIGHT FIXTURE WITH ALUMINIUM ENCLOSURE | No. |  |  |  |  | 7 | 15 | 105
9 | DD0D007026 | Defective Cartridge for Printer | No. |  |  |  |  | 2 | 5 | 10
10 | ZZ2Z005003 | Defective Set of Filters (1 No. Lube oil,fuel &Air ckt) | Set. |  |  |  |  | 1 | 75 | 75
11 | MM2M202017 | Defective VOLTMETER ANALOG TYPE 110V DC (300-0-300V) | No. |  |  |  |  | 1 | 1 | 1
12 | TT1T101018 | Defective 120 AH 12 V Lead Acid Battery | No. |  |  |  |  | 2 | 200 | 400
13 | TT1T101018 | Defective & Damaged120 AH 12 V Lead Acid Battery | No. |  |  |  |  | 1 | 50 | 50
14 | LL5L501005 | Defective LED CEILING PANEL Light | No. |  |  |  |  | 21 | 10 | 210
15 | LL5L501004 | Defective Street Lighting LED Light | No. |  |  |  |  | 5 | 10 | 50
16 | ZZ2Z005003 | Defective & Damaged High water temp. safety controller | No. |  |  |  |  | 1 | 1 | 1
17 | ZZ2Z005003 | Old & Used 33 KV GIS Type single phase current transformers (CT Ratio400-200-100/1) | No. | 3 |  |  |  |  | 632380 | 1897140
18 | VV2V210002 | Defective 80 mm NB Butterfly Valve | No. |  |  |  |  | 2 | 80 | 160
19 | KK0K003001 | Damaged 132 kv LA AIS Type ( Broken In pieces) | No. |  |  |  |  | 7 | 500 | 3500
20 | VV6V507003 | Damaged 132 kv CVT AIS Type ( Broken In pieces) | No. |  |  |  |  | 6 | 5000 | 30000
21 | FF0F050030 | Damaged 132 kv CVT & LA Structure AIS Type | Kg. |  |  |  |  | 500 | 40 | 20000
22 | FF2F204002 | Damaged & Bended M.S. angle & pipe Bar | Kg. |  |  |  |  | 500 | 40 | 20000
23 | NN5N504003 | Defective AC Input Contactor | Nos. |  |  |  |  | 1 | 10 | 10
24 | NN5N504003 | Defective Auxilliary Contactor | Nos. |  |  |  |  | 1 | 10 | 10
25 | NN5N504003 | Damaged Solenaid coil assembly | Nos. |  |  |  |  | 1 | 100 | 100
|  | 3 Bolted PG Clamp Panther to Panther | Nos. | 15 |  |  |  |  | 1660.26 | 24903.9
|  | P G Clamp Suitable for Single Zebra ACSR | Nos. | 10 |  |  |  |  | 3056.2 | 30562
|  | 132 KV Tee Connector Suitable for Single Panther ACSR | Nos. | 15 |  |  |  |  | 4295.2 | 64428
|  | 132 KV Tee Connector Suitable for Single Zebra ACSR | Nos. | 10 |  |  |  |  | 4578.4 | 45784
|  | 33 KV Tee Connector Suitable for Single Zebra ACSR | Nos. | 10 |  |  |  |  | 3770.1 | 37701
|  | Online Leakage Arrester Kit | Nos. | 2 |  |  |  |  | 33619.38 | 67238.76
25 |  | Silica Gel (In Blue Colour) | Kg. | 50 |  |  |  |  | 595.9 | 29795
T&P at 132 KV Substation Bageshwar
S.n. | Item code | Item Description | Unit | Quantity |  |  |  |  | Book Value per Unit | Total Cost
|  |  |  | Useable | Unservicable | Obsolete | Non Moving | Scrap
1 | PP2P220004 | Ciling Fan (Bajaj) | No | 1 |  |  |  |  | 1475 | 1475
2 | PP2P204007 | Meggar 5KV | No | 1 |  |  |  |  | 334420.63 | 334420.63
3 | PP2P204009 | Meggar 1KV | No | 1 |  |  |  |  | 1114735.43 | 1114735.43
4 | DD0D002006 | Automatic capacitor and Tand delta measuring kit | No | 1 |  |  |  |  | 2675365.02 | 2675365.02
5 | PP2P205005 | Digital Multimeter | Nos | 1 |  |  |  | 1 | 7431.57 | 14863.14
6 | PP2P203003 | Leakage teaster (tong type) | No | 2 |  |  |  |  | 14863.14 | 29726.28
7 | PP1P126005 | Selective level meter | No | 1 |  |  |  |  | 350977.5 | 350977.5
8 | NN5N506012 | Signal Generator | No | 1 |  |  |  |  | 350977.5 | 350977.5
9 | PP1P126023 | Micro ohm meter | No | 1 |  |  |  |  | 21058.65 | 21058.65
10 | PP1P114034 | D-spanner set (Insulated) | No | 2 |  |  |  |  | 2105.87 | 4211.74
11 | PP1P115008 | Ring Spanner set (Insulated) | No | 2 |  |  |  |  | 1403.91 | 2807.82
12 | PP1P103002 | Torque Wrench set | No | 2 |  |  |  |  | 1403.91 | 2807.82
13 | PP3P301013 | insulating gloves | Set | 5 |  |  |  |  | 561.56 | 2807.8
14 | PP3P301001 | Helmates | Set | 5 |  |  |  |  | 561.56 | 2807.8
15 | PP1P148017 | Spliced ladders (5 Mtrs) | Set | 1 |  |  |  |  | 21058.65 | 21058.65
16 | PP1P148016 | Spliced ladders (10 Mtrs) | Set | 1 |  |  |  |  | 28078.2 | 28078.2
17 | PP1P148016 | Spliced ladders (20 Mtrs) | Set | 2 |  |  |  |  | 49136.85 | 98273.7
18 | PP0P015007 | Polymide or Braided white nylon rope 20 mm | mtr |  |  |  |  | 100 | 561.56 | 56156
19 | PP2P203004 | Gapless Zinc oxide LA Tester | No | 1 |  |  |  |  | 491368.5 | 491368.5
20 | PP1P123002 | Oil BDV Kit 0-80 KV | No | 1 |  |  |  |  | 222947.09 | 222947.09
21 | PP1P122003 | Gas Evacuvating and Refilling device | Set | 1 |  |  |  |  | 3715784.75 | 3715784.75
22 | PP1P122004 | Gas leakage Moniter | Nos | 2 |  |  |  |  | 222947.09 | 445894.18
23 | DD0D002003 | Circuit breaker analyzer | Nos | 1 |  |  |  |  | 1754887.5 | 1754887.5
24 | DD0D004013 | Portable partial discharge Monitering System | No | 1 |  |  |  |  | 2229470.85 | 2229470.85
25 | PP1P126017 | Dew Point meter | No | 1 |  |  |  |  | 445894.17 | 445894.17
26 | ZZ3Z006001 | Gas Mask | No | 1 |  |  |  |  | 1403.91 | 1403.91
27 | PP1P126027 | Primary Injection Set 1000Amp | No | 1 |  |  |  |  | 371578.48 | 371578.48
28 | PP4P426005 | Table T-9 | No | 1 |  |  |  |  | 22607.266 | 22607.266
29 | PP4P431005 | Computer Table Stylo | No | 3 |  |  |  |  | 13288.924 | 39866.772
30 | PP4P408023 | Bravo Revolving Mid Back | No | 6 |  |  |  |  | 9474.102 | 56844.612
31 | PP4P409005 | Bravo Visitor Chair | No | 12 |  |  |  |  | 7174.046 | 86088.552
32 | PP4P408023 | Chair Diva 704GR | No | 3 |  |  |  |  | 6522.45 | 19567.35
33 | PP4P402004 | Storewel KD Plain (4 Shelves) | No | 3 |  |  |  |  | 18203.152 | 54609.456
34 | PP4P402002 | 4 Drawers Vertical Filling Cabinets | No | 2 |  |  |  |  | 23336.742 | 46673.484
35 | PP4P414001 | 4 Door Book Case | No | 4 |  |  |  |  | 30491.318 | 121965.272
36 | PP4P402004 | KD Plain (4 Shelves) | No | 2 |  |  |  |  | 18203.152 | 36406.304
37 | PP4P426006 | Table T-8 | No | 2 |  |  |  |  | 14319.536 | 28639.072
38 | PP4P428002 | Senate Conference Table | No | 1 |  |  |  |  | 23800.128 | 23800.128
39 | DD1D101015 | CPU Trolly | No | 3 |  |  |  |  | 1103.3 | 3309.9
40 | PP4P428001 | Conference Table Talk 10 Seater Boat Convex | No | 1 |  |  |  |  | 91075.468 | 91075.468
41 | PP4P408021 | Conference Chair Kareena (PCH 9P02TC) | No | 10 |  |  |  |  | 13216.236 | 132162.36
42 | PP4P426007 | Pisa CPR CT 03 | No | 2 |  |  |  |  | 12290.762 | 24581.524
43 | PP4P401001 | Slim Line with Locker | No | 2 |  |  |  |  | 19386.928 | 38773.856
44 | PP4P404002 | Premium Lounge Sofa 2 str | No | 2 |  |  |  |  | 18515.97 | 37031.94
45 | PP4P403001 | Eudora King Bed | No | 2 |  |  |  |  | 53390.634 | 106781.268
46 | PP4P430001 | Dressing Table with stool | No | 2 |  |  |  |  | 15784.978 | 31569.956
47 | PP4P417003 | Pillo Apollo (43*69 cm) | No | 4 |  |  |  |  | 1579.666 | 6318.664
48 | PP4P420001 | Blanket (@ 12%) | No | 4 |  |  |  |  | 2599.8 | 10399.2
49 | PP4P419001 | Bed Sheet (@ 5%) | No | 4 |  |  |  |  | 1284.8 | 5139.2
50 | PP4P415003 | Matress | No | 2 |  |  |  |  | 14537.6 | 29075.2
51 | PP4P411002 | Cushion Stool rev. w/o Back | No | 3 |  |  |  |  | 3335.86 | 10007.58
52 | PP4P433005 | T-102 | No | 2 |  |  |  |  | 23035.606 | 46071.212
53 | PP4P434001 | Matrix 3 Seater Common arm W/O Chushion | No | 1 |  |  |  |  | 20861.456 | 20861.456
54 | ZZ3Z006001 | Syncronizing Trolley | Nos | 1 |  |  |  |  | 210586.5 | 210586.5
55 | ZZ3Z006001 | Moveable Ladder of Suitable Capicity for 132KV&33 KV GIS room. | Nos | 2 |  |  |  |  | 280782 | 561564
Stock & T&P Material Up To: 22 April -2026 of Sri Chandra Shekhar Bhatt JE 132 Kv Ranikhet-Bageshwar Line
S.n. | Item code | Item Description | Unit | Quantity |  |  |  |  | Book Value per Unit | Total Cost
|  |  |  | Useable | Unservicable | Obsolete | Non Moving | Scrap
1 | AA0A002004 | ACSR Panther Conductor | Kmtrs | 0.548 |  |  |  |  | 118000 | 64664
2 | II0I006001 | Four Bolted PG Clamp For ACSR Panther To Panther Conductor | Nos | 4 |  |  |  |  | 1191.8 | 4767.2
3 | II0I001003 | 120 KN Disc Insualtor | No | 5 |  |  |  |  | 250 | 1250
4 | II5I501005 | Tension Fitting (120 kn) for Panther conductor complete | No | 2 |  |  |  |  | 9555.64 | 19111.28
5 | II3I301004 | Mid Span Joint for Panther conductor | No | 4 |  |  |  |  | 80 | 320
6 | II3I302004 | Reparing Sleve for Panther | No | 2 |  |  |  |  | 40 | 80
7 | II3I301009 | Mid Span Joint for Earth Wire | No | 3 |  |  |  |  | 30 | 90
9 | FF0F015002 | Damage and Broken DB Type tpwer cross arm pieces | kg |  |  |  |  | 50 | 15 | 750
10 | II5I502005 | Double tension fitting 120 KN Panther | Set. | 5 |  |  |  |  | 10679 | 53395
11 | II5I501005 | Single tension fitting 120 KN Panther | Nos. | 9 |  |  |  |  | 6380.26 | 57422.34
12 | II5I501010 | Tension Fitting for GI Earthwire | Set. | 2 |  |  |  |  | 1180 | 2360
13 | II0I001003 | 120 KN Disc Insualtor | No | 5 |  |  |  |  | 464 | 2320
14 | AA0A002004 | ACSR Panther Conductor(Damaged) | mtr |  |  |  |  | 426 | 50 | 21300
15 | FF0F015002 | Damage and Broken GI tower pieces | kg |  |  |  |  | 6500 | 20 | 130000
16 | II0I001003 | Disc Insulator | No. | 60 |  |  |  |  | 20 | 1200
17 | FF0F050031 | Damage & broken GI gantry Pieces | kg |  |  |  |  | 1000 | 30 | 30000
18 | FF0F050044 | DCR type Tower cross arm pieces | kg | 1000 |  |  |  |  | 50 | 50000
T&P at 132 KV Substation Bageshwar (Line)
S.n. | Item code | Item Description | Unit | Quantity |  |  |  |  | Book Value per Unit | Total Cost
|  |  |  | Useable | Unservicable | Obsolete | Non Moving | Scrap
1 | PP0P015015 | Polymide or Braided white nylon rope 12 mm | mtr | 100 |  |  |  |  | 210.59 | 21059
2 | PP0P015014 | Polymide or Braided white nylon rope 14 mm | mtr | 100 |  |  |  |  | 280.78 | 28078
3 | PP0P001004 | Bolted type come along clamp 7 bolts for ACSR Panther conductor | No. | 2 |  |  |  |  | 6619.8 | 13239.6
4 | PP0P001013 | Come along clamp 4 bolted type suitable for 7/10 earth wire | No. | 1 |  |  |  |  | 4590.2 | 4590.2
5 | PP0P021012 | Single sleeve pully open type 5 ton capacity | No. | 2 |  |  |  |  | 3964.8 | 7929.6
6 | PP0P021008 | Double sleeve pully open type 5 ton capacity | No. | 2 |  |  |  |  | 6324.8 | 12649.6
7 | PP0P016004 | 12 MM Steel rope | Mtr. | 200 |  |  |  |  | 138.06 | 27612
8 | PP0P018009 | D-Shackle 3 ton | No. | 12 |  |  |  |  | 221.84 | 2662.08
9 | PP0P018009 | D-Shackle 6.5 ton | No. | 8 |  |  |  |  | 460.2 | 3681.6
10 | PP3P301001 | Helmet yellow | No. | 4 |  |  |  |  | 342.2 | 1368.8
11 | PP3P301005 | Sefety belt PN 17 full body | No. | 4 |  |  |  |  | 2808.4 | 11233.6
12 | PP0P015003 | Poly propylene rope 24 mm ,220 Mtr. | Bundle | 2 |  |  |  |  | 24438.4 | 48876.8
13 | PP0P015008 | Poly propylene rope 20 mm ,220 Mtr. | Bundle | 1 |  |  |  |  | 22276.8 | 22276.8
14 | PP0P017010 | Steel rope endless siling 10 ton capacity 1.5 mtr. | No. | 1 |  |  |  |  | 3410.2 | 3410.2
15 | PP0P017008 | Steel rope endless siling 10 ton capacity 3 mtr | No. | 1 |  |  |  |  | 6442.8 | 6442.8
Name of Circle/ Zone :- Haldwani/Kumaon Name of Substation :-220 KV S/s Haldwani
Name of Division:- 220 KV O&M Haldwani Month : 30 April 2026
Physical Stock Material upto 30 April- 2026 of Sri Naveen Chandra Arya J.E. At 220 KV Sub Division Haldwani
S.N. | Item code |  | Item Description | Unit | Quantity |  |  |  |  | Book Value per Unit | Total Cost
[5 empty] | Useable | Unservi cable | Obsolete | Non Moving | Scrap
1 | CC0C002013 | PVC Control Cable - W/o Armoured- 2x2.5mm ( in pices) | Mtr. | 302 |  |  |  |  | 302 | 30 | 9060
2 |  | Control Cable 2X2.5 Pic. Old & Used | Mtr. | 850 |  |  |  |  | 850 | 30 | 25500
3 |  | Control Cable 4X2.5 Pic. Old & Used | Mtr. | 1180 |  |  |  |  | 1180 | 30 | 35400
4 |  | Control Cable 6X2.5 Pic. Old & Used | No | 300 |  |  |  |  | 300 | 30 | 9000
5 |  | PG Clamp Zebra- Zebra Old & used Defective | No | 50 |  |  |  |  | 50 | 300 | 15000
6 |  | PG Clamp Zebra- T/Z Old & used Defective | No | 20 |  |  |  |  | 20 | 300 | 6000
7 |  | Cumalong Clamp | No | 1 | 1 |  |  |  |  | 3000 | 3000
8 |  | Isolator connector for trumtulla | No | 6 | 6 |  |  |  |  | 600 | 3600
9 |  | TER Bushing CT 3 core | No | 1 | 1 |  |  |  |  | 1000 | 1000
10 |  | NEUTRAL BUSHING CT 1 CORE | No | 1 | 1 |  |  |  |  | 50000 | 50000
11 |  | Current Transformar Nutral bushing (Old & Used) | No | 1 |  |  |  |  | 1 | 15000 | 15000
12 |  | Terminal contactor for 145 KV CT | No | 1 | 1 |  |  |  |  | 600 | 600
13 | CC1C102002 | Power Cable -440V LT - 3.5x400 Sq. mm | Mtr. | 175 | 175 |  |  |  |  | 200 | 35000
14 | MM4M425001 | Miscellaneous- - Relay contact multiplier - Relay contact multiplier | No | 55 | 55 |  |  |  |  | 600 | 33000
15 | MM4M426001 | Miscellaneous- - Relay socket - for 51 | No | 61 | 61 |  |  |  |  | 300 | 18300
16 | KK0K002001 | Lighting Arrestor 220 KV old & used & Scrap | No | 10 | 10 |  |  |  | 10 | 1000 | 10000
17 | KK0K003001 | Lighting Arrestor 132 KV old & used & Scrap | No | 10 | 10 |  |  |  | 10 | 300 | 3000
18 | KK0K002001 | Lighting Arrestor 220 KV new PSDF | No | 2 | 2 |  |  |  |  | 94278.6 | 188557.2
19 | KK4K401003 | Post Insulator Solid core - 145 KV | NO | 17 | 17 |  |  |  |  | 700 | 11900
20 | II0I002001 | Disc Insulator 70KN | No | 94 | 94 |  |  |  |  | 300 | 28200
21 | II8I801004 | Single Tension Fitting Zebra | No | 14 | 14 |  |  |  |  | 1200 | 16800
22 | II8I804004 | Single Tension H/W Fitting for Zebra | No | 9 | 9 |  |  |  |  | 1000 | 9000
23 | II8I801004 | Single Tension W/O Jumper | No | 18 | 18 |  |  |  |  | 1000 | 18000
24 | FF0F002007 | BȽ0 Type structure B type off size | kg | 750 | 750 |  |  |  |  | 40 | 30000
25 | FF4F402025 | HOT dipped Galvanised-16x45 mm | No | 256 | 256 |  |  |  |  | 10 | 2560
26 | FF4F402024 | HOT dipped Galvanised-16x40 mm Nut bolt | No | 1022 | 1022 |  |  |  |  | 10 | 10220
27 | VV1V102005 | Transformer Bushing 40 MVA | No | 1 | 1 |  |  |  |  | 50000 | 50000
28 | VV1V102004 | Transformer Bushing 220 | No | 1 | 1 |  |  |  |  | 50000 | 50000
29 | VV1V102005 | Transformer Bushing 132 | No | 1 | 1 |  |  |  |  | 50000 | 50000
30 |  | GI Earth wire 7/9 swg | KG | 194 | 194 |  |  |  |  | 40 | 7760
31 | FF7F702003 | MS Flat- 50x6mm | Kg | 500 | 500 |  |  |  |  | 60 | 30000
32 |  | Intermediate upright with cleat | No | 11 | 11 |  |  |  |  | 300 | 3300
33 |  | Stay with cleat | No | 34 | 34 |  |  |  |  | 250 | 8500
34 | FF8F802001 | Rail- 105 LBS | Kg | 127.4 | 127.4 |  |  |  |  | 50 | 6370
35 |  | MSC Joint for zebra | No | 17 | 17 |  |  |  |  | 700 | 11900
36 | YY1Y101005 | Battery Cell 2 V 300AH lead acid (Damage) | Set | 2 |  |  |  |  | 2 | 5000 | 10000
37 | NN2N205001 | C&R PANEL - 33 KV - Control relay panel tripple feedar -( old & defective ) | no | 1 |  |  |  |  | 1 | 7500 | 7500
38 | JJ8J802001 | Empty Cylinder 10 KG Scrap | No | 6 | 6 |  |  |  |  | 500 | 3000
39 |  | 132KV Control relay panel old & Scrap | No | 1 |  |  |  |  | 1 | 5000 | 5000
40 |  | ACDB (Old & Scrap) | No | 1 |  |  |  |  | 1 | 5000 | 5000
41 |  | DCDB (Old & Scrap) | No | 2 |  |  |  |  | 2 | 5000 | 10000
42 |  | 70 kn DISC Insulator | No | 183 | 183 |  |  |  |  | 1109.2 | 202983.6
43 |  | Street light old & used & Scrap fitting | No | 15 |  |  |  |  | 15 | 200 | 3000
44 |  | Battery Bank 2V*55 No 300 AH (Old & Scrap) | Set | 1 |  |  |  |  | 1 | 7000 | 7000
45 |  | Transformer Oil (Old & used) | Ltr. | 8833 | 8833 |  |  |  |  | 50 | 441650
46 |  | Transformer Oil Drum (Old & used) | No | 102 |  | 102 |  |  |  | 250 | 25500
47 |  | 2.5 PVC Control Cable - Armoured Control Cable (10 core) | Mtr. | 810 | 810 |  |  |  |  | 50 | 40500
48 |  | Alstom S/C-1 Haldwani SEB Panel (old & used) | No. | 1 |  |  |  |  | 1 | 15000 | 15000
49 |  | Distance Protection for Haldwani-Il (old & used) | No. | 1 |  |  |  |  | 1 | 15000 | 15000
50 |  | RTV-I Alstom Haldwani (old & used) | No. | 1 |  |  |  |  | 1 | 10000 | 10000
51 |  | 220 KV Substation Feeder Relay Panei-in Haldwani (Scrap) | No. | 1 |  |  |  |  | 1 | 10000 | 10000
52 |  | Synchro Ning Panel (Scrap) | No. | 1 |  |  |  |  | 1 | 15000 | 15000
53 |  | Pin Insulator (Scrap) | No. | 5 |  |  |  |  | 5 | 30 | 150
54 |  | IBS Rail (Scrap) | Kg. | 300 |  |  |  |  | 300 | 40 | 12000
55 |  | Surge Counter (Scrap) | No. | 13 |  |  |  |  | 13 | 200 | 2600
56 |  | Chemical Fire ending fome Type Cylinder (Scrap) | No. | 6 |  |  |  |  | 6 | 300 | 1800
57 |  | SF-6 Cylinder 05 Kg (Scrap) | No | 4 |  |  |  |  | 4 | 50 | 200
58 |  | Silica Gel Breather (Scrap) | Kg. | 5 |  |  |  |  | 5 | 50 | 250
59 |  | MW Meter (Scrap) | No | 2 |  |  |  |  | 2 | 20 | 40
60 |  | MVAR, Meter (Scrap) | No | 3 |  |  |  |  | 3 | 20 | 60
61 |  | KV Meter (Scrap) | No | 4 |  |  |  |  | 4 | 20 | 80
62 |  | Energy Meter (Scrap) | No | 20 |  |  |  |  | 20 | 20 | 400
63 |  | Tep Changer Meter (Scrap) | No. | 6 |  |  |  |  | 6 | 10 | 60
64 |  | Amp. Meter (Scrap) | No | 2 |  |  |  |  | 2 | 10 | 20
65 |  | Digital Panel Meter (MTC) (Scrap) | No | 2 |  |  |  |  | 2 | 5 | 10
66 |  | Street Light (Scrap) | No | 40 |  |  |  |  | 40 | 50 | 2000
67 |  | Starter Three Phase (Scrap) | No | 1 |  |  |  |  | 1 | 150 | 150
68 |  | Lugs. (Scrap) | No | 25 |  |  |  |  | 25 | 5 | 125
69 |  | Mechanical Relay (Scrap) | No | 16 |  |  |  |  | 16 | 30 | 480
70 |  | 10 Core 2.5 09 mm cable old & Used (Scrap) | Mtr. | 640 |  |  |  |  | 640 | 50 | 32000
71 |  | LA 132 KV Scrap (Scrap) | No | 5 |  |  |  |  | 5 | 50 | 250
72 |  | Hydent Pipe Scrap Meter (Scrap) | No | 6 |  |  |  |  | 6 | 50 | 300
73 |  | Hydent Scrap Iron (Scrap) | kg | 30 |  |  |  |  | 30 | 50 | 1500
74 |  | Isolater pad clamps (Zebra) | Nos. | 14 | 14 |  |  |  |  | 1982.4 | 27753.6
75 |  | CT Clamps (Zebra) | Nos. | 14 | 14 |  |  |  |  | 1982.4 | 27753.6
76 |  | Circuit Breaker (Zebra) | Nos. | 14 | 14 |  |  |  |  | 1987.12 | 27819.68
77 |  | CRC | Nos. | 4 | 4 |  |  |  |  | 944 | 3776
Total (A)- | [10 empty] | 1773238.68
220 KV S/s Kamluwaganja:- (N.C.Arya) CAPITAL STOCK
1 | JJ0J003001 | Circuit Breaker 132KV SF-6 old & used Scrap | No | 6 |  |  |  |  | 6 | 10000 | 60000
2 | JJ0J005002 | Circuit Breaker 33KV old & used scrap | No | 5 | 5 |  |  |  |  | 15000 | 75000
3 | VV8V810003 | CVT 132 KV/110 Volt - 145kv OLD & USED | No | 11 | 11 |  |  |  |  | 10000 | 110000
4 | VV6V603002 | Current Transformer 132KV 8 OLD & USED | No | 18 | 18 |  |  |  |  | 100000 | 1800000
5 | VV6V602003 | Current Transformer 220KV OLD & USED | No | 9 | 9 |  |  |  |  | 100000 | 900000
6 | VV8V810002 | CVT 220 KV/110 Volt - OLD & USED | No | 6 | 6 |  |  |  |  | 10000 | 60000
7 |  | 33 KV CT Old & Used | No | 2 |  |  |  |  | 2 | 2000 | 4000
8 |  | Earth wire & hard wire old and Defective | Kg | 21980 | 21980 |  |  |  |  | 20 | 439600
9 |  | 220 KV PT class 0.2 | No | 1 |  | 1 |  |  |  | 354000 | 354000
10 |  | 132 KV CT 1200/800/1 class-0.2 | No | 1 |  | 1 |  |  |  | 224200 | 224200
11 |  | 132 KV CT 800/400/1 class-0.2 | No | 2 |  | 2 |  |  |  | 212400 | 424800
12 |  | 132 KV CT 400/200/1 class-0.2 | No | 1 |  | 1 |  |  |  | 212400 | 212400
13 |  | 132 Kv CVT 132/110 verson 100 Va | No | 1 | 1 |  |  |  |  | 212400 | 212400
14 |  | Battery Bank 300 AH 110 Volt | Set. | 1 | 1 |  |  |  |  | 200000 | 200000
15 |  | Battery Charger 110 Volt 300 Ah | No. | 1 | 1 |  |  |  |  | 200000 | 200000
Total - |  |  |  |  | 22032 | [5 empty] | 5276400
Substation Stock Inventory Status for the month of April 2026
Name of Circle/ Zone:- Kumaon Zone
Name of Division:- 220 KV O&M Division Pantnagar | [9 empty] | Name of Substation 220 KV Substation Pantnagar
Name of Sub-Division:- 220 KV Sub-Division Pantnagar | [9 empty] | Month of April 2026
S.No. | Item Code | Item Description | Unit | Unit Rate in Rs. | Useable |  | Dismantle/Incomplete/ Damage/Unservicable |  | Obsolete |  | Scrap |  | Non Moving
[5 empty] | Qty. | Total Amount in Rs. | Qty. | Total Amount in Rs. | Qty. | Total Amount in Rs. | Qty. | Total Amount in Rs. | Qty. | Total Amount in Rs.
2 | AA0A002001 | ACSR Conductor Moose | Mtr. | 300 | 780 | 234000
| AA0A002001 | ACSR Conductor Moose | Mtr. | 317 | [6 empty] | 0 | 0
| AA0A002003 | ACSR Conductor Zebra | MT | 25000 | [6 empty] | 0.1 | 2500
| AA0A002003 | ACSR Conductor Zebra | MT | 25000 | [6 empty] | 15.143 | 378575
| AA0A002004 | ACSR Conductor Panther | MT | 25000 | [6 empty] | 2.82 | 70500
| AA1A101002 | GI Earth Wire | MT | 25000 | [6 empty] | 0.34 | 8500
|  | OPGW | MT | 25000 | [6 empty] | 0.985 | 24625
26 | AA3A301004 | IPS Aluminium Tube 4" | Mtr. | 1623.2 | 136.7 | 221891.44
| AA1A101002 | Earth wire & Fitting Scrap | Kg | 10 | 25280 | 252800
|  | Empty earth wire drum | No. | 100 | 19 | 1900
5 | BB0B002002 | Capacitor Cell- 331kvar, 6.9kv | No. | 85261.75 | 6 | 511570.5
| BB0B002002 | Capacitor Cell- 331kvar, 6.9kv | No. | 100 | [6 empty] | 4 | 400
| BB0B002002 | Capacitor Cell- 331kvar, 6.9kv | No. | 500 | [6 empty] | 15 | 7500
12 | CC0C002008 | PVC Control Cable - W/o Armoured- 10x2.5mm | Mtr | 185.1599 | 110 | 20367.5901
17 | CC0C002013 | PVC Control Cable - W/o Armoured- 2x2.5mm | Mtr | 146.91 | 290 | 42603.9
43 | CC1C103012 | Power Cable - 440V LT - - 3.5x35 Sq. mm | Mtr | 219 | 219 | 47961
|  |  | Mtr | 186.086 | 220 | 40938.92
|  |  | Mtr | 153.003 | 1758 | 268979.274
|  |  | Mtr | 333 | 700 | 233100
83 | CC2C201001 | HF Cable -75 Ohm HP CABLE- | Mtr | 235.752 | 555 | 130842.36
229 | FF0F033006 | Stub for 132KV D/c B Type | MT | 61000 | 0.399 | 24339
260 | FF0F042008 | Template A Type for 220KV Single Circuit | MT | 61000 | [6 empty] | 10.34 | 630740
287 | FF0F050002 | Strcture- Pipe | MT | 74000 | 0.64 | 47360
313 | FF0F050028 | Strcture-HT | MT | 56996 | 5.112 | 291363.552
314 | FF0F050029 | Strcture-MT | MT | 53115 | 7.713 | 409675.995
327 | FF0F050042 | Strcture-33KV Isolator | MT | 74000 | 0.781 | 57794
| FF0F050042 |  | Kg | 20 | [6 empty] | 805 | 16100
329 | FF0F015002 | Tower Parts- GI | MT | 28491.41 | [6 empty] | 17.856 | 508742.617
| FF0F015002 |  | MT | 25000 | [6 empty] | 0.25 | 6250
| FF0F015002 | Tower Parts- GI (220KV) | MT | 25000 | [6 empty] | 41.39 | 1034750
| FF0F015002 | Tower Parts- GI (132KV) | MT | 25000 | [6 empty] | 18.92 | 473000
| FF0F050031 | Gantry -GI (132KV) | MT | 25000 | [6 empty] | 20.73 | 518250
|  | Galvanised Nuts & Bolts-12x70 mm | Kg | 293.82 | 0 | 0
375 | FF4F401044 | Galvanised Nuts & Bolts-12x50 mm | Kg | 293.82 | 0 | 0
|  | Galvanised Nuts & Bolts-10X70 mm | Kg | 293.82 | 0 | 0
385 | FF4F401054 | Galvanised Nuts & Bolts-10X50 mm | Kg | 293.82 | 0 | 0
424 | FF1F101025 | HOT dipped Galvanised-16x45 mm/ (5/8"x1*3/4 | No. | 10 | 315 | 3150
426 | FF1F101027 | HOT dipped Galvanised-16x35 mm | No. | 10 | 350 | 3500
581 | FF9F904003 | Copper -Bond Round | No | 0 | 0 | 0
|  | 132 KV Line Fitting old & used | MT | 10000 | [6 empty] | 1.6 | 16000
1 | GG0G001001 | Maintenance material Petrolleum Jelly | Kg | 765.82 | 0 | 0
3 | GG0G001003 | Maintenance material CRC 400 ML Bottle | No. | 824.82 | 2 | 1649.64
7 | GG0G001007 | Maintenance material Grease | Kg | 2122.82 | 0 | 0
|  | 220 KV Isolator Male Arm | No. | 70210 | 1 | 70210
|  | 220 KV Isolator Female Arm | No. | 82364 | 2 | 164728
|  | 220 KV Isolator Female Arm | No. | 47200 | 1 | 47200
| SS0S002001 | 220 KV Isolator (old & used) | No. | 5000 | [6 empty] | 1 | 5000
10 | SS0S005003 | Bus Isolator 33 KV 800 Amp Double break without Earth switch | No | 101598 | 1 | 101598
63 | SS3S301005 | 132 KV Isolator Spare Blade Male contact | No. | 8501 | 1 | 8501
64 | SS3S301006 | 132 KV Isolator Spare Blade Female Contact | No. | 8513 | 1 | 8513
81 | SS4S402001 | 33 KV Isolater Spare Jaws 800 Amp. | No. | 5422.1 | 0 | 0
90 | SS4S402013 | 33 KV Isolater Spare Blade 800 Amp. | No. | 7074.1 | 0 | 0
101 | SS5S501002 | Isolator Clamp Rigid terminal connector 4" AL tube (33KV) | No. | 3528.2 | 0 | 0
102 | SS5S501003 | Isolator Clamp Through type for 4” IPS Al tube (132KV) | No. | 2904 | 10 | 29040
106 | SS5S501008 | Isolator Clamp Twin moose | No. | 2938.2 | 0 | 0
107 | SS5S501009 | Isolator Clamp Single moose | No. | 1144.6 | 0 | 0
| SS3S301005 | 132 KV Isolater Spare 1600 A Blade Male contact | No. | 29323 | 2 | 58646
| SS3S301006 | 132 KV Isolater Spare 1600 A Blade Female Contact | No. | 29323 | 2 | 58646
|  | 220 KV Isolator clamp for moose to 30 mm | No. | 2938.2 | 2 | 5876.4
|  | 132 KV Isolator clamp for Moose to 40 mm | No. | 2478 | 0 | 0
|  | 33 KV Isolater Spare Blade 1600 Amp. | No. | 11204.1 | 1 | 11204.1
|  | 33 KV Isolater Spare Jaws 1600 Amp. | No. | 9434.1 | 0 | 0
|  | 4" IPS Tube Clamp for Single Moose | No. | 0 | 0 | 0
|  | Aluminium Scrap(Burnt Clamp/Isolator Jaw/blade) | Kg | 50 | [6 empty] | 85 | 4250
|  | Aluminium Scrap (220KV Burnt Isolator) | Kg | 50 | [6 empty] | 70 | 3500
|  | Copper Scrap (33KV Burnt Isolator) | Kg | 200 | [6 empty] | 137 | 27400
|  | Copper Scrap (220KV Burnt Isolator Arm) | Kg | 200 | [6 empty] | 18 | 3600
1 | II0I001001 | Disc Insulator 160 KN Porceline | No. | 250 | 15 | 3750
3 | II0I001003 | Disc Insulator 120 KN Porceline | No. | 120 | 537 | 64440
7 | II0I001007 | Disc Insulator 70 KN | No. | 0 | 0 | 0
|  |  | No. | 100 | 430 | 43000
| II0I001001 | 220KV Old Disc Insulator | No. | 10 | [6 empty] | 832 | 8320
| II0I001003 | 132KV Old Disc Insulator | No. | 10 | [6 empty] | 420 | 4200
| II0I001002 | Disc Insulator Polymer 160 KN | No | 7316 | 4 | 29264
15 | II0I003001 | PG Clamp Moose- Moose | No. | 1078.25 | 4 | 4313
48 | II1I102001 | C-wedge Clamp Moose- Moose | No. | 3652.12 | 0 | 0
| II1I102001 | C-wedge Clamp Moose- Moose | No. | 3030.43 | 16 | 48486.88
56 | II1I104001 | C-wedge Clamp Zebra- Zebra | No. | 2933.64 | 11 | 32270.04
|  |  | No. | 2938.2 | 0 | 0
57 | II1I104002 | C-wedge Clamp Zebra- Panther | No. | 2175.5 | 17 | 36983.5
59 | II1I105001 | C-wedge Clamp Panther- Panther | No. | 2061 | 18 | 37098
67 | II1I107001 | T-Connector Moose- Moose | No. | 0 | 0 | 0
91 | II2I202001 | Earth Wire Tension Clamp 7/9 SWG | No. | 586 | 17 | 9962
94 | II2I203001 | Earth Wire Suspension Clamp 7/9 SWG | No. | 473 | 62 | 29326
130 | II3I301001 | Moose Conductor Mid Span Joint | No. | 1888 | 20 | 37760
132 | II3I301003 | Mid Span Joint Zebra | No. | 1298 | 44 | 57112
|  |  | No. | 854 | 2 | 1708
|  |  | No. | 1007.7 | 3 | 3023.1
133 | II3I301004 | Mid Span Joint Panther | No. | 1298 | 26 | 33748
|  |  | No. | 545 | 55 | 29975
137 | II3I301008 | Mid Span Joint 7/9 SWG | No. | 708 | 15 | 10620
138 | II3I301009 | Mid Span Joint 7/10 SWG | No. | 531 | 15 | 7965
|  |  | No. | 100 | 18 | 1800
139 | II3I302001 | Repair Sleeve Moose | No. | 1298 | 15 | 19470
141 | II3I302003 | Repair Sleeve Zebra | No. | 1062 | 19 | 20178
|  |  | No. | 1209.26 | 6 | 7255.56
| II3I302003 | Repair Sleeve Zebra | No. | 308 | 52 | 16016
147 | II3I302009 | Repair Sleeve 7/10 SWG | No. | 531 | 15 | 7965
150 | II3I303003 | Vibration Damper Zebra | No. | 1728.7 | 10 | 17287
151 | II3I303004 | Vibration Damper Panther | No. | 480 | 0 | 0
155 | II3I303008 | Vibration Damper 7/9 SWG | No. | 1298 | 30 | 38940
156 | II3I303009 | Vibration Damper 7/10 SWG | No. | 0 | 0 | 0
160 | II3I308001 | Bird guard | Set | 528.64 | 40 | 21145.6
163 | II3I305004 | Armour Rod Panther | No. | 1000 | 13 | 13000
195 | II7I704004 | Spacers Twin Moose | No. | 841.34 | 0 | 0
219 | II5I501004 | Single Tension Fitting Zebra | Sets | 9853 | 5 | 49265
220 | II5I501005 | Single Tension Fitting Panther | Sets | 5428 | 1 | 5428
224 | II5I501009 | Single Tension Fitting 7/9 SWG | No. | 1888 | 25 | 47200
225 | II5I501010 | Single Tension Fitting 7/10 SWG | No. | 0 | 0 | 0
229 | II5I502004 | Double Tension Fitting Zebra | No. | 19942 | 3 | 59826
230 | II5I502005 | Double Tension Fitting Panther | No. | 3500 | 1 | 3500
242 | II5I504004 | Single Suspension Fitting Zebra | No. | 9204 | 6 | 55224
247 | II5I504010 | Single Suspension Fitting 7/10 SWG | No. | 1888 | 15 | 28320
248 | II5I504010 | Single Suspension Fitting 7/10 SWG | No. | 1534 | 10 | 15340
|  | Pilot fitting for Zebra | No. | 1713 | 74 | 126762
|  | Bolted tension fitting for ACSR Moose | No. | 9440 | 10 | 94400
|  | Bolted tension fitting for ACSR Zebra | No. | 4720 | 5 | 23600
|  | T Clamp 40mm for Moose | No. | 1038.4 | 4 | 4153.6
3 | JJ0J002001 | Circuit Breaker 220KV Air Blast | No. | 10000 |  |  | 7 | 70000
11 | JJ0J005002 | Circuit Breaker 33KV 220V DC SF-6 | No. | 5000 | [6 empty] | 5 | 25000
12 | JJ0J005007 | Circuit Breaker 33KV 110V DC SF-6 | No. | 4500 | 1 | 4500 |  |  |  |  | 2 | 9000
37 | JJ2J201001 | Circuit Breaker Sapres 220KV 220V DC Trip Coil (ABB make) | No. | 12685 | 2 | 25370
37 | JJ2J201001 | Circuit Breaker Sapres 220KV 220V DC Trip Coil (CGL make) | No. | 14012.5 | 2 | 28025
| JJ2J201001 |  | No. | 13983 | 1 | 13983
40 | JJ2J201003 | Circuit Breaker Sapres 220KV 220V DC Closing Coil (CGL make) | No. | 8024 | 2 | 16048
40 | JJ2J201003 | Circuit Breaker Sapres 220KV 220V DC Closing Coil (ABB make) | No. | 12626 | 1 | 12626
59 | JJ3J301001 | Circuit Breaker Sapres 132KV 220V DC Trip Coil (CGL make) | No. | 14012.5 | 2 | 28025
61 | JJ3J301003 | Circuit Breaker Sapres 132KV 220V DC Closing Coil (CGL make) | No. | 8024 | 1 | 8024
123 | JJ5J501001 | Circuit Breaker Sapres 33KV 220V DC Trip Coil (CGL make) | No. | 14012.5 | 1 | 14012.5
125 | JJ5J501003 | Circuit Breaker Sapres 33KV 220V DC Closing Coil (CGL make) | No. | 8024 | 0 | 0
127 | JJ5J501006 | Circuit Breaker Sapres 33KV 110V DC Trip Coil (ABB Make) | No | 6372 | 0 | 0
191 | JJ7J701007 | Circuit Breaker Auxiliary switch LOCAL/Remote Switch | No. | 2926.4 | 0 | 0
196 | JJ7J701010 | Circuit Breaker Auxiliary switch Density moniter switch | No | 0 | 1 | 0
|  | Circuit Breaker connector 4"IPS Tube (220KV) | No. | 4661 | 2 | 9322
227 | JJ4J401003 | Circuit Breaker Connector Moose | No. | 1144.6 | 0 | 0
228 | JJ4J401004 | Circuit Breaker Connector Twin Moose | No | 2938.2 | 0 | 0
397 | JJ7J707001 | SF6 Gas | Kg | 5829.2 | 24 | 139900.8
| JJ0J005002 | Defective & Damage CB | No. | 10000 |  | 0 |  |  |  |  | 1 | 10000
| JJ5J501014 | Circuit Breaker spare 33 KV SF6 Stationary arcing contact, CGL Make | No. | 13546.4 | 1 | 13546.4
2 | KK0K002001 | Lighting Arrestor 220 KV | No. | 187956 | 3 | 563868
| KK0K002001 |  | No. | 500 | 18 | 9000
3 | KK0K003001 | Lighting Arrestor 132 KV | No. | 500 | 13 | 6500
6 | KK0K005001 | Lighting Arrestor 33 KV | No. | 200 | 19 | 3800
0
144 | LL6L603001 | Lighting Spares Lighting Junction Box. | No. | 4900.6 | 3 | 14701.8
13 | MM0M008001 | Relay - Trip circuit supervision relay - Trip ckt supervision relay (ABB make 220 V DC) | No. | 5888 | 0 | 0
13 | MM0M009004 | Relay - Trip circuit supervision relay - Trip ckt supervision relay (JVS make 220 V DC) | No. | 8083 | 7 | 56581
| MM0M001008 | Relay - Distance Relay (Faulty) | No. | 100 | 1 | 100
17 | MM0M019002 | Relay - Phase failure relay - Phase failure relay with UV/OV Relay (Minilec) auto reset, system voltage 415V AC | No. | 2938.2 | 2 | 5876.4
216 | MM0M011004 | Control panel Spares Relay Thermal Overload realy | No | 2584.2 | 0 | 0
353 | MM2M202005 | Digital Meter - Volt Meter - 220 KV Digital volt meter size 140 x 70 mm PTR-220 KV/110V range (0-300 KV), Auxiliary Supply 220V DC, A.E. make | No. | 4106.4 | 3 | 12319.2
354 | MM2M202007 | Digital Meter - Volt Meter - 132 KV Digital voltmeter size 140 x 70 mm PTR-132 KV/110V Range (0-160 KV), Auxiliary Supply 220V DC, A.E. Make | No. | 4106.4 | 3 | 12319.2
| MM2M202011 | Digital Meter - Volt Meter - 33 KV Digital voltmeter size 140 x 70 mm PTR-33 KV/110V, Auxiliary Supply 220V DC, A.E. Make | No. | 4106.4 | 2 | 8212.8
| MM2M203005 | Digital Meter - Ampere Meter - Digital panel meter to display current in Amp for C&R panel range (0-1600 A), Auxiliary Supply 220V DC, Size 140 x 70 MM, A.E. Make | No. | 4106.4 | 9 | 36957.6
| MM2M204003 | Digital Meter - MW Meter - MW Meter 220 KV -size 140 x 70 mm PTR-220 KV/110V, CTR-1600/1 A, Auxiliary Supply 220V DC, A.E. Make | No. | 7888.3 | 2 | 15776.6
| MM2M204003 | Digital Meter - MVAR Meter - MVAR Meter 220 KV -size 140 x 70 mm PTR-220 KV/110V, CTR-1600/1 A, Auxiliary Supply 220V DC, A.E. Make | No. | 7888.3 | 3 | 23664.9
135 | NN4N401001 | Miscellaneous Panel Spare - Indication Lamp LED 220/110 V AC/DC - LED-Multycolour 110/220V Ac/Dc | No. | 58.76 | 10 | 587.6
| NN4N412002 | Miscellaneous Panel Spare - TNC -suitable for 220KV Control and relay panel. | No. | 12213 | 1 | 12213
202 | NN4N412004 | Miscellaneous Panel Spare - Trip transfer switch - TNC -suitable for 33KV Control and relay panel. | No. | 8732 | 0 | 0
475 | NN5N504001 | Miscellaneous- - Contactor - power contactor 65A 440V | No. | 2118.1 | 8 | 16944.8
| NN5N504001 | Miscellaneous- - Contactor - power contactor 80A 440V | No. | 10608.2 | 6 | 63649.2
| NN5N504001 | Miscellaneous- - Contactor - power contactor 32A 440V | No. | 5888.2 | 4 | 23552.8
483 | NN5N506004 | Miscellaneous- - Resistor - variable | No. | 1464 | 2 | 2928
| NN5N506047 | Single Phasing and Unbalancing Preventor 415V | No. | 2938.2 | 0 | 0
0
34 | SS2S201006 | Bus Post Insulator (without corona ring) with creepage distance of 6125 mm. - 245 kV | No. | 20000 | 12 | 240000
35 | SS3S301016 | Bus Post Insulator (without corona ring) with creepage distance of 3625 mm. - 145 kV | No. | 3175.38 | 6 | 19052.28
11 | SS6S605004 | Contactor Air Break 16 Amp. 415 V Ac | No. | 1646.1 | 0 | 0
| SS6S605004 |  | No. | 2348.2 | 2 | 4696.4
18 | SS1S104006 | Contactor 415V AC 240 Volt A.C. Coils including frame for coil for 3ɸ Power Contactor IC-65a & IC-65a/4 | No. | 0 | 0 | 0
111 | SS4S401001 | MCB 220V DC Double Pole 32 Amp | No. | 0 | 0 | 0
|  | MCB 220V DC Single Pole 32 Amp | No. | 0 | 0 | 0
| SS7S701002 | MCB 220V DC Double Pole 20 Amp | No. | 2828.46 | 20 | 56569.2
113 | SS7S701003 | MCB 220V DC 10 Amp | No. | 2003.64 | 20 | 40072.8
124 | SS4S404001 | MCB 230V AC Single Pole 32 Amp | No. | 0 | 0 | 0
|  | A. C. D. Box MCB 25 Amp | No. | 0 | 0 | 0
|  |  | No. | 979.4 | 0 | 0
| SS7S705002 | MCB 415 AC Four Pole C3. | No | 3528.2 | 2 | 7056.4
| SS7S705002 | MCB 415 AC Four Pole 40 Amp. | No. | 2336.4 | 0 | 0
| SS7S705002 |  | No. | 2938.2 | 4 | 11752.8
| SS7S705005 | MCB 415 AC Four Pole 10 Amp. | No. | 1528.1 | 2 | 3056.2
| SS7S705005 |  | No. | 2112.2 | 4 | 8448.8
| SS7S705007 | MCB 415 AC Tripple Pole 3 Amp. | No. | 1463.2 | 4 | 5852.8
| SS7S705007 |  | No. | 1875.02 | 4 | 7500.08
125 | SS7S704002 | MCB 230V AC Double Pole 16 Amp | No. | 1109.2 | 2 | 2218.4
| SS7S704002 |  | No. | 1404.2 | 2 | 2808.4
| SS7S704008 | MCB 230V AC Double Pole 1 Amp | No. | 1050.2 | 3 | 3150.6
140 | SS7S705008 | MCB 415 AC Tripple Pole 1 Amp. | No. | 1286.2 | 3 | 3858.6
156 | NN4N407001 | Timer delay block Time delay block | No. | 3528.2 | 4 | 14112.8
|  | Fan Control Switch | No. | 2118.1 | 0 | 0
| SS6S617008 | TPN Main Switch 415V 200A | No. | 17641 | 2 | 35282
|  | Auxiliary Connector | No. | 0 | 0 | 0
|  | Auxiliary contactor 12 A 230V | No. | 0 | 0 | 0
0
34 | VV1V101010 | Transformer Bushing -220/132 KV HV-160 MVA | No | 0 | 4 | 0
35 | VV1V101011 | Transformer Bushing -220/132 KV LV-160 MVA | No | 0 | 2 | 0
55 | VV1V101031 | Transformer Bushing -132/33KV HV-80 MVA | No | 0 | 2 | 0
56 | VV1V101032 | Transformer Bushing -132/33KV LV-80 MVA | No | 0 | 2 | 0
57 | VV1V101033 | Transformer Bushing -132/33KV Neutral-80 MVA | No | 0 | 1 | 0
94 | VV2V201001 | Transformer Gasket, Breather, Silica gel & Connector Gasket Nitril gasket 10mm | Set | 0 | 2 | 0
| VV2V202007 | Silica Gel Breather Capacity 1 kg. | No. | 5894.1 | 3 | 17682.3
118 | VV2V203001 | Silica Gel Blue crystal | Kg | 529.82 | 0 | 0
| VV1V101033 | Transformer Bushing 36KV/200A | No. | 0 | 6 | 0
169 | VV2V204001 | Oil Transformer Oil | Ltr. | 73.16 | 136 | 9949.76
173 | VV2V204003 | Oil Oil sample Bottle 2Ltr | No. | 13847 | 1 | 13847
174 | VV2V204004 | Oil Oil sample Bottle 1Ltr | No. | 10442 | 2 | 20884
175 | VV2V204007 | Oil Empty Oil Drums | No. | 250 | 324 | 81000
|  | Bushing CT for 160 MVA T/F | No. | 0 | 1 | 0
|  | HV Bushing CT for 80 MVA T/F | No. | 0 | 2 | 0
| MM0M007001 | Bucholz Relay for 160 MVA T/F | No. | 0 | 2 | 0
|  | HV Bushing WTI CT for 80 MVA T/F | No. | 0 | 2 | 0
|  | LV Bushing WTI CT for 80 MVA T/F | No. | 0 | 2 | 0
|  | Bushing CT for 80 MVA T/F | No. | 0 | 1 | 0
| MM0M007002 | Bucholz Relay for 80 MVA T/F | No. | 0 | 2 | 0
|  | MOG with float arm for 80 MVA T/F | No. | 0 | 2 | 0
|  | Flow Indicator | No. | 0 | 2 | 0
| VV1V103007 | 160 MVA T/F HV Bushing Clamp | No. | 2360 | 2 | 4720
|  | 160 MVA T/F LV Bushing Clamp | No. | 2478 | 0 | 0
|  | 80 MVA T/F LV Bushing Clamp | No. | 3422 | 0 | 0
|  | 50 MVA T/F HV Bushing Clamp | No. | 2360 | 0 | 0
|  | 50 MVA T/F LV Bushing Clamp | No. | 3528.2 | 0 | 0
183 | VV2V206001 | Transformer Spare Oil Temperature indicator Meter (0-120 0C ) | No. | 200 | 0 | 0 |  |  |  |  | 1 | 200
187 | VV2V207001 | Transformer Spare Winding Temperature indicator Winding Temperature indicator Meter | No. | 39441 | 1 | 39441
|  |  | No. | 67024 | 1 | 67024
192 | VV2V208001 | Transformer Spare Level Gauge Magnetic oil Level Guage | No | 0 | 3 | 0
194 | VV2V209001 | Transformer Spare PRV Pressure Relief Vent | No | 0 | 4 | 0
212 | VV2V213003 | Transformer Spare Tap Position Indicator SR.No. TPC 2001/12050 | No | 24662 | 2 | 49324
264 | VV3V302001 | Current Transformer 245KV 1600/800/1A 5 core Accuracy 0.2 | No | 281075 | 3 | 843225
264 | VV3V302001 | Current Transformer 245KV 1600/800/1A 5 core Accuracy 0.2 | No | 1000 | 1 | 1000 |  |  |  |  | 1 | 1000
|  | Current Transformer 245KV 1200/600/1A 5 core Accuracy 0.2 | No | 430700 | 1 | 430700
269 | VV3V302006 | Current Transformer 245KV 600/300/1 A 5 core Accuracy 0.2 | No | 354000 | 2 | 708000
|  | Current Transformer 245KV 200/100/1 A 5 core Accuracy 0.2 | No | 354000 | 1 | 354000
|  | Current Transformer 145KV 1200/800/1A 5 core Accuracy 0.2 | No. | 224200 | 1 | 224200
|  | Current Transformer 145KV 1200/600/1A 5 core Accuracy 0.2 | No. | 194700 | 1 | 194700
270 | VV3V303001 | Current Transformer 145KV 800/400/1 A 5 core Accuracy 0.2 | No | 325518 | 1 | 325518
270 | VV3V303001 | Current Transformer 145KV 800/400/1 A 5 core Accuracy 0.2 | No. | 1000 | 2 | 2000
271 | VV3V303001 | Current Transformer 145KV 800/400/1 A 3 core Accuracy 0.2 | No | 182900 | 1 | 182900
274 | VV3V303005 | Current Transformer 145KV 200/100/1A 5 core Accuracy 0.2 | No | 212400 | 1 | 212400
281 | VV3V305001 | Current Transformer 33 KV 1600/800/1A 5 Core Accuracy 0.2 | No | 64900 | 4 | 259600
285 | VV3V305005 | Current Transformer 33 KV 800/400/1A 3 core Accuracy 0.2 | No | 500 | 0 | 0 |  |  |  |  | 2 | 1000
| VV3V305005 |  | No | 47200 | 1 | 47200
288 | VV3V305008 | Current Transformer 33 KV 400/200/1A 3 core Accuracy 0.2 | No | 47200 | 1 | 47200
| VV3V305008 |  | No | 52864 | 1 | 52864
| VV3V305008 |  | No | 58646 | 2 | 117292
|  | Current Transformer 33 KV 1200/600/1A 3 core Accuracy 0.2 | No. | 59000 | 2 | 118000
|  | Current Transformer 33 KV 1200/800/1A 3 core Accuracy 0.2 | No. | 58882 | 2 | 117764
328 | VV7V701013 | Twin Moose Current Transformer Clamp | No | 0 | 0 | 0
329 | VV7V701014 | Single Moose Current Transformer Clamp | No |  | 0 | 0
340 | VV7V701025 | Current Transformer Terminal Connectors 33 KV CT clamp having 20 mm dia bore | No. | 942.82 | 0 | 0
|  | CT clamp Panther to 30 mm Dia | No. | 0 | 0 | 0
|  | CT clamp Panther to 20 mm Dia | No. | 0 | 0 | 0
|  | 33 KV Clamp 4"IPS to Twin Moose | No | 0 | 0 | 0
|  | 33 KV Clamp 4"IPS to Single Moose | No. | 0 | 0 | 0
|  | 132 KV CT Clamp Suitable for Moose/4" AI Pipe | No. | 2566 | 12 | 30792
|  | 132 KV CT Clamp for 4"IPS Tube to Single Moose | No. | 0 | 0 | 0
|  | 132 KV CT Clamp 30mm to single moose | No. | 3068 | 0 | 0
387 | VV6V502001 | PT (Potential Transformer) PT 220 KV/110 Volt with 0.2 accuracy | No | 354000 | 1 | 354000
| VV6V507004 | PT (Potential Transformer) 145 KV CVT 3 core with one 0.2 accuracy | No | 212400 | 1 | 212400
388 | VV6V503002 | PT (Potential Transformer) 145 KV PT 3 core with one 0.2 accuracy | No | 212400 | 1 | 212400
392 | VV6V505002 | PT (Potential Transformer) PT 1-phase, 33KV/110 Volt - | No. | 52784.8 | 5 | 263924
|  |  | No. | 53153.1 | 7 | 372071.7
396 | VV6V507002 | CVT CVT 220 KV/110 Volt - | No. | 206750 | 1 | 206750
| VV6V507002 |  | No. | 1000 | 7 | 7000
397 | VV6V507003 | CVT CVT - CVT 132 KV/110 Volt - 145kv | No. | 1000 | 9 | 9000
12 | YY0Y003004 | Battery Cell 2 V 400AH lead acid | No. | 200 | [6 empty] | 109 | 21800
33 | YY1Y101003 | Battery Charger 220 Volt DC for 400AH Battery set | No. | 10000 | 2 | 20000
1 | PP2P220004 | Ceiling Fan Old & Used | No. | 100 | 8 | 800
Total in Rs. | [5 empty] | 12506826.8711 |  | 70000 |  | 0 |  | 3820702.617 |  | 0
S.No. | Item Code | Item Description | Unit | Unit Rate in Rs. | Useable |  | Dismantle/Incomplete/ Damage/Unservicable |  | Obsolete |  | Scrap |  | Non Moving
[5 empty] | Qty. | Total Amount in Rs. | Qty. | Total Amount in Rs. | Qty. | Total Amount in Rs. | Qty. | Total Amount in Rs. | Qty. | Total Amount in Rs.
P- Group (T&P)
1 | PP4P401001 | Steel Almera | No. | 14057.9 | 8 | 112463.2
2 | PP4P406006 | Steel Rack | No. | 1250 | 1 | 1250
Chair
5 | PP4P408012 | chair PCH 9003 | No. | 7665 | 7 | 53655
7 | PP4P409009 | Easy Chair PCN 500/T | No. | 4945 | 2 | 9890
9 | PP4P408017 | Computer Chair | No. | 3436.43 | 1 | 3436.43
| PP4P409004 | Chair PCH 1007 | No. | 2225 | 11 | 24475 |  |  |  |  | 3 | 6675
| PP4P409004 | Wheel chair | No. | 10447.5 | 2 | 20895
| PP4P408023 | Godrej chair 7003 | No. | 12769.42 | 4 | 51077.68
| PP4P409006 | Godrej Visitor Chair 1007 | No. | 6913.17 | 8 | 55305.36
Table
10 | PP4P433011 | Table T-8 | No. | 5693 | 4 | 22772
11 | PP4P433008 | Godrej Table T-9 | No. | 8987 | 3 | 26961
13 | PP4P424001 | Office Table 1800X900X760 | No. | 1250 | 1 | 1250
14 | PP4P431005 | Computer Table | No. | 7524.85 | 2 | 15049.7
15 | PP4P414003 | Book Case Rack | No. | 11640 | 6 | 69840
| PP4P424022 | Table with 3 drawer | No. | 11497 | 2 | 22994
| PP4P429003 | Dining V1 | No. | 11361 | 1 | 11361
| PP4P427007 | Center Table sonata | No. | 46712 | 1 | 46712
| PP4P432005 | Table wt711 | No. | 13623 | 1 | 13623
T&C Equipments
AC and other electrical/Electranics items
22 | PP2P217002 | Voltas water cooler with aquaflow eyreaforebs storage capacity 20 ltr. | No. | 53727.25 | 2 | 107454.5
23 | PP2P216002 | AC Votas 1.5 Ton | No. | 43584 | 1 | 43584
Ropes
| PP0P015003 | Para Para Rope 24 mm | Mtr | 60.0727 | 220 | 13215.9999
Other T&P
94 | PP2P201001 | Tong tester | No. | 9200 | 1 | 9200
103 | PP1P118027 | Screw driver Large (Standard Quality) | No. | 0 | 1 | 0
104 | PP1P118028 | screw driver medium (Standard Quality) | No. | 0 | 4 | 0
108 | PP1P110003 | Nose Plier (Standard Quality) | No. | 0 | 2 | 0
125 | PP2P211001 | Vaccum cleaner with blower and suction | No. | 11340 | 1 | 11340
134 | PP4P409005 | Visitor chairs without arm (Godrej make) | No. | 806.25 | 8 | 6450
144 | PP1P122004 | Portable SF6 Gas Leak Detector. | No. | 0 | 1 | 0
146 | PP1P138007 | Hydrolic Jack with gauge & house pipe | No. | 0 | 4 | 0
147 | PP1P117015 | Open Jaw spanner | No. | 0 | 6 | 0
148 | PP1P117016 | double end tubeler box | No. | 0 | 1 | 0
149 | PP1P121003 | Adjestable wriench 200 mm Long | No. | 0 | 1 | 0
150 | PP1P119002 | Pipe wrinch 450 mm Long | No. | 0 | 2 | 0
151 | PP1P109009 | Gasket punch set | No. | 0 | 1 | 0
152 | PP1P107013 | Flat file | No. | 0 | 1 | 0
153 | PP1P113017 | Lather mallet | No. | 0 | 2 | 0
154 | PP1P136001 | Cold chiesel | No. | 0 | 1 | 0
155 | PP4P411007 | Stool | No. | 618 | 1 | 618
156 | PP4P403003 | Teak wood bed (singel) | No. | 7316 | 2 | 14632
157 | PP4P433014 | Table S1070 | No. | 17231.2 | 1 | 17231.2
158 | DD0D001017 | Desktop PC | No. | 29290 | [6 empty] | 2 | 58580
159 | DD0D004003 | TFT Monitor | No. | 3700 | [6 empty] | 2 | 7400
160 | DD1D101006 | UPS 1 KVA | No. | 6864 | [6 empty] | 2 | 13728
161 | DD0D007004 | Laser Printer | No. | 5250 | [6 empty] | 1 | 5250
162 | PP2P226003 | Laser Fax | No. | 18200 | [6 empty] | 1 | 18200
163 | PP0P020001 | Trafer 10T | No. | 26105 | 1 | 26105
164 | PP0P021016 | Single pully block | No. | 1350 | 3 | 4050
165 | PP0P021015 | Double pully block | No. | 1800 | 3 | 5400
166 | PP0P021013 | Four Pully block | No. | 3375 | 2 | 6750
167 | PP1P148010 | Al Lader 15 Feet | No. | 5107.5 | 1 | 5107.5
168 | PP1P148001 | Al Lader 24 Feet | No. | 14755 | 1 | 14755
169 | DD0D007019 | Printer Samsung | No. | 12733 | 1 | 12733
170 | PP4P408009 | Chair PCH5002T | No. | 7393 | 5 | 36965
171 | PP4P409017 | Chair PCH 1004 | No. | 3198.5 | 4 | 12794
172 | PP4P402004 | Store well Plain Godrej | No. | 11852.7 | 1 | 11852.7
173 | DD1D106001 | Broad band modem | No. | 3784.2 | 1 | 3784.2
174 | PP1P148003 | Al Tower lader | No. | 111684 | 1 | 111684
175 | LL5L501005 | 30 Watt LED rechargeable portable light | No. | 108415 | 1 | 108415
176 | PP2P222004 | Desert cooler with Stand | No. | 10760 | 5 | 53800
| PP1P126014 | MRI Instrument | No. | 56523 | 1 | 56523
| PP2P223014 | Cell Phone LM6 | No. | 4500 | [6 empty] | 1 | 4500
| PP2P223007 | Cell Phone 2630 | No. | 4550 | [6 empty] | 1 | 4550
| PP2P223007 | Cell Phone 2626 | No. | 3000 | [6 empty] | 1 | 3000
177 | PP2P223009 | Karbon Cell Phone (A101) | No. | 7500 | [6 empty] | 1 | 7500
178 | PP2P223008 | Micromax Cell Phone (A60) | No. | 5300 | [6 empty] | 1 | 5300
179 | PP2P223001 | Samsung Cell Phone (grand) | No. | 10000 | [6 empty] | 1 | 10000
180 | DD0D001001 | Desktop Computer System | No. | 36102 | 2 | 72204
181 | DD0D007012 | Printer HP pro | No. | 8644 | [6 empty] | 1 | 8644
182 | DD1D101012 | UPS 600VA | No. | 2775 | 1 | 2775
| DD0D007024 | Photo copier machine | No. | 86111 | 1 | 86111
183 | PP0P004002 | Hydraulic Compressor of 100 Ton Capacity | No. | 77172 | 1 | 77172
184 | PP0P006006 | Compression die sets suitable for jointing ACSR Zebra (Steel Portion) | No. | 7994.5 | 1 | 7994.5
185 | PP0P006005 | Compression die sets suitable for jointing ACSR Zebra (Aluminium Portion) | No. | 7994.5 | 1 | 7994.5
186 | PP0P001003 | Bolted type come along clamp, 7 bolts for Zebra Conductor | No. | 3953 | 2 | 7906
187 | PP0P018009 | D Shackle 3 Ton | No. | 206.5 | 2 | 413
188 | PP0P018004 | D Shackle 6.5 Ton | No. | 413 | 2 | 826
189 | PP3P301001 | Helmet Yellow (Karam Make) | No. | 171.1 | 10 | 1711
190 | PP1P122001 | Gas Filling Device | No. | 0 | 1 | 0
191 | PP1P125001 | Connecting Pipe HP to LP | No. | 6753 | 1 | 6753
| PP4P402004 | Godrej Storewel Plain 4SH | No. | 29169.9 | 4 | 116679.6
| PP4P402002 | Godrej 4 Drawers Vertical Filling Cabinet | No. | 28650.82 | 2 | 57301.64
| DD0D007024 | Printer Canon IR 2625 with Duplex & DADF | No. | 194600 | 1 | 194600
| PP2P205005 | Digital Multimeter | No. | 49206 | 1 | 49206
| PP3P301011 | Insulating Gloves | No. | 7906 | 1 | 7906
| PP2P217002 | Water Cooler | No. | 34456 | 1 | 34456
| PP2P218005 | Kent RO Water filter | No. | 22184 | 2 | 44368
| PP2P223016 | Mobile Phone (OS Ram SIngh Adhikari) | No. | 5500 | 1 | 5500
Total in Rs. | [5 empty] | 2039331.7099 |  | 0 |  | 0 |  | 153327 |  | 0
Format of Monthly Inventory for Uploading on PTCUL Website
Name of Circle/ Zone:- O&M Kumaon Zone Haldwani | [5 empty] | Name of Substation 132 KV S/s Ranikhet
Name of Division O&M Div. Almora | [6 empty] | Month till 22 April 2026
SR. No. | Item Code | item Description | Unit | Quantity |  |  |  |  | Book Value Per Unit | Total Cost
|  |  |  | Useable | Unserviceable | Obsolete | Non-Moving | Scrap
Capital Items
1 | FF0F050008 | Structure - ATM | MT |  |  |  | 2.83 |  | 108393.303 | 306753.0475
2 | FF0F050020 | Structure - CGR | MT |  |  |  | 0.62572 |  | 67296 | 42108.4531
3 | FF0F050022 | Structure - CCR | MT |  |  |  | 1.9925 |  | 67296 | 134085.2611
4 | FF0F050032 | 132 kv Peak type structure XPM | Kg |  |  |  | 240.92 |  | 30 | 7227.6
5 | FF2F201004 | MS Earthing rod - 36mm Dia | MT |  |  |  | 1.5 |  | 38480 | 57720
6 | II0I001004 | 120KN Polymer Disc Insulator | No. |  |  |  | 4 |  | 9363.75 | 37455
7 | II0I001007 | 70KN Disc Insulator | No. |  |  |  | 368 |  | 280 | 103040
8 | II5I501004 | ACSR Zebra Single Tension Fitting | No. |  |  |  | 46 |  | 2340 | 107640
9 | II5I501005 | ACSR Panther Single Tension Fitting | No. |  |  |  | 6 |  | 3977.0278 | 23862.1668
10 | II5I504004 | ACSR Zebra Single Suspension Fitting | No. |  |  |  | 19 |  | 1133 | 21527
11 | KK0K003001 | 132 KV LA (Old and Used) | No. | 14 |  |  |  |  | 1500 | 21000
12 | KK0K005001 | 33 KV LA (Old and Used) | No. | 9 |  |  |  |  | 500 | 4500
13 | VV0V003007 | 132 KV /33KV 5MVA Power TF (GEC) Defective | No. | 1 |  |  |  |  | 100000 | 100000
14 | VV1V101034 | 132/33 KV HV-40 MVA Transformer Bushing | No. |  |  |  | 1 |  | 15000 | 15000
15 | VV3V303005 | 145 KV (5 core) CT (200/100/1A) | No. | 1 |  |  |  |  | 178180 | 178180
16 | VV3V305009 | 33 KV CT 400/200/1A 3 Core | No. | 1 |  |  |  |  | 56455 | 56455
17 | VV4V305012 | 33KV CT 300/150/1 A | No. | 1 |  |  |  |  | 25470 | 25470
18 | VV4V305013 | 33 KV CT 200-100/1 Amp 3 Core | No. | 6 |  |  |  |  | 19000 | 114000
19 | VV6V602003 | 145 KV CVT (Accuracy Class 0.5) | No. |  |  | 5 |  |  | 15000 | 75000
M&R
1 | AA0A002004 | Acsr Conductor Panther | Mtr | 160 |  |  |  |  | 118 | 18880
2 | AA0A002011 | ACSR Conductor Weasel | Mtr | 1410 |  |  |  |  | 15.3225 | 21604.725
3 | AA1A102002 | Stay wire set | Set | 5 |  |  |  |  | 807.605 | 4038.025
4 | AA1A102003 | GI wire 8 No. | Mtr | 234 |  |  |  |  | 40.86 | 9561.24
5 | CC0C001018 | 4C x 2.5 Sqmm armoured control cable (copper) | Kmtr | 0.43 |  |  |  |  | 239776 | 103103.68
6 | CC1C103010 | 3.5C x 70 Sqmm armoured power cable (Al) | Kmtr | 0.39 |  |  |  |  | 555201.8 | 216528.702
7 | CC1C103014 | 4C x 16 Sqmm armoured power cable (Al) | Kmtr | 0.3 |  |  |  |  | 206298.22 | 61889.466
8 | CC3C307002 | 33 KV Heat Shrink Cable termination kit outdoor type for 3-ph 300 sqmm XLPE cable | No. | 1 |  |  |  |  | 69561 | 69561
9 | CC3C317002 | HT Tape roll suitable for 11 KV to 33 KV | No. | 2 |  |  |  |  | 1115.1 | 2230.2
10 | FF1F101068 | steel nut&bolt of different size | Kg | 42 |  |  |  |  | 354 | 14868
11 | FF1F108003 | U Type bolt- with Nuts and Washer | KG | 67 |  |  |  |  | 260 | 17420
12 | FF3F301007 | S.T. Round Pole (6.5Mtr cut piece) | No. |  |  |  | 1 |  | 350 | 350
13 | FF4F403011 | copper bond | No. | 4 |  |  |  |  | 1410.1 | 5640.4
14 | GG0G001001 | Petrollium Jelly | KG | 7.8 |  |  |  |  | 448.325 | 3496.935
15 | GG0G001003 | CRC Bottle 500 ml | No. | 4 |  |  |  |  | 764.64 | 3058.56
16 | GG0G001006 | Grease Standard Quality | Kg. | 0.4 |  |  |  |  | 590 | 236
17 | II0I001003 | Disc Insulator (Line 2S account) | No. | 32 |  |  |  |  | 464 | 14848
18 | II0I005002 | PG Clamp Zebra to Panther | No. | 6 |  |  |  |  | 1049.875 | 6299.25
19 | II0I006001 | 3 Bolted PG Clamp Panther to Panther | No. | 10 |  |  |  |  | 1660.26 | 16602.6
20 | II1I104002 | C-Wedge Clamp Zebra to Panther | No. | 7 |  |  |  |  | 3229.075 | 22603.525
21 | II1I105001 | C-Wedge Clamp Panther to Panther | No. | 9 |  |  |  |  | 2252.975 | 20276.775
22 | II2I201001 | SP Pole Stay Clamp | No. |  |  |  | 9 |  | 186.6233 | 1679.6101
23 | II2I204005 | PG Clamp for HV transformer Bushing for 5MVA 132/33KV Transformer | No. | 2 |  |  |  |  | 1360.865 | 2721.73
24 |  | PG Clamp for HV Transformer Bushing for 20MVA 132/33KV Transformer | No. | 3 |  |  |  |  | 1371.71 | 4115.13
25 | II3I301004 | Panther Conductor Mid Span Joint | No. |  |  |  | 15 |  | 1223.53 | 18352.95
26 | II3I302009 | 7/10 SWG Conductor Repair Sleeve | No. |  |  |  | 10 |  | 508.48 | 5084.8
27 | II3I303009 | 7/10 SWG Wire Vibration Damper | No. |  |  |  | 10 |  | 561.825 | 5618.25
28 | II2I204006 | Clamp for 33 KV Post Insulator for Panther Conductor | No. | 3 |  |  |  |  | 652.625 | 1957.875
29 |  | PG Clamp for 33KV Post Insulator for Panther Conductor | No. | 12 |  |  |  |  | 510.75 | 6129
30 | JJ3J301005 | 132 KV SF6 Circuit Breaker 110 V DC Trip Coil | No. | 2 |  |  |  |  | 11293.25 | 22586.5
31 | JJ3J301007 | 132 KV SF6 Circuit Breaker 110 V DC Closing Coil | No. | 2 |  |  |  |  | 9023.25 | 18046.5
32 | JJ3J301014 | 132 KV SF6 Circuit Breaker Spring Charging Motor | No. | 1 |  |  |  |  | 28329.6 | 28329.6
33 | JJ5J501005 | 33KV SF6 Circuit Breaker 220 V AC/DC Spring Charging Motor | No. | 2 |  |  |  |  | 27217.3 | 54434.6
34 | JJ5J501006 | 33 KV SF6 Circuit Breaker 110V DC Trip Coil | No. | 5 |  |  |  |  | 8266.9883 | 41334.9415
35 | JJ5J501008 | 33 KV SF6 Circuit Breaker 110V DC Closing Coil | No. | 4 |  |  |  |  | 7922.3 | 31689.2
36 | JJ7J701004 | Limit switch 110VDC CB Auxiliary Switch for spring | No. | 20 |  |  |  |  | 3489.215 | 69784.3
37 | JJ7J701007 | Local/Remote Switch CB Auxiliary Switch | No. | 4 |  |  |  |  | 5211.92 | 20847.68
38 | JJ7J701013 | 14NO+14NC CB Auxiliary Switch | No. | 2 |  |  |  |  | 13614.325 | 27228.65
39 | JJ7J701020 | Auxiliary Power Contact for 132KV ABB Make Breaker | No. | 5 |  |  |  |  | 2831.83 | 14159.15
40 | JJ7J707001 | SF6 Gas | KG | 17 |  |  |  |  | 3852.7 | 65495.9
41 | JJ7J710028 | Circuit Breaker Operation Counter | No. | 5 |  |  |  |  | 3393.65 | 16968.25
42 | JJ7J701002 | T&C Selector switch | No. | 5 |  |  |  |  | 7543.74 | 37718.7
43 | JJ3J301009 | Interlocking relay for ABB 132 KV Breaker 110 VDC | No. | 5 |  |  |  |  | 2831.825 | 14159.125
44 | JJ3J301019 | Air Break Contactor LC -1 250 Volt aux contacts 1 NO + 1 NC 25 Amp | No. | 4 |  |  |  |  | 1401 | 5604
45 | JJ3J302030 | Supply of Anti pumping relay for 33KV ABB Make Breaker | No. | 2 |  |  |  |  | 4301.65 | 8603.3
46 |  | Antipumping Relay for 132KV ABB Make Breaker | No. | 5 |  |  |  |  | 3382.3 | 16911.5
47 | KK0K003001 | 132 KV Lighting Arrestor | No. | 1 |  |  |  |  | 83178.2 | 83178.2
48 | KK0K005001 | 33 KV Lighting Arrestor | No. | 1 |  |  |  |  | 16720.8 | 16720.8
49 | MM2M202007 | 132 KV Voltmeter | No. | 3 |  |  |  |  | 6985.6 | 20956.8
50 | MM2M202011 | 33 KV Voltmeter | No. | 3 |  |  |  |  | 6985.6 | 20956.8
51 | MM2M202015 | Voltmeter 0-500 V AC | No. | 1 |  |  |  |  | 2258.65 | 2258.65
52 | MM3M303007 | Digital Ampere Meter (0-400A) | No. | 3 |  |  |  |  | 5141.05 | 15423.15
53 | MM3M303009 | Digital Ampere Meter (0-200A) | No. | 2 |  |  |  |  | 5141.05 | 10282.1
54 | MM3M304015 | MW meter (-25 MW to 25 MW) | No. | 5 |  |  |  |  | 6979.7 | 34898.5
55 | MM2M205016 | MVAR meter (-12.5 MVAR to +12.5 MVAr) | No. | 4 |  |  |  |  | 6979.7 | 27918.8
56 | NN4N403001 | Indication lamp red colour LED 110VDC | No. | 5 |  |  |  |  | 703.28 | 3516.4
57 | NN4N403002 | Indication Lamp Yellow colour LED 110 VDC | No. | 2 |  |  |  |  | 703.28 | 1406.56
58 | NN4N403003 | Indication Lamp Green colour LED 110 VDC | No. | 2 |  |  |  |  | 703.28 | 1406.56
59 | NN4N411005 | 63 Amp 250 V Rotary Switch | No. | 1 |  |  |  |  | 540 | 540
60 | PP1P141005 | Submersible pump 5HP | No. | 1 |  |  |  |  | 700 | 700
61 | PP0P018009 | GI D-Shackle | No. | 24 |  |  |  |  | 1649.64 | 39591.36
62 | PP0P010002 | Heavy duty turn buckle for transmission lines 5 Ton | No. | 12 |  |  |  |  | 18526 | 222312
63 | SS3S301005 | 132KV Isolator Male contact blade | No. | 6 |  |  |  |  | 3400.46 | 20402.76
64 | SS3S301006 | 132KV Isolator Female contact blade | No. | 3 |  |  |  |  | 4653.5 | 13960.5
65 | SS3S301016 | 132KV Isolator supporting Insulator | No. | 5 |  |  |  |  | 6800 | 34000
66 | SS4S402001 | 33KV Isolator Jaw | No. | 10 |  |  |  |  | 3575.3 | 35753
67 | SS4S402015 | 33 KV Isolator Blade Copper tube | No. | 10 |  |  |  |  | 3121.3 | 31213
68 | SS5S501017 | 132 KV isolator clamp | No. | 5 |  |  |  |  | 2820.2 | 14101
69 |  | Isolator Clamp 132 KV for ACSR Panther Conductor | No. | 5 |  |  |  |  | 2339.94 | 11699.7
70 | SS5S501021 | Single Panther Isolator Clamp(33 KV Terminal Pad type) | No. | 6 |  |  |  |  | 1139.275 | 6835.65
71 | SS5S501026 | Single Dog Isolator Clamp | No. | 2 |  |  |  |  | 913.71 | 1827.42
72 | SS6S606006 | Power Contact for 132KV ABB Make Breaker | No. | 5 |  |  |  |  | 4483.25 | 22416.25
73 | SS6S610020 | HRC Fuse 10 AMP | No. | 1 |  |  |  |  | 68 | 68
74 | SS6S610022 | HRC Fuse 6 AMP | No. | 7 |  |  |  |  | 64 | 448
75 | SS6S610026 | HRC Fuse 4 AMP | No. | 12 |  |  |  |  | 62 | 744
76 | SS6S610027 | HRC Fuse 2 AMP | No. | 9 |  |  |  |  | 60 | 540
77 | SS7S702002 | Double Pole MCB 10 Amp 110 Volt | No. | 4 |  |  |  |  | 448.33 | 1793.32
78 |  | Dc MCB 2pole Rating 10A 110V DC | No. | 6 |  |  |  |  | 675.325 | 4051.95
79 | SS7S702004 | Dc MCB 2pole Rating 6A 110V DC | No. | 2 |  |  |  |  | 675.325 | 1350.65
80 | SS7S702006 | Dc MCB 2pole Rating 4A 110V DC | No. | 5 |  |  |  |  | 675.325 | 3376.625
81 | SS7S702007 | MCB 2pole 2A 110V DC | No. | 5 |  |  |  |  | 681 | 3405
82 | SS7S704008 | Double Pole MCB 02 Amp | No. | 8 |  |  |  |  | 448.33 | 3586.64
83 |  | MCB 2 Pole Rating 2A 240VAc | No. | 4 |  |  |  |  | 675.325 | 2701.3
84 | SS7S705001 | 3 Pole 440 Volt LT Circuit Breaker rated current 60A breaking Capacity Ics-37KA with Lugs of C&S make | No. | 2 |  |  |  |  | 11336.38 | 22672.76
85 | VV2V204003 | Transformer Oil Sampling stainless steel Bottle 2 Ltr | No. | 3 |  |  |  |  | 13614.33 | 40842.99
86 | VV2V204004 | Transformer Oil Sampling stainless steel Bottle 1 Ltr | No. | 3 |  |  |  |  | 10430.65 | 31291.95
87 | VV2V204001 | Transformer Oil Old & Used | Ltr | 1244 |  |  |  |  | 50 | 62200
88 | VV2V204007 | Transformer Drms Old & Used | No. | 13 |  |  |  |  | 250 | 3250
89 | VV2V210001 | TF conservator shutoff valve 75mm bore | No. | 1 |  |  |  |  | 18154.325 | 18154.325
90 | VV5V407023 | CT clamp | No. | 16 |  |  |  |  | 1652 | 26432
91 |  | CT clamp suitable for panther conductor | No. | 5 |  |  |  |  | 1469.1 | 7345.5
92 |  | CT clamp 132 KV for ACSR Panther Conductor | No. | 1 |  |  |  |  | 1229.56 | 1229.56
93 | VV2V205001 | Online leakage arrester kit | No. | 2 |  |  |  |  | 33619.38 | 67238.76
94 | VV2V203001 | Silica gel in blue colour | Kg | 50 |  |  |  |  | 595.9 | 29795
95 | ZZ2Z005004 | AC Ampere meter size 65x65 mm range 0-25 Amp | No. | 1 |  |  |  |  | 2264.325 | 2264.325
96 |  | Thermal over load relay Make Telemechanic | No. | 3 |  |  |  |  | 1856.25 | 5568.75
97 |  | Premium Butain gas bottle 300gm | No. | 2 |  |  |  |  | 1115.1 | 2230.2
98 |  | Surge Counter for LA | No. | 4 |  |  |  |  | 12873.8 | 51495.2
99 |  | Foundation Bolt 25mm | Set | 27 |  |  |  |  | 200 | 5400
Scrap
1 | ZZ1Z001001 | Fire Fighting Foam type 50 Ltr | No. |  |  |  |  | 8 | 500 | 4000
2 |  | TF oil Empty oil drum | No. |  |  |  |  | 156 | 200 | 31200
3 |  | TF oil Empty oil drum | No. |  |  |  |  | 73 | 250 | 18250
4 |  | CO2 Type Fire Ext. 2.2 Kg. Capacity scrap | No. |  |  |  |  | 2 | 150 | 300
5 |  | CO2 Type Fire Ext. 4.5 Kg. Capacity scrap | No. |  |  |  |  | 4 | 300 | 1200
6 |  | CO2 Type Fire Ext. 9 Kg. Capacity scrap | No. |  |  |  |  | 2 | 675 | 1350
7 |  | CO2 Type Fire Ext. 22.5 Kg. Capacity scrap | No. |  |  |  |  | 2 | 1650 | 3300
8 |  | AFFF mechanical foam type 9 Ltr Capacity Fire Ext. Scrap | No. |  |  |  |  | 2 | 100 | 200
9 |  | Stored pressure type 10 Kg Capacity Fire Ext. Scrap | No. |  |  |  |  | 4 | 100 | 400
10 |  | Stored pressure type 10 Kg Capacity Fire Ext. Scrap | No. |  |  |  |  | 10 | 100 | 1000
11 |  | Stored pressure type 25 Kg Capacity Fire Ext. Scrap | No. |  |  |  |  | 4 | 250 | 1000
12 |  | (WTI) Scrap | No. |  |  |  |  | 1 | 50 | 50
13 |  | Oil Surge Relay Transformer Relay (Scrap) | No. |  |  |  |  | 1 | 500 | 500
14 |  | UB+0 type tower part galv. Damaged | Kg. |  |  |  |  | 70 | 40 | 2800
15 | YY0Y003005 | 300 AH Tubular lead acid battery cell 2 Volt | No. |  |  |  |  | 55 | 200 | 11000
16 | JJ0J005007 | 33 KV CB (Defective) | No. |  |  |  |  | 1 | 5000 | 5000
3778984.6181
|  | JE Name |  |  | AE Name |  |  |  | EE Name
|  | Shri Pawan Lohani |  |  | Shri Sunil Singh |  |  | Shri Manish Kumar Tamta
Name of Circle/ Zone :- Haldwani / Kumaon Name of Substation :- 132 KV S/s Pithoragarh
Name of Division:- O&M Almora Month : July 2025
Stock & T&P Material Up To : 22 April-2026 of Sri Anand Singh Gobari J.E. At 132 KV Substation Pithoragarh
S.n. | Item code | Item Description | Unit | Quantity |  |  |  |  | Book Value per Unit | Total Cost
|  |  |  | Useable | Unservicable | Obsolete | Non Moving | Scrap
1 | AA0A002001 | ACSR Conductor Moose | Km | 0.098 |  |  |  |  | 300000 | 29400
2 | AA0A004001 | ACSR Conductor Zebra Conductor in pieces | Mtr. | 65 |  |  |  |  | 100 | 6500
3 | BB0B002001 | 552.50 KVARCapacitor Cell suitable for2X5 MVAR CAPACITOR Bank | Nos | 1 |  |  |  |  | 115109 | 115109
4 | CC0C002010 | PVC Control Cable 6core | Km. | 0.065 |  |  |  |  | 120039.3 | 7802.5545
5 | CC0C002010 | PVC Control Cable 6core | Km. | 0.229 |  |  |  |  | 114793 | 26287.597
6 | CC0C002011 | PVC Control Cable 4 core | Km. | 0.065 |  |  |  |  | 88528 | 5754.32
7 | CC0C002013 | PVC Control Cable 2X2.5 sqmm copper | Mtr | 500 |  |  |  |  | 100.24 | 50120
8 | FF3F301036 | 66 KV Dismanteled Colum with Nuts & Bolts | MT | 2.492 |  |  |  |  | 55000 | 137060
9 | FF3F301040 | Galvanised Steelstructure with bolts & Nuts (01 No. Colum) | MT | 0.845 |  |  |  |  | 79980 | 67583.1
10 | FF4F401011 | Galvanised Nuts & Bolts-16x85 mm | No | 50 |  |  |  |  | 9.5 | 475
11 | FF4F401023 | Galvanised Nuts & Bolts-16x50 mm / 16 X 2"/5/8" | No | 964 |  |  |  |  | 7 | 6748
12 | FF6F601006 | GI Pack Washer- 16x8 mm | No | 91 |  |  |  |  | 3 | 273
13 | FF7F701004 | MS Earthing rod- 36 mm dia | kg | 141.9 |  |  |  |  | 30 | 4257
14 | FF9F902001 | Alimunium - Strip 25x3 mm | Mtr. | 37 |  |  |  |  | 15 | 555
15 | HH6H601004 | Jaws Finger of 132 KV Isolater | No. | 7 |  |  |  |  | 5788.5 | 40519.5
16 | HH8H801002 | Jaw of 33 KV Isolater | No. | 4 |  |  |  |  | 3206.38 | 12825.52
17 | HH8H801006 | 132/33 KV Jaw | No. | 5 |  |  |  |  | 3700 | 18500
18 | HH9H901017 | Old & Used Isolator Clamp for Double Panther conductor | No | 6 |  |  |  |  | 500 | 3000
19 | HH9H901020 | Heavy duty terminal connector 6 bolted for ACSR Dog conductor for 33 KV Isolator | No | 11 |  |  |  |  | 1163.38 | 12797.18
20 | II1I102004 | PG Clamp Moose- Panther 3 bolted type | No | 2 |  |  |  |  | 1190.62 | 2381.24
21 | II1I102004 | Old & Used PG Clamp Moose- Panther | No | 9 |  |  |  |  | 350 | 3150
22 | II1I103003 | PG Clamp Deer- Panther | No | 4 |  |  |  |  | 220 | 880
23 | II1I104002 | PG Clamp Zebra- Panther | No | 17 |  |  |  |  | 500 | 8500
24 | II1I104002 | Old & Used PG Clamp Zebra- Panther | No | 10 |  |  |  |  | 300 | 3000
25 | II1I104003 | PG Clamp Zebra- Dog with 16 mm dia 4 bolted type | No | 9 |  |  |  |  | 709.37 | 6384.33
26 | II1I105003 | PG Clamp Panther- Dog 3 bolted type | No | 7 |  |  |  |  | 1100.95 | 7706.65
27 | II1I106001 | PG Clamp Panther to Racoon with 13 mm dia 3 bolted type | No | 5 |  |  |  |  | 698 | 3490
28 | II2I204002 | C-wedge Clamp suitable for ACSR Zebra- Panther conductor | No | 6 |  |  |  |  | 3229.08 | 19374.48
29 | II8I807002 | Bolted Type Tension Fitting Moose Conductor | No | 4 |  |  |  |  | 3405 | 13620
30 | II8I807005 | Bolted Type Tension Fitting Panther | No | 4 |  |  |  |  | 1350 | 5400
31 | II8I807005 | Bolted Type Tension Fitting Panther | No | 6 |  |  |  |  | 3178 | 19068
32 | II8I807005 | Old & Used Bolted Type Tension Fitting Panther | No | 6 |  |  |  |  | 1500 | 9000
33 | JJ1J103005 | Tripping coil of 132 Kv SF6 Ckt. Breaker of AREVA make | No | 2 |  |  |  |  | 4653.5 | 9307
34 | JJ1J103005 | Tripping coil of 132 Kv SF6 Ckt. Breaker of ABB make | No | 2 |  |  |  |  | 5221 | 10442
35 | JJ1J105005 | Tripping coil 110 V DC forABB Breaker | No | 3 |  |  |  |  | 3961.15 | 11883.45
36 | JJ1J105005 | Tripping coil ABB Make | No | 2 |  |  |  |  | 6787.3 | 13574.6
37 | JJ1J105005 | Tripping coil 110 V DC for 33 KV BHEL Ckt. Breaker | No | 1 |  |  |  |  | 5003.2 | 5003.2
38 | JJ1J105007 | Closing coil 110V DC for ABB breaker | No | 5 |  |  |  |  | 3961.15 | 19805.75
39 | JJ1J105007 | Closing coil ABB Make | No | 3 |  |  |  |  | 6804.33 | 20412.99
40 | JJ1J105034 | Single phase Spring charge motor for 33 KV SF6 Ckt. Breaker CGL make | No | 1 |  |  |  |  | 30645 | 30645
41 | KK0K005001 | 33 KV Polymer Lightning Arrestor with surge counter | No | 1 |  |  |  |  | 20001 | 20001
42 | KK1K001007 | 132 KV Lightning Arrester counter | No | 2 |  |  |  |  | 11782.3 | 23564.6
43 | LL6L602002 | 1.5 Sq.mm Flexible wire roll (90 mtr. Each) | Nos. | 1 |  |  |  |  | 2944.1 | 2944.1
44 | MM3M301006 | Volt Meter | Nos. | 2 |  |  |  |  | 5835.1 | 11670.2
45 | MM3M302006 | Ampere Meter | Nos. | 3 |  |  |  |  | 5835.1 | 17505.3
46 | MM1M114005 | T&C selector switch | Nos. | 1 |  |  |  |  | 5245.1 | 5245.1
47 | MM1M108016 | 440 V,63 Amp TP Iron Clad Switch make Havells | Nos. | 1 |  |  |  |  | 7706.65 | 7706.65
48 |  | Energy meter | Nos. | 1 |  |  |  |  | 10215 | 10215
49 | QQ1Q106001 | Wire mesh fencing with four row barbed wire | Mtr. | 20 |  |  |  |  | 3972 | 79440
50 | SS1S104007 | Contactor 415V AC 220v ac 38 Amps. 440v with auxilary | Nos. | 2 |  |  |  |  | 5675 | 11350
51 | SS5S501003 | 63 Amp. 4 poleMCCB | Nos. | 10 |  |  |  |  | 7945 | 79450
52 | VV2V201002 | nitril gasket 10mm thickness | Sqmtr. | 5.28 |  |  |  |  | 2542.4 | 13423.872
53 | VV2V201003 | nitril gasket 8mm thickness | Sqmtr. | 7.7 |  |  |  |  | 2264.32 | 17435.264
54 | VV2V201005 | nitril gasket 6mm thickness | Sqmtr. | 6.48 |  |  |  |  | 2037.32 | 13201.8336
55 | VV3V301001 | ElectrolT/F oil as per Is 335:1993 | KL | 0.209 |  |  |  |  | 81213.5 | 16973.6215
56 |  | Transformer oil old & used(Centrifuged) | Ltr | 627 |  |  |  |  | 50 | 31350
57 | VV3V301007 | Empty Trasformer oil Drum | Nos. | 135 |  |  |  |  | 250 | 33750
58 |  | Transformer oil drums old &used | Nos | 3 |  |  |  |  | 250 | 750
59 | VV3V301003 | Stainless steel T/F Oil Sampling Container of 2 Ltr. Capacity | No | 6 |  |  |  |  | 13620 | 81720
60 | VV3V301004 | Stainless steel T/F Oil Sampling Container of 1 Ltr. Capacity | No | 3 |  |  |  |  | 10442 | 31326
61 | VV4V403002 | magnetic oil level guage | No | 1 |  |  |  |  | 16911.5 | 16911.5
62 | VV5V503002 | 132 KV three core CT having CT ratio 800/400/1A(Hepta care) | No | 1 |  |  |  |  | 105693 | 105693
63 | VV5V503013 | 145 KV CT 200/100/1A with terminal connector | Nos. | 3 |  |  |  |  | 73468 | 220404
64 | VV7V705005 | Junction Box for 33 KV CT | No | 1 |  |  |  |  | 6549 | 6549
65 | VV7V705005 | Junction Box for 33 KV PT | Nos. | 1 |  |  |  |  | 5133 | 5133
66 | II1I104001 | PG Clamp Zebra to Zebra Conductor | No | 1 |  |  |  |  | 1469 | 1469
67 | FF4F401043 | 12 mm Thickness 2.5 inches long GI Nuts & bolts with two washer | Nos. | 40 |  |  |  |  | 29.205 | 1168.2
68 |  | Aluminum cable 3.5 X 35 Sqmm | Km | 0.065 |  |  |  |  | 276592 | 17978.48
69 |  | 132 KV LA(Old & Used) | Nos | 1 |  |  |  |  | 1500 | 1500
70 |  | Online oil leakage Arrestor Kit | Nos | 1 |  |  |  |  | 35105 | 35105
71 |  | silica gel in blue colour crystal | Kg | 33 |  |  |  |  | 703.3 | 23208.9
72 |  | SF6 Gas | kg | 10 |  |  |  |  | 3876.3 | 38763
73 |  | 33 KV outdoor termination kit 3 X 300 sqmm | Nos | 1 |  |  |  |  | 69502 | 69502
74 |  | Galvnizing coating spraywith zinc of 400 ml pack | Nos | 19 |  |  |  |  | 1876.2 | 35647.8
75 |  | Old & used 20 MVA T/F (NGEF Make) | Nos | 1 |  |  |  |  | 3000000 | 3000000
Obselet & Scrap Material -
76 | AA0A004002 | Damaged ACSR Conductor Zebra Conductor in pieces | Mtr. |  |  |  |  | 66 | 40 | 2640
77 | JJ1J105019 | Defective Spring charge motor of 33 kv ckt. Breaker (ABB) | Nos. |  |  |  |  | 1 | 500 | 500
78 | YY0Y002005 | Battery set 110V, 60AH, old used and unserviceable | Set |  |  |  |  | 1 | 5000 | 5000
79 | YY1Y101006 | 02 V 300 AH Battery Cell Old & Used Damaged | Nos. |  |  |  |  | 10 | 500 | 5000
80 |  | Battery set 110V, 300 AH Tubular lead acid, old used and unserviceable | Set |  |  |  |  | 1 | 11000 | 11000
81 |  | CT Junction Box | Nos |  |  |  |  | 2 | 200 | 400
82 |  | PT Junction Box | Nos |  |  |  |  | 1 | 200 | 200
83 | VV8V810003 | 145KV C.V.T. ABB make | Nos |  |  | 3 |  |  | 80000 | 240000
84 | CC5C506002 | 11 KV Cable box XLPE 3X400 Sq.mm outdoor type | No. |  |  | 1 |  |  | 0 | 0
85 | NN9N906001 | 11KV, 630 A, 350 MVA ,V.C.B. incoming panel make C.G.L. | No. |  |  | 1 |  |  | 312567 | 312567
86 | NN9N906002 | 11KV, 630 A, 350 MVA,V.C.B. outgoing panel make C.G.L. | No. |  |  | 2 |  |  | 312567 | 625134
87 | NN9N906002 | 11KV, 630 A, 350 MVA ,V.C.B. bus coupler make C.G.L. | No. |  |  | 1 |  |  | 312567 | 312567
88 | VV7V705002 | Old & Used 33 KV PT (1Ph) | No. |  |  | 3 |  |  | 20000 | 60000
89 | VV5V505021 | Old & Used 33 KV CT 400/200/1 Amp,2 core | Nos. |  |  | 3 |  |  | 20000 | 60000
90 |  | Old and used 132 KV CT 400/200/100/1A (SCT make) | Nos |  |  | 3 |  |  | 15000 | 45000
91 |  | Old & used 145 Kv CVT (ABB Make) | Nos |  |  | 3 |  |  | 15000 | 45000
92 |  | Old & Used 33 KV Ckt. Breaker (VCB) ABB Make | Nos |  |  | 2 |  |  | 40000 | 80000
93 |  | Old & used 145 KV CVT Alstom Make | Nos |  |  | 3 |  |  | 15000 | 45000
94 |  | old & used 33 KV CT,(Ratio-400/200/1A) | Nos |  |  | 3 |  |  | 20000 | 60000
95 |  | old & used 33 KV CT,(Ratio-200/100/1A) | Nos |  |  | 3 |  |  | 20000 | 60000
96 |  | Old & Used 33 KV PT (1Ph) | Nos |  |  | 3 |  |  | 20000 | 60000
T&P at 132 KV Substation Pithoragarh
S.n. | Item code | Item Description | Unit | Quantity |  |  |  |  | Book Value per Unit | Total Cost
|  |  |  | Useable | Unservicable | Obsolete | Non Moving | Scrap
1 | PP4P402010 | Steel Almirah 1830x760x460 | No.s | 1 | [5 empty] | 0
2 | PP4P402013 | Steel Almirah 1280x760x415 | No.s | 1 | [5 empty] | 0
3 | PP4P425022 | Office table with drawer | No.s | 2 | [5 empty] | 0
4 |  | Aram Chair Cane back sheet | No.s | 4 | [5 empty] | 0
5 | PP4P406002 | Office rack solid top 760x930x315 | No.s | 1 | [5 empty] | 0
6 | PP4P411008 | Bench wooden firmed | No.s | 1 | [5 empty] | 0
7 | PP1P117012 | Socket set Taparia | No.s | 1 |  |  |  |  | 2800 | 2800
8 | PP1P119012 | Pipe Wrench18" | No.s | 1 |  |  |  |  | 375 | 375
9 | PP1P121001 | Slide/adjustable wrench 8" | No.s | 1 |  |  |  |  | 150 | 150
10 | PP2P205004 | Digital Multimeter (Small) | No.s | 1 |  |  |  |  | 450 | 450
11 | PP1P118009 | Screw Driver 12" | No.s | 1 |  |  |  |  | 50 | 50
12 |  | Nose Plier | No.s | 1 |  |  |  |  | 125 | 125
13 | PP1P116008 | BOX Spanner | No.s | 2 |  |  |  |  | 40 | 80
14 | PP1P1140020 | D/E Spanner 12x13 | No.s | 2 |  |  |  |  | 18 | 36
15 | PP1P114018 | D/E Spanner 14x15 | No.s | 2 |  |  |  |  | 21 | 42
16 | PP1P114017 | D/E Spanner 16x17 | No.s | 2 |  |  |  |  | 25 | 50
17 | PP1P114013 | D/E Spanner 18x19 | No.s | 2 |  |  |  |  | 31 | 62
18 | PP1P114011 | D/E Spanner 20x22 | No.s | 2 |  |  |  |  | 39 | 78
19 | PP1P115015 | Ring Spanner 12x13 | No.s | 2 |  |  |  |  | 35 | 70
20 | PP1P115016 | RIng Spanner 14x15 | No.s | 2 |  |  |  |  | 37 | 74
21 | PP1P115017 | Ring Spanner 16x17 | No.s | 2 |  |  |  |  | 44 | 88
22 | PP1P115018 | Ring Spanner 18x19 | No.s | 2 |  |  |  |  | 57 | 114
23 | PP1P115019 | Ring Spanner 20x22 | No.s | 2 |  |  |  |  | 67 | 134
24 | PP1P115020 | Ring Spanner 21x23 | No.s | 2 |  |  |  |  | 97 | 194
25 | PP4P426002 | Office table with with sun mica top 4.5'x3' | No.s | 1 |  |  |  |  | 1800 | 1800
26 | PP4P411004 | Office Chair with arm (S) model | No.s | 1 |  |  |  |  | 1000 | 1000
27 | DD0D001010 | Desck Top computer make-HCl | No.s | 1 |  |  |  |  | 26600 | 26600
28 | DD0D005007 | BiLangual key board | No.s | 1 |  |  |  |  | 153 | 153
29 |  | Internal modem(56kbps) | No.s | 1 |  |  |  |  | 187 | 187
30 | PP4P411010 | Office chair | No.s | 6 | [5 empty] | 0
31 | PP4P425020 | office table | No.s | 2 | [5 empty] | 0
32 | PP4P426015 | office table with sunmica top4'x2' | No.s | 1 | [5 empty] | 0
33 | PP4P402009 | Steel Almirah1860x760x430mm | No.s | 1 | [5 empty] | 0
34 | PP4P402020 | Steel Almirah (small) | No.s | 1 | [5 empty] | 0
35 | PP4P413002 | Charan Safe | No.s | 1 | [5 empty] | 0
36 | PP1P101006 | box 67x44x29 | No.s | 1 | [5 empty] | 0
37 | PP2P205001 | Multi meter make - Motwane | No.s | 1 |  |  |  |  | 6750 | 6750
38 | PP2P205001 | Multi meter make - Rishaabh | No.s | 1 |  |  |  |  | 6750 | 6750
39 | PP2P201001 | Tong Tester Make- Motwane | No.s | 1 |  |  |  |  | 10125 | 10125
40 | PP1P144006 | Discharge rod having 4.5 mtr. In 3peices1.5 mtr. Each &25 mtr.long cable | No.s | 1 |  |  |  |  | 13500 | 13500
41 | PP2P211001 | Vaccume cleanerMake-EurekaForbes | No.s | 1 |  |  |  |  | 11812 | 11812
42 | PP1P147006 | Hand Drill With all size bit Make-Bosch | No.s | 1 |  |  |  |  | 9900 | 9900
43 | PP1P126003 | Earth Tester Make -Waco | No.s | 1 |  |  |  |  | 9000 | 9000
44 | PP2P203002 | DC Load Tester | No.s | 1 |  |  |  |  | 11137 | 11137
45 | PP4P425021 | Table with both size drawer of size 5x3 feet | No.s | 1 |  |  |  |  | 15322.5 | 15322.5
46 | PP4P432005 | Computer table with one side drawer | No.s | 1 |  |  |  |  | 3972.5 | 3972.5
47 | PP4P403003 | Filling cabinet with four drawer of 52"x15"x27"(18-20Guage) | No.s | 1 |  |  |  |  | 12768.75 | 12768.75
48 | PP4P402018 | Almirah with five sleves | No.s | 2 |  |  |  |  | 12768.75 | 25537.5
49 | PP4P411008 | Steel bench with 3 seats | No.s | 1 |  |  |  |  | 9874.5 | 9874.5
50 | PP4P409022 | Low back Excutive chair | No.s | 1 |  |  |  |  | 5902 | 5902
51 | PP4P411012 | Vistor chair | No.s | 4 |  |  |  |  | 2724 | 10896
52 | PP4P412010 | Stool | No.s | 2 |  |  |  |  | 1135 | 2270
53 |  | Stroewell Plain Almirah | No.s | 1 |  |  |  |  | 27518.78 | 27518.78
54 |  | Multipurpose visitor chair(1007) | No.s | 6 |  |  |  |  | 6717.74 | 40306.44
55 |  | Table T9 | No.s | 1 |  |  |  |  | 29667.56 | 29667.56
Scrap T&P at 132 KV Substation Pithoragarh
1 |  | Mobile phone R-220 make -Samsung | Nos. |  |  |  |  | 1 | 0 | 0
2 | PP4P411003 | Office Chair without arm (S) model | No.s |  |  |  |  | 4 | 550 | 2200
3 | DD2D201005 | Mc Afee Anti virus | No.s |  |  |  |  | 1 | 900 | 900
4 | DD2D203003 | Ms office 2007 standard molp without media | No.s |  |  |  |  | 1 | 11036 | 11036
5 | DD1D102011 | Combo drive | No.s |  |  |  |  | 1 | 297 | 297
6 | DD0D004003 | TFT 39.5cm Monitor make HCL | No.s |  |  |  |  | 1 | 3330 | 3330
7 | DD1D101005 | UPS 1.0kva,/68vahmake-Uniline | No.s |  |  |  |  | 1 | 5157 | 5157
8 | PP2P204007 | Hand driven analog megger 5kv make-waco | No.s |  |  |  |  | 1 | 14062.5 | 14062.5
9 | PP2P204010 | Electronic Analog Megger5kv Make-Waco | No.s |  |  |  |  | 1 | 16312 | 16312
10 | DD0D007019 | Multi functionPrinter Samsung SCX4521F Sl.No.-8p67bacz801714b | No.s |  |  |  |  | 1 | 12733 | 12733
11 |  | Centrifuging machine 500galen capacity | No.s |  |  |  |  | 1 |  | 0
Stock material up to : 22 April 2026 of Sri Jitendra Joshi J.E. At 132 KV Sub Division Pithoragarh
S.n. | Item code | Item Description | Unit | Quantity |  |  |  |  | Book Value per Unit | Total Cost
|  |  |  | Useable | Unservicable | Obsolete | Non Moving | Scrap
1 | AA0A005001 | ACSR Panther Conductor | Mtr. | 271 |  |  |  |  | 82.5 | 22357.5
2 | AA0A005001 | ACSR panther conductor | KM | 1.3 |  |  |  |  | 82500 | 107250
3 | AA1A102001 | old & used 7/10 SWG earth wire in pieces | Kg | 42.65 |  |  |  |  | 10 | 426.5
4 | AA0A008001 | ACSR dog conductor | km | 0.99 |  |  |  |  | 85125 | 84273.75
5 | FF2F233012 | Template for “C” type tower | M.T. | 0.71 |  |  |  |  | 29841 | 21187.11
6 | FF2F233010 | Template for “B” type tower | M.T. | 0.666 |  |  |  |  | 27000 | 17982
7 | FF4F402123 | Hot dip galv. Flat washer 16*5 mm | No. | 1000 |  |  |  |  | 3.38 | 3380
8 | FF0F003011 | Galv. Tower parts for “C” type | M.T. | 9.8112 |  |  |  |  | 116905 | 1146978.336
9 | FF4F401027 | Galv. Nuts & bolts16*35 , W.T/Pcs.= 0.117kg | kg | 69.852 |  |  |  |  | 116.905 | 8166.0481
10 | FF4F401024 | Galv. Nuts & bolts16*40 , W.T/Pcs.= 0.125kg | kg | 28.625 |  |  |  |  | 116.905 | 3346.4056
11 | FF4F401025 | Galv. Nuts & bolts16*45 , W.T/Pcs.= 0.133kg | kg | 40.305 |  |  |  |  | 116.905 | 4711.856
12 | FF4F401023 | Galv. Nuts & bolts16*50 , W.T/Pcs.= 0.141kg | kg | 51.906 |  |  |  |  | 116.905 | 6068.0709
13 | FF4F401022 | Galv. Nuts & bolts16*55 , W.T/Pcs.= 0.149kg | kg | 5.372 |  |  |  |  | 116.905 | 628.0137
14 | FF4F401019 | Galv. Nuts & bolts16*60 , W.T/Pcs.= 0.157kg | kg | 0.310 |  |  |  |  | 116.905 | 36.2405
15 | FF4F401008 | Galv. Nuts & bolts16*175 , W.T/Pcs.= 0.417kg | kg | 85.352 |  |  |  |  | 116.905 | 9978.0756
16 | FF4F402104 | M 16 pack washer 6mm w.t/Pcs=0.034kg | kg | 4.9 |  |  |  |  | 116.905 | 572.8345
17 | FF4F402103 | M 16 pack washer 8mm w.t/Pcs=0.045kg | kg | 5.4 |  |  |  |  | 116.905 | 631.287
18 | FF4F402104 | M 16 pack washer 10mm w.t/Pcs=0.057kg | kg | 3.43 |  |  |  |  | 116.905 | 400.9841
19 | FF4F402105 | M 16*5 pack washer w.t/Pcs=0.011kg | kg | 8.687 |  |  |  |  | 116.905 | 1015.5537
20 | FF4F402139 | MS channel size 125*65 mm for top channel of SP-72 pole | M.T. | 0.386 |  |  |  |  | 73775 | 28477.15
21 | FF2F233003 | GI template B-type | M.T. | 3.587 |  |  |  |  | 76250 | 273508.75
22 | FF2F233005 | GI template C-type | M.T. | 4.065 |  |  |  |  | 76250 | 309956.25
23 | II5I501004 | Mid Span Joints | No. | 100 |  |  |  |  | 80 | 8000
24 | II5I502004 | Repair Sleeve for Panther | No. | 62 |  |  |  |  | 40 | 2480
25 | II5I501009 | Mid Span Joint for Earth wire | No. | 23 |  |  |  |  | 30 | 690
26 | II0I002002 | 120 KN silicon rubber/polymer disc insulator including cross arm & conductor end fitting | Nos. | 2 |  |  |  |  | 9363.75 | 18727.5
27 | II1I102004 | PG clamp moose to panther 4 bolted type | Nos. | 15 |  |  |  |  | 1475.5 | 22132.5
28 | II1I102001 | PG clamp moose to moose | Nos. | 15 |  |  |  |  | 2258.65 | 33879.75
29 | II0I002001 | disc insulator | Nos | 118 |  |  |  |  | 464 | 54752
30 | II0I004001 | 70 KN 11kv disc insulator | Nos | 555 |  |  |  |  | 300 | 166500
31 | II8I801005 | Tension Fitting (120Kn) for Panther conductor complete | Nos | 4 |  |  |  |  | 9555.64 | 38222.56
32 |  | Steel rope ½” dia best quality ISI mark | Mtr. | 280 |  |  |  |  | 355.95 | 99666
33 |  | Dismantled old & damaged tower parts | M.T. | 3.24947 |  |  |  |  | 29841 | 96967.4343
34 |  | MS angel size 65*65*6 mm for bracing of SP-72 pole | M.T. | 0.3574 |  |  |  |  | 79450 | 28395.43
35 |  | old & used tower parts | M.T. | 7.6325 |  |  |  |  | 29841 | 227761.4325
36 | FF2F233003 | Galvanized Template (2 Nos.) of B type tower including bolts,nuts & washers | MT | 1.3662 |  |  |  |  | 156751.2 | 214153.4894
37 | FF2F233005 | Galvanized Template (2 Nos.) of C type tower including bolts,nuts & washers | MT | 2.3904 |  |  |  |  | 156751.2 | 374698.0685
38 | FF2F233007 | Galvanized Template of Speciaal/C type tower including bolts,nuts & washers | MT | 2.1537 |  |  |  |  | 156751.2 | 337595.0594
39 | AA0A005001 | ACSR Panther Conductor in pieces | Kms | 7.437 |  |  |  |  | 294287.28 | 2188614.5014
40 |  | GS Earth wire7/10 SWG | Kms | 0.801 |  |  |  |  | 57806.43 | 46302.9504
41 | II8I802005 | Double Tension fitting for ACSR Panther Conductor suitable for 120 KN disc insulator | Sets | 13 |  |  |  |  | 6352.176 | 82578.288
42 |  | Pilot fitting forACSRR Panther conductor suitable for 70 KN disc insulator | Sets | 24 |  |  |  |  | 2064.292 | 49543.008
43 |  | Tension fitting for GS earth wire 7/10 SWG | Sets | 2 |  |  |  |  | 1058.696 | 2117.392
44 | II5I501004 | mid span compression joint for ACSR Panther conductor | Nos | 21 |  |  |  |  | 1164.5656 | 24455.8776
45 | II5I501009 | mid span compression joint for GS Earth wire 7/10 SWG | Nos | 5 |  |  |  |  | 476.4132 | 2382.066
46 | FF4F402184 | Flexible copper bond | Nos | 1 |  |  |  |  | 1164.5656 | 1164.5656
47 | II0I004001 | Disc insulator 70 KN | Nos | 121 |  |  |  |  | 289.0292 | 34972.5332
48 | AA0A006001 | AACSR conductor panther equivalent | Kms | 1.245 |  |  |  |  | 366729.274 | 456577.9461
49 |  | Modified earth wire (7/4 m.m.) | Kms | 1.199 |  |  |  |  | 110572.431 | 132576.3448
50 | II8I802006 | Double Tension fitting for Single AACSR Panther Conductor suitable for 160 KN disc insulator | Sets | 2 |  |  |  |  | 14484.5 | 28969
51 |  | mid span joint for AACSR panther conductor | Nos | 6 |  |  |  |  | 2655 | 15930
52 | II5I502005 | Repair sleevefor AACSR panther conductor | Nos | 6 |  |  |  |  | 1071.617 | 6429.702
53 |  | Vibration damper forAACSR panther conductor | Nos | 3 |  |  |  |  | 2912.7946 | 8738.3838
54 |  | MSJ for modifiedearth wire (7/4 m.m.) | Nos | 3 |  |  |  |  | 359.605 | 1078.815
55 |  | vibration damper for modified earth wire (7/4 m.m.) | Nos | 1 |  |  |  |  | 2414.28 | 2414.28
56 |  | Compression type tension fitting for modified earth wire (7/4 m.m.) | Sets | 1 |  |  |  |  | 2013.788 | 2013.788
57 | II0I001001 | 160 KN porcelain insulator | Nos | 7 |  |  |  |  | 1124.1506 | 7869.0542
Obselet & Scrap Material (Line)-
58 | AA0A005001 | Old used & damaged ACSR panther conductor | Mtr |  |  |  |  | 1904 | 50 | 95200
59 | AA0A008001 | old & used ACSR Dog conductor in pieces | Mtr |  |  |  |  | 2010 | 76.5 | 153765
60 |  | Banded & damaged tower parts | M.T. |  |  |  |  | 4.19 | 29841 | 125033.79
373998.79
T&P at 132 KV Substation Pithoragarh (Line)
S.n. | Item code | Item Description | Unit | Quantity |  |  |  |  | Book Value per Unit | Total Cost
|  |  |  | Useable | Unservicable | Obsolete | Non Moving | Scrap
1 | PP0P001004 | Bolted type come along clamp,7 bolts for ACSR Panther conductor | No.s | 2 |  |  |  |  | 6619.8 | 13239.6
2 | PP0P001013 | come along clamp,4 bolted type suitable for 7/10 SWG Earth wire, | No.s | 1 |  |  |  |  | 4590.2 | 4590.2
3 | PP0P021012 | Single sheave pulley open type of 5 ton capacity, | No.s | 2 |  |  |  |  | 3964.8 | 7929.6
4 | PP3P301001 | Helmet yellow | No.s | 2 |  |  |  |  | 342.2 | 684.4
5 | PP3P301005 | Safety belt PN 17 full body, | No.s | 2 |  |  |  |  | 2808.4 | 5616.8
6 |  | Hydraulic conductor cutter, | No.s | 1 |  |  |  |  | 46728 | 46728
7 | PP0P017021 | Steel rope endless sling 10 ton capacity 12 mm 1.5 Mtr, | No.s | 1 |  |  |  |  | 3410.2 | 3410.2
8 | PP0P017021 | Steel rope endless sling 10 ton capacity 12 mm 3 Mtr, | No.s | 1 |  |  |  |  | 6442.8 | 6442.8
Physical Verification of Stock Material at 132 KV S/S Sitarganj
Month Apr./2026
S. No. | Item code | Name of Item | Unit | Unit rate in Rs. | Useable |  | Unserviceable |  | Non-Moving |  | Obsolete |  | Scrap |  | Total Inventory Amt.
[5 empty] | Qty. | Total Amount in Rs. | Qty. | Total Amount in Rs. | Qty. | Total Amount in Rs. | Qty. | Total Amount in Rs. | Qty. | Total Amount in Rs.
1 | AA0A002002 | ACSR Moose Conductor(In bits) | Metre | 300 | 584 | 175200 | … | … | … | … | … | … | … | … | 175200
2 | AA0A002003 | Zebra Conductor Old& Used (In Bits) | No | 90 | 480 | 43200 | … | … | … | … | … | … | … | … | 43200
3 | AA0A002004 | ACSR Panther Conductor old &used(in bits) | Metre | 30 | 2640 | 79200 | .. | … | … | … | … | … | … | … | 79200
4 | AA0A002006 | ACSR wolf Conductor old &used(in bits) | mtr. | 30 | 80 | 2400 | … | … | … | … | … | … | … | … | 2400
5 | FF0F013006 | GI Angle of (different size) TD 30 B Type D/C Tower(old & used) | kg | 20 | 5800 | 116000 | … | … | … | … | … | … | … | … | 116000
6 | FF0F013013 | Double Circuit Dismantial Tower C+6 Type(Old & Used) | Kg. | 24.647 | 16955 | 417889.885 | … | … | … | … | … | … | … | … | 417889.885
7 | FF0F043003 | TD 30 B type tower stub setting templates (old used) | kg | 25 | 936 | 23400 | .. | .. | .. | .. | .. | .. | .. | .. | 23400
8 | FF0F043006 | Template foe 132 KV D/C C+9 Type Tower Lattice Structure Stub Template(Old& Used) | Mt | 97589.19 | 0.705 | 68800.3789 | … | … | … | … | … | … | … | … | 68800.3789
9 | FF4F402001 | AL Scrap | Kg | 120 | .. | .. | [6 empty] | 10 | 1200 | 1200
10 | II0I001003 | 120KN Disc insulator (old used) | No | 90 | 5 | 450 |  | … | … | … | … | … | … | … | 450
11 | II0I005001 | P.G. Clamp Zebra to Zebra( Old & Uded) | No | 150 | 27 | 4050 | … | … | … | … | … | … | … | … | 4050
12 | II0I008001 | P.G. Clamp for ACSR Wolf to Wolf Conductor | No | 696.2 | 3 | 2088.6 | … | … | … | … | … | … | … | … | 2088.6
13 | II1I101001 | Supply of C Wedge Clamp For AAAC Tarantulla - AAAC Tarantulla Conductor. | No | 4932.4 | 1 | 4932.4 | … | … | … | … | … | … | … | … | 4932.4
14 | II1I102001 | C Wedge clamp moose to moose | Nos | 3186 | 12 | 38232 | … | … | … | … | … | … | … | … | 38232
15 | II2I204002 | P.I.Clamp Single Moose | Nos | 1770 | 1 | 1770 | … | … | … | … | … | … | … | … | 1770
16 | II3I301004 | Mid Span joint for panther conductor | No | 1067.05 | 18 | 19206.9 | … | … | … | … | … | … | … | … | 19206.9
17 | II3I302004 | Repair Sleeve for ACSR Panther Conductor | No | 649 | 18 | 11682 | … | … | … | … | … | … | … | … | 11682
18 | II3I303004 | Vibration Dampers for ACSR Panther Conductor (Old& Used) | No | 30 | 3 | 90 | … | … | … | … | … | … | … | … | 90
19 | II3I305004 | Armrd rod for panther | Set | 1277.82 | 10 | 12778.2 | .. | … | … | … | … | … | … | … | 12778.2
20 | II4I404004 | Rigid Spacer for ACSR Moose | Nos | 1298 | 32 | 41536 | … | … | … | … | … | … | … | … | 41536
21 | II5I501010 | Tension clamp for earth wire 7/10 SWG | No | 1105.75 | 8 | 8846 | … | … | … | … | … | … | … | … | 8846
22 | II5I504002 | Single Suspension bolted type fitting (120 KN) Twin moose | sets | 6962 | 3 | 20886 | … | … | … | … | … | … | … | … | 20886
23 | II5I504004 | Suspention Clamp for ACSR Zebra conductor (Old& Used) | No | 160 | 4 | 640 | … | … | … | … | … | … | … | … | 640
24 | II5I504005 | Single Suspention fitting for ACSR panther conductor | No | 4653.92 | 4 | 18615.68 | … | … | … | … | … | … | … | … | 18615.68
25 | II5I504010 | Suspension fitting for GS Earth wire 7/10 SWG | Set | 1669.7 | 6 | 10018.2 | … | … | … | … | … | … | … | … | 10018.2
26 | II5I507004 | Gun Fitting Zebra conductor (Old & Used) | No | 300 | 18 | 5400 | … | … | … | … | … | … | … | … | 5400
27 | JJ3J301007 | 132 KV Feeder Trip coil/Close coil ( CGL Breaker) | No. | 0 | 4 | 0 | … | … | … | … | … | … | … | … | 0
28 | JJ3J301007 | Tripping/Closing Coil 132 KV ABB CB | No. | 3916 | 3 | 11748 | … | … | … | … | … | … | … | … | 11748
29 | JJ3J301009 | Circuit Breaker control switch | No. | 2459 | 4 | 9836 | … | … | … | … | … | … | … | … | 9836
30 | JJ5J501010 | Spring charge motor | No. | 12267 | 2 | 24534 | … | … | … | … | … | … | … | … | 24534
31 | JJ7J701010 | Density monitor switch | No. | 0 | 1 | 0 | … | … | … | … | … | … | … | … | 0
32 | JJ7J702003 | Contactor for spring charge motor CGL Breaker | No. | 7882.5 | 2 | 15765 | … | … | … | … | … | … | … | … | 15765
33 | JJ7J707001 | Sulphur Hex Fluoride (SF-6) Gas . | KG | 5830.82 | 10 | 58308.2 | … | … | … | … | … | … | … | … | 58308.2
34 | JJ7J707005 | SF6 Gas Empty Cylinder | No. | 0 | 2 | 0 | … | … | … | … | … | … | … | … | 0
35 | JJ8J801002 | 33 KV CB Connector with AAAC Tarantulla conductor . | No | 1410.1 | 2 | 2820.2 | … | … | … | … | … | … | … | … | 2820.2
36 | KK0K003001 | 132 Lighting Arrester(Old& Used) | No | 800 | 1 | 800 | … | … | … | … | … | … | … | … | 800
37 | KK0K005001 | 33 Kv LA Old& Used | No | 2000 | 1 | 2000 | … | … | … | … | … | … | … | … | 2000
38 | PP0P001001 | Single Testionbolted type Fitting twin moose conductorWith 350 mmY strap | sets | 11682 | 3 | 35046 | … | … | … | … | … | … | … | … | 35046
39 | PP2P220003 | 1200 MM Ceiling fans (Defective & Scrap) | No | 150 | … | .. | [6 empty] | 11 | 1650 | 1650
40 | QQ1Q102001 | Fencing Scrap | Kg | 15 | 330 | 4950 | … | … | … | … | … | … | … | … | 4950
41 | SS3S301006 | Aluminium alloy made isolator Female Arm assambly of HCB 132 KV Volatge Level 1200 Ampere current . | No | 19116 | 3 | 57348 | … | … | … | … | … | … | … | … | 57348
42 | SS3S301006 | Aluminium alloy made isolator Female Arm assambly of HCB isolator with good and heavy duty copper finger complete in all respect suitable for isolator of 145 KV voltage level, 1200 ampere current ( as per sample. ) | No | 19057 | 2 | 38114 | … | … | … | … | … | … | … | … | 38114
43 | SS3S301007 | Aluminium alloy made isolator Male Arm assambly of HCB 132 KV Volatge Level 1200 Ampere current | No | 19470 | 3 | 58410 | … | … | … | … | … | … | … | … | 58410
44 | SS3S301007 | Aluminium alloy made isolator Male Arm assambly of HCB isolator with good and heavy duty copper finger complete in all respect suitable for isolator of 145 KV voltage level, 1200 ampere current ( as per sample.) | No | 19883 | 2 | 39766 | … | … | … | … | … | … | … | … | 39766
45 | SS3S301011 | Rotatary Bearing for 132 KV Isolator | No. | 0 | 3 | 0 | … | … | … | … | … | … | … | … | 0
46 | SS3S301016 | 145 KV Post insulator | No. | 15000 | 3 | 45000 | … | … | … | … | … | … | … | … | 45000
47 | SS5S501006 | 33 KV isolator terminal pad Connector suitable for single AAAC Tarantulla conductor | No | 1174.1 | 1 | 1174.1 | … | … | … | … | … | … | … | … | 1174.1
48 | SS5S501009 | 132 KV Isolator Clamp Single Moose | Nos | 2242 | 4 | 8968 | … | … | … | … | … | … | … | … | 8968
49 | SS5S501015 | Isolater Clamp Zebra Conductor (Old& Used) | No | 180 | 8 | 1440 | … | … | … | … | … | … | … | … | 1440
50 | SS5S501017 | 132 KV isolator clamp ACSR Panther conductor. | No | 1286.2 | 2 | 2572.4 | … | … | … | … | … | … | … | … | 2572.4
51 | TT1T101029 | Log sheet register .32 Pages. | No | 914.92 | 12 | 10979.04 | … | … | … | … | … | … | … | … | 10979.04
52 | VV1V103015 | 40 MVA T/F HV Side Bushing clamp For Zebra conductor | No | 1298 | 1 | 1298 | … | … | … | … | … | … | … | … | 1298
53 | VV1V103016 | 40 MVA T/F LV Side Bushing clamp For Tarantula conductor | No | 1593.73 | 2 | 3187.46 | … | … | … | … | … | … | … | … | 3187.46
54 | VV1V103045 | 132 KV CB Pad Connector with ACSR Zebra conductor | No | 1410.1 | 2 | 2820.2 | … | … | … | … | … | … | … | … | 2820.2
55 | VV2V202005 | Standard quality transparent silica gel breather 8Kg capacity as per sample | No | 10145.64 | 1 | 10145.64 | … | … | … | … | … | … | … | … | 10145.64
56 | VV2V202007 | Standard quality transparent silica gel breather 5 Kg capacity as per sample | No | 7430.46 | 1 | 7430.46 | … | … | … | … | … | … | … | … | 7430.46
57 | VV2V204001 | EHV Grade Transformer Oil | Kg. | 73.16 | 404 | 29556.64 | … | … | … | … | … | … | … | … | 29556.64
58 | VV2V204007 | T/F oil Empty Drums | No | 250 | .. | … | [6 empty] | 40 | 10000 | 10000
59 | VV2V207002 | Winding temrature indicator 0-120 *C 40 MVA T/F | No | 58764 | 1 | 58764 | … | … | … | … | … | … | … | … | 58764
60 | VV2V209001 | PRV For 40 MVA T/F | No. | 22132.5 | 2 | 44265 | … | … | … | … | … | … | … | … | 44265
61 | VV3V303002 | 132 kv CT Damaged & Burned (01.02.2021) Rece. Back Scrap | No | 2200 | .. | .. | .. | .. | .. | .. | .. | .. | 1 | 2200 | 2200
62 | VV3V303006 | 132 KV 200/100/1,1,1 Amp CT old & Used | No. | 50000 | 1 | 50000 | … | … | … | … | … | … | … | … | 50000
63 | VV3V303006 | 132 KV CT 200/100/1A 0.2 class | No | 193800 | 1 | 193800 | … | … | … | … | … | … | … | … | 193800
64 | VV3V305004 | 33 KV CT 800/400/111 | No. | 55501.5 | 1 | 55501.5 | … | … | … | … | … | … | … | … | 55501.5
65 | VV3V305004 | 33 KV CT Defective Scrap(old & Used) | No | 2000 | 1 | 2000 | … | … | … | … | … | … | … | … | 2000
66 | VV5V406003 | Supply of powder coted 45*30*15 cm matellic junction box of 16 gauge sheet including din rail for 45 connectors | No. | 10207 | 4 | 40828 | … | … | … | … | … | … | … | … | 40828
67 | VV5V406008 | CT junction box terminal link. | No. | 146.32 | 170 | 24874.4 | … | … | … | … | … | … | … | … | 24874.4
68 | VV5V407012 | 33 KV CT terminal Connector rod with AAAC Tarantulla conductor . | No | 1410.1 | 1 | 1410.1 | … | … | … | … | … | … | … | … | 1410.1
69 | VV5V407018 | 132 KV CT terminal Connector ACSR zebra conductor. | No | 1168.2 | 1 | 1168.2 | … | … | … | … | … | … | … | … | 1168.2
70 | VV5V407028 | 33kv one side 13 mm grove with cu sleeve ct clamp other side panther conductor | No | 1416 | 2 | 2832 | … | … | … | … | … | … | … | … | 2832
71 | VV6V505001 | 3-Phase 33KV110 Volt PT (Old& Used) | No | 800 | 2 | 1600 | … | … | … | … | … | … | … | … | 1600
72 | VV6V505002 | PT (Potential Transformer )Single Phase 33 KV/110 Volt | No | 5000 | 1 | 5000 | … | … | … | … | … | … | … | … | 5000
73 | VV6V507003 | Old& Used 145 KV CVT 3 Core Accurecy Class .5 132 KV /110Volt132 KV CVT(Received Back from to switch yard) | No | 1500 | 2 | 3000 | … | … | … | … | … | … | … | … | 3000
74 | VV6V507003 | Old& Used 145 KV CVT 3 Core Accurecy Class .2 132 KV /110Volt132 KV CVT(Received Back from to switch yard) | No | 1500 | 1 | 1500 | … | … | … | … | … | … | … | … | 1500
75 | VV6V601005 | PT junction box terminal link. | No. | 116.82 | 150 | 17523 | … | … | … | … | … | … | … | … | 17523
76 | VV7V701010 | 33kv PT Clamp for panther conductor | No | 531 | 4 | 2124 | … | … | … | … | … | … | … | … | 2124
77 | YY0Y003005 | 2 Volt 300 AH 10 Hr.LeadAcod Cells | No | 50 | .. | … | … | … | … | … | … | … | 55 | 2750 | 2750
78 | YY1Y102002 | 110 Volt D.C. Charger Make Caldyne Automatics LTD | No | 5000 | … | …. | …. | …. | …. | …. | …. | …. | 1 | 5000 | 5000
79 |  | 132 KV 500/250/1,1,1 Amp CT old & Used18.04.2026 Receved Back Swith Yard | No | 5000 | 1 | 5000 | …. | …. | …. | …. | …. | …. | …. | …. | 5000
80 |  | 132 KV 500/250/1,1,1 Amp CT Burned & Scrap18.04.2026 Receved Back Swith Yard | No | 2000 | … | … | …. | …. | …. | …. | …. | …. | 2 | 4000 | 4000
81 | PP4P412002 | Iron packing case scrap (old& Used) | kg | 20 | 225 | 4500 | … | … | … | … | … | … | … | … | 4500
[6 empty] | 2127019.7839 | [7 empty] | 26800 | 2153819.7839
Total (in Rs) | [5 empty] | Total Amt. of Useable |  | Total Amt. of Unserviceable |  | Total Amt. of Non. Moving |  | Total Amt. of Obsolete |  | Total Amt. of Scrap | Total Inventory Amt.
[6 empty] | 2127019.7839 | [7 empty] | 26800 | 2153819.7839
[10 empty] | Singnature of J.E. |  |  |  | Date:-
[10 empty] | Singnature of A.E. |  |  |  | Date:-
[10 empty] | Singnature of E.E. |  |  |  | Date:-