## Inventory Substation
Name of Circle/Zone:- 400KV ETC, Kashipur | [5 empty] | Name of Substation:- 400KV S/s, Kashipur
Name of Division:- 400KV O&M Division, Kashipur | [7 empty] | Month of March-2026
SR. No. | Item Code | Item Description | Unit | Quantity |  |  |  |  | Book Value (In Rs.) | Total Amount (In Rs.)
|  |  |  | Useable | Unserviceable | Obsolete | Non-Moving | Scrap
1 | HH4H405002 | Female arm 400KV | Set | 2 |  |  |  |  | 68653.02 | 137306.04
2 | JJ1J103013 | Overhauling Kit 145KV CB for 3 pole | No. | 1 |  |  |  |  | 100600 | 100600
3 | KK0K003001 | 132KV L.A. terminal | No. | 17 |  |  |  |  | 1293.75 | 21993.75
4 | VV2V204001 | Terminal connector 420KV HV bushing. | No. | 5 |  |  |  |  | 3232.48 | 16162.4
5 | VV2V204002 | Terminal connector 245KV LV bushing. | No. | 3 |  |  |  |  | 3126.92 | 9380.76
6 | VV4V402001 | WTI | No. | 2 |  |  |  |  | 64762.5 | 129525
7 | VV4V401001 | OTI | No. | 2 |  |  |  |  | 64762.5 | 129525
8 | OI | 400KV Single suspension fitting, hardware with single anchoring point and complete with all hardware accessories with suspension clamp, d-shackle, corona ring etc. suitable for twin ACSR Moose conductor with sub-conductor spacing of 450mm | [7 empty] | 0
|  | (a) With thorough type suspension clamp | No. | 1 |  |  |  |  | 0 | 0
|  | (b) With drop type clamp | No. | 2 |  |  |  |  | 0 | 0
9 | OI | 220KV Double Tension Fitting with double anchoring point and complete with all hardware accessories viz. tension clamp, d-shackle, corana ring etc. suitable for quad moose Conductor with sub-condutor spacing of 250mm | [7 empty] | 0
|  | (a) With turn buckle | No. | 2 |  |  |  |  | 0 | 0
|  | (b) Without turn buckle | No. | 2 |  |  |  |  | 0 | 0
10 | OI | Insulator hardware with double anchoring point and complete with all hardware accessories viz. tension clamp, d-shackle etc. suitable for single ACSR Moose Conductor | [7 empty] | 0
|  | (a) With turn buckle (Per Conductor) | No. | 1 |  |  |  |  | 0 | 0
|  | (b) Without turn buckle (Per Conductor) | No. | 1 |  |  |  |  | 0 | 0
11 | OI | 420/215 KV system terminal connector to suit twin moose ACSR on CT | No. | 1 |  |  |  |  | 8512.5 | 8512.5
12 | OI | 420/215 KV system terminal connector to suit twin moose ACSR on CVT | No. | 20 |  |  |  |  | 4522.56 | 90451.2
13 | OI | Multifunction Timer for 132KV CB. | No. | 2 |  |  |  |  | 6810 | 13620
14 | OI | Single suspension fitting to suit for ACSR moose. | No. | 5 |  |  |  |  | 5731.75 | 28658.75
15 | OI | Double suspension fitting for twin moose. | No. | 7 |  |  |  |  | 15759.4 | 110315.8
16 | OI | 245KV Connector 4" Al. Tube to ACSR Moose. | No. | 8 |  |  |  |  | 3516.23 | 28129.84
17 | OI | 245KV Connector 4" Al. Tube to Isolator. | No. | 7 |  |  |  |  | 2551.48 | 17860.36
18 | OI | 245KV Connector Twin moose to Isolator. | No. | 8 |  |  |  |  | 3002.07 | 24016.56
19 | OI | 245KV Connector for ACSR Moose. | No. | 8 |  |  |  |  | 2947.56 | 23580.48
20 | OI | Terminal connector for Nuetral bushing. | No. | 4 |  |  |  |  | 1759.25 | 7037
21 | OI | 245KV connector Al tube to isolator (2500A) | No. | 4 |  |  |  |  | 9477.25 | 37909
22 | OI | 245KV connector Al tube to isolator (1600A) | No. | 2 |  |  |  |  | 10215 | 20430
23 | OI | Clamp 4" AL tube to BPI | No. | 2 |  |  |  |  | 1613.97 | 3227.94
24 | OI | 245KV isolator clamp(2500A) | No. | 5 |  |  |  |  | 2605.96 | 13029.8
25 | OI | 245KV isolator clamp(1600A) | No. | 3 |  |  |  |  | 4369.75 | 13109.25
26 | OI | 245KV clamp AL tube to Breaker | No. | 2 |  |  |  |  | 4644.42 | 9288.84
27 | OI | 245KV Twin moose clamp | No. | 1 |  |  |  |  | 4535.46 | 4535.46
28 | OI | 400KV Terminal Connector moose to moose | No. | 2 |  |  |  |  | 3847.65 | 7695.3
29 | OI | 400KV universal terminal connector twin moose to isolator | No. | 3 |  |  |  |  | 9080 | 27240
30 | OI | 400KV universal terminal connector twin moose to LA | No. | 2 |  |  |  |  | 8732.69 | 17465.38
31 | OI | 400KV expen.terminal connector 4" AL tube to CB | No. | 3 |  |  |  |  | 10550.96 | 31652.88
32 | OI | 400KV rigid terminal connector 4" AL tube to isolator | No. | 3 |  |  |  |  | 6687.42 | 20062.26
33 | OI | Inter terminal connector 4" AL tube to twin moose | No. | 2 |  |  |  |  | 8853 | 17706
34 | OI | 245KV, 2000A male arm (PR Engg.make) | No. | 2 |  |  |  |  | 7377.5 | 14755
35 | OI | 245KV, 2000A female arm (PR Engg.make) | No. | 2 |  |  |  |  | 7945 | 15890
36 | OI | Discharge Counter | No. | 2 |  |  |  |  | 11066.2 | 22132.4
37 | OI | 400KV Terminal Connector CT | No. | 4 |  |  |  |  | 4408.25 | 17633
38 | OI | Buchholz relay with gas collection device | No. | 2 |  |  |  |  | 29143.12 | 58286.24
39 | OI | Expansion bellow 200N.B | No. | 2 |  |  |  |  | 14571.56 | 29143.12
40 | OI | Expansion bellow 80N.B | No. | 2 |  |  |  |  | 6476.25 | 12952.5
41 | OI | Universal connector 245KV quard moose | No. | 8 |  |  |  |  | 14140.75 | 113126
42 | OI | Rigid 4" Al. to isolator clamp | No. | 6 |  |  |  |  | 11152.3 | 66913.8
43 | OI | Male arm 245KV, 2500A | Set | 3 |  |  |  |  | 71133.6 | 213400.8
44 | OI | Female arm 245KV, 2500A | Set | 3 |  |  |  |  | 71133.6 | 213400.8
45 | OI | 400KV counter balance spring | No. | 5 |  |  |  |  | 2808 | 14040
46 | OI | 145KV counter balance spring | No. | 3 |  |  |  |  | 2808 | 8424
47 | OI | 245KV twin CT connector | No. | 4 |  |  |  |  | 19481.8 | 77927.2
48 | OI | Through type clamp | No. | 13 |  |  |  |  | 1693.3 | 22012.9
49 | OI | Flexible clamp for isolator | No. | 2 |  |  |  |  | 6413.3 | 12826.6
50 | OI | 245KV inter connector to suit 4" IPS AL. tube to isolator (2500Amp.) with GI nut bolt | No. | 3 |  |  |  |  | 7142.54 | 21427.62
51 | OI | 245KV inter connector to suit 4" IPS AL. tube to isolator (1600Amp.) with GI nut bolt | No. | 8 |  |  |  |  | 3764.2 | 30113.6
52 | OI | 245KV universal type connector suit to twin moose to CT with GI nut bolt | No. | 7 |  |  |  |  | 4938.3 | 34568.1
53 | OI | 245KV Universal type connector suit to BPI to 4" Al.tube with circuit breaker with GI nut bolt | No. | 8 |  |  |  |  | 3221.4 | 25771.2
54 | OI | C-wegde connector for ACSR moose | No. | 150 |  |  |  |  | 1758.2 | 263730
55 | OI | 145KV transformer bushing connector suitable for ACSR moose conductor | No. | 3 |  |  |  |  | 5413.84 | 16241.52
56 | OI | Rigid clamp of isolator | No. | 7 |  |  |  |  | 5515.32 | 38607.24
57 | OI | 420KV aluminium universal terminal connector | No. | 4 |  |  |  |  | 15190.14 | 60760.56
58 |  | Control cable 14cx2.5sqmm. | Km. | 1 |  |  |  |  | 617394 | 617394
59 | OI | Ms round 40mm dia | MT. | 3 |  |  |  |  | 79251.38 | 237754.14
60 | OI | Expansion type terminacl connecotr 4" AL tube to isolator | No. | 4 |  |  |  |  | 17700 | 70800
61 | OI | 220V DC close/trip electromagnet coil | No. | 6 |  |  |  |  | 12630.72 | 75784.32
62 | OI | 245KV (5Core) Current Transformer(1PH.) 1600/800/1A with junction box. | No. | 1 |  |  |  |  | 403307.41 | 403307.41
63 | OI | 400KV male arm assembly with corona ring. | No. | 3 |  |  |  |  | 107329.26 | 321987.78
64 | OI | 400KV female arm assembly with corona ring. | No. | 3 |  |  |  |  | 124014.46 | 372043.38
65 | OI | 630A, 3P, ACB without release. | No. | 1 |  |  |  |  | 336292.92 | 336292.92
66 | OI | Exp. connector 4" AL tube to circuit breaker | No | 3 |  |  |  |  | 11440.1 | 34320.3
67 | OI | PG clamp moose to moose with G.I. nut bolt washer | No. | 9 |  |  |  |  | 1922.22 | 17299.98
68 | OI | PG clamp panther to panther with G.I. nut bolt washer | No. | 11 |  |  |  |  | 1721.62 | 18937.82
69 | OI | PG clamp moose to panther with G.I. nut bolt washer | No. | 9 |  |  |  |  | 2015.44 | 18138.96
70 | OI | T-clamp for G-Nandy make 132KV isolator dia 20mm. with G.I. nut bolt washer | No. | 15 |  |  |  |  | 2179.46 | 32691.9
71 | OI | 160MVA transformer 33KV bushing | No. | 1 |  |  |  |  | 151882.81 | 151882.81
72 | OI | 160MVA transformer 220KV HV side bushing | No. | 1 |  |  |  |  | 468342 | 468342
73 | OI | 132KV LV side bushings (160MVA T/F) | No. | 1 |  |  |  |  | 304422.3 | 304422.3
74 | OI | Connector rigid type for CT | No. | 6 |  |  |  |  | 11446 | 68676
75 | OI | Connector rigid type for CVT/LA | No. | 4 |  |  |  |  | 11682 | 46728
76 | OI | SF-6 gas | Kg. | 22.5 |  |  |  |  | 3864.5 | 86951.25
77 | OI | 6CX2.5 Sqmm. Control cable | Km. | 1 |  |  |  |  | 321768.3 | 321768.3
78 | OI | Catch gear opening assembly | No. | 1 |  |  |  |  | 229211.85 | 229211.85
79 | OI | Closing latch assembly | No. | 2 |  |  |  |  | 231521.74 | 463043.48
80 | OI | Proximity switch | No. | 1 |  |  |  |  | 47286.53 | 47286.53
81 | OI | 245KV expansion type AAAC conductor clamp 4" Al. tube to isolator | No. | 4 |  |  |  |  | 13178.24 | 52712.96
82 | OI | 245KV System rigid type connector suit to 4" IPS AL. tube to tandem Isolator | No. | 5 |  |  |  |  | 10196.38 | 50981.9
83 | OI | 245KV Al. clamp for 4" Al. tube to BPI | No. | 2 |  |  |  |  | 6313 | 12626
84 | OI | Transformer oil | Ltr. | 3344 |  |  |  |  | 170.472 | 570058.368
85 | OI | 400KV CB Auxiliary Contactor 220VDC | No. | 3 |  |  |  |  | 8022.63 | 24067.89
86 | OI | 400KV CB Closing Coil 220V DC | No. | 3 |  |  |  |  | 13980.19 | 41940.57
87 | OI | 400KV CB Tripping Coil 220V DC | No. | 6 |  |  |  |  | 27960.38 | 167762.28
88 | OI | 400KV CB Anti-Pumping Relay (PLA RELAY OR CONTRACTOR) | No. | 1 |  |  |  |  | 23830.24 | 23830.24
89 | OI | 400KV CB Spring Charging Motor | No. | 1 |  |  |  |  | 24619.5 | 24619.5
90 | OI | 400KV CB Gas Density Switch | No. | 1 |  |  |  |  | 106380.54 | 106380.54
91 | OI | 220KV CB Auxiliary Contactor 220VDC | No. | 3 |  |  |  |  | 8022.63 | 24067.89
92 | OI | 220KV CB Closing Coil 220V DC | No. | 3 |  |  |  |  | 13980.19 | 41940.57
93 | OI | 220KV CB Tripping Coil 220V DC | No. | 6 |  |  |  |  | 27960.38 | 167762.28
94 | OI | 220KV CB Anti-Pumping Relay (PLA RELAY OR CONTRACTOR) | No. | 1 |  |  |  |  | 23830.24 | 23830.24
95 | OI | 220KV CB Spring Charging Motor | No. | 1 |  |  |  |  | 24619.5 | 24619.5
96 | OI | 220KV CB Gas Density Switch | No. | 1 |  |  |  |  | 106380.54 | 106380.54
97 | OI | 220KV CB Ratchet Wheel Assembly | No. | 1 |  |  |  |  | 102440.52 | 102440.52
98 | OI | 220KV CB Auxiliary Switch 5NO+5NC | No. | 1 |  |  |  |  | 31707.78 | 31707.78
99 | OI | 245KV male arm assembly with double stud (Capital) | No. | 12 |  |  |  |  | 89503 | 1074036
100 | OI | 245KV female arm assembly with double stud (Capital) | No. | 12 |  |  |  |  | 89503 | 1074036
101 | OI | 420KV CVT with JB (Capital) | No. | 1 |  |  |  |  | 697970 | 697970
102 | OI | 420KV 5C CT 2000/1000/1Amp. 0.2S A class with JB (Polymer type) (Capital) | No. | 2 |  |  |  |  | 1305080 | 2610160
103 | OI | 245KV 5C CT 1000/500/1Amp. 0.2S A class with JB (Polymer type) (Capital) | No. | 1 |  |  |  |  | 644280 | 644280
104 | OI | 245KV 5C CT 1000/500/1Amp. with JB (Capital) | No. | 2 |  |  |  |  | 725700 | 1451400
105 | OI | 145KV 5C CT 1000/500/1Amp. with JB (Capital) | No. | 2 |  |  |  |  | 357327.6 | 714655.2
106 | OI | 145KV CVT with JB (Capital) | No. | 3 |  |  |  |  | 450170 | 1350510
107 | OI | 120KV Surge Arrestor (Capital) | No. | 3 |  |  |  |  | 130862 | 392586
108 | OI | 245KV isolator (3-P) with 2 earthswitch (Capital) | No. | 2 |  |  |  |  | 1002587 | 2005174
109 | OI | 245KV isolator (3-P) without earthswitch (Tandem) (Capital) | No. | 2 |  |  |  |  | 823817 | 1647634
110 | OI | 245KV CT (old and used/Dismantle) | No. | 1 |  |  |  |  | 1000 | 1000
111 | OI | 400KV CVT (old and Used) | No. | 2 |  |  |  |  | 700 | 1400
112 | OI | 245 CT 1600/800/1Amp. (old and used oil sepage make Heptacare). | No. | 1 |  |  |  |  | 500 | 500
113 | OI | 245KV Capacitive voltage transformer(old &used ABB). | No. | 6 |  |  |  |  | 400 | 2400
114 | OI | 245KV CT 1000/500/1Amp. (old and used, ABB). | No. | 1 |  |  |  |  | 500 | 500
115 | OI | Chiller Pump 5HP (old and used) | No. | 1 |  |  |  |  | 1100 | 1100
116 | OI | 2V, 800Ah battery bank cell (old and used) | No. | 108 |  |  |  |  | 35 | 3780
117 | OI | ACB 1000Amp. LT panel (old and used) | No. | 3 |  |  |  |  | 2000 | 6000
118 | OI | ACB 630Amp. LT panel (old and used) | No. | 2 |  |  |  |  | 2000 | 4000
119 | OI | 145KV CT 1000/500/1 Amp. (old and used) | No. | 2 |  |  |  |  | 500 | 1000
120 | OI | 400KV CT 2000/1000/1 Amp. (old and used) | No. | 3 |  |  |  |  | 600 | 1800
121 | OI | Aluminium scrap male and female arm of isolator (old and used) | Kg. | 40 |  |  |  |  | 15 | 600
122 | OI | 245KV 1600/800/1Amp. (old and used) CT | No. | 3 |  |  |  |  | 500 | 1500
123 | OI | 245KV CVT (old and used) | No. | 3 |  |  |  |  | 400 | 1200
124 | OI | 245KV 1600/1000/1Amp. CT (old and used mkg bay) | No. | 3 |  |  |  |  | 500 | 1500
125 | OI | Isolator male and female melted assembly | Kg. | 60 |  |  |  |  | 15 | 900
126 | OI | 2V800Ah cell (old and used) B/B-II | No. | 108 |  |  |  |  | 35 | 3780
127 | OI | 100KVA isolation transformer (old, used and underated) | No. | 3 |  |  |  |  | 50000 | 150000
128 | OI | Deluge valve 150mm dia (old and damaged) | No. | 2 |  |  |  |  | 1000 | 2000
129 | OI | Deluge valve 100mm dia (old and damaged) | No. | 2 |  |  |  |  | 700 | 1400
130 | OI | 145KV 5C CT 1000/500/1Amp. (old and used) | No. | 1 |  |  |  |  | 500 | 500
131 | OI | 145KV CT (old and used) | No. | 4 |  |  |  |  | 500 | 2000
Total Useable | [9 empty] | 22718207.948
1 | OI | 145KV C.T. 1000/500/1A | No. |  |  | 6 |  |  | 106280 | 637680
2 | OI | Main-I numerical distance relay REL-521 | No. |  |  | 2 |  |  | 52000 | 104000
3 | OI | (Deformation in metal base) 245KV C.T. 100/500/1A | No. |  |  | 2 |  |  | 182280 | 364560
4 | OI | 245kV CT (tank Buging) 1600/800/1A | No. |  |  | 4 |  |  | 164640 | 658560
5 | OI | 400KV circuit breaker | No. |  |  | 8 |  |  | 438092.87 | 3504742.96
6 | OI | 245KV circuit breaker | No. |  |  | 7 |  |  | 208956.42 | 1462694.94
7 | OI | 245KV circuit breaker | No. |  |  | 1 |  |  | 155914 | 155914
8 | OI | 420KV isolator | No. |  |  | 5 |  |  | 131762.8 | 658814
9 | OI | 245KV isolator | No. |  |  | 7 |  |  | 49191.28 | 344338.96
10 | OI | 145KV isolator | No. |  |  | 8 |  |  | 32325.75 | 258606
11 | OI | 145KV C.T. 1000/500/1A | No. |  |  | 1 |  |  | 500 | 500
Total Obsolete | [9 empty] | 8150410.86
1 | OI | Lead acide battery T 800 P 2V. | No. |  |  |  |  | 8 | 35 | 280
2 | OI | Disk Insulator 70 KN | No. |  |  |  |  | 7 | 5 | 35
3 | OI | Molecular filter FOR SF6 Circuit Breaker | Set |  |  |  |  | 3 | 2 | 6
4 | OI | Contactor CA - 3 - 9C - 10, 220V DC | No. |  |  |  |  | 1 | 2 | 2
5 | OI | Operation Counter | No. |  |  |  |  | 2 | 1 | 2
6 | OI | Micro filter set | No. |  |  |  |  | 1 | 2 | 2
7 | OI | Rubber gas kit, O ring and sells complete | Set |  |  |  |  | 1 | 3 | 3
8 | OI | Molecular filter FOR SF6 Circuit Breaker | Set |  |  |  |  | 3 | 3 | 9
9 | OI | Auxiliary contact assembly | No. |  |  |  |  | 1 | 5 | 5
10 | OI | Operation counter | No. |  |  |  |  | 2 | 1 | 2
11 | OI | All types of coupling for SF6 gas | Set |  |  |  |  | 1 | 3 | 3
12 | OI | Rubber gas kit, O ring and sells complete | Set |  |  |  |  | 1 | 3 | 3
13 | OI | Molecular filter | Set |  |  |  |  | 3 | 2 | 6
14 | OI | Contactor 3 phase, 250V, 20Amp. | No. |  |  |  |  | 1 | 3 | 3
15 | OI | Operation Counter. | No. |  |  |  |  | 2 | 1 | 2
16 | OI | Auxiliary contact ( 1 No + 1 NC) | No. |  |  |  |  | 10 | 1 | 10
17 | OI | Auxiliary contact switch | No. |  |  |  |  | 3 | 3 | 9
18 | OI | Limit switch and auxiliary switch | Set |  |  |  |  | 1 | 2 | 2
19 | OI | Motor hosing varing assembly rusted | Set |  |  |  |  | 1 | 5 | 5
20 | OI | Auxiliary contact | No. |  |  |  |  | 1 | 1 | 1
21 | OI | MCB, 2 pole, 415/220V | No. |  |  |  |  | 1 | 2 | 2
22 | OI | MCB, 3 pole, 6 Amp. | No. |  |  |  |  | 1 | 2 | 2
23 | OI | MCB, 2 pole, 10 Amp. | No. |  |  |  |  | 1 | 2 | 2
24 | OI | Motor hosing assembly | Set |  |  |  |  | 1 | 5 | 5
25 | OI | Semaphore for isolator | No. |  |  |  |  | 2 | 2 | 4
26 | OI | Semaphore for earth switch | No. |  |  |  |  | 2 | 1 | 2
27 | OI | Filter capacitor | No. |  |  |  |  | 2 | 4 | 8
28 | OI | Potentio meter | No. |  |  |  |  | 2 | 10 | 20
29 | OI | Set of switches | Set |  |  |  |  | 2 | 3 | 6
30 | OI | Tap changer contact | Set |  |  |  |  | 2 | 20 | 40
31 | OI | Auxiliary contact set | Set |  |  |  |  | 1 | 3 | 3
32 | OI | 420KV surge counter | No. |  |  |  |  | 3 | 15 | 45
33 | OI | 245KV Surge counter | No. |  |  |  |  | 3 | 15 | 45
34 | OI | 145KV Surge Counter | No. |  |  |  |  | 3 | 15 | 45
35 | OI | Lead acid battery 900AH | No. |  |  |  |  | 1 | 35 | 35
36 | OI | DC Isolator switch of specification RPM2410CM, 25Amp. 440V (KAYCEE Make) | No. |  |  |  |  | 1 | 180 | 180
37 | OI | Voltmeter Selector Switch for 400,220&132 KV | No. |  |  |  |  | 1 | 90 | 90
38 | OI | Set of Wound Resistor | Set |  |  |  |  | 2 | 10 | 20
39 | OI | Condensor Fan Motor | No. |  |  |  |  | 1 | 500 | 500
40 | OI | Lead acid battery 12 volt | No. |  |  |  |  | 10 | 250 | 2500
41 | OI | LZ 96 Distance Relay | No. |  |  |  |  | 2 | 2500 | 5000
42 | OI | Empty SF-6 Gas Cylinder (gas capacity 40 Kg.) | Kg. |  |  |  |  | 160 | 10 | 1600
43 | OI | Aluminium scrap 400/220/132KV Isulator Arm (400KV isolator arm) | Kg. |  |  |  |  | 140 | 15 | 2100
44 | OI | 145KV CT 1000/500/1 Amp. | No. |  |  |  |  | 1 | 500 | 500
45 | OI | Lead acide battery T 800 P 2V. | No. |  |  |  |  | 4 | 35 | 140
46 | OI | Lead acide battery T 900 P 2V. | No. |  |  |  |  | 2 | 35 | 70
47 | OI | Pole street light | Kg. |  |  |  |  | 136 | 2.5 | 340
48 | OI | 145KV CT 1000/500/1 Amp. | No. |  |  |  |  | 2 | 500 | 1000
49 | OI | Compressor capacity 12Ton | No. |  |  |  |  | 3 | 1500 | 4500
50 | OI | 196KV LA | No. |  |  |  |  | 3 | 8531.73 | 25595.19
51 | OI | 245KV CVT (old and used) defective | No. |  |  |  |  | 1 | 400 | 400
Total Scrap...…... | [9 empty] | 45189.19
Total Obsolete... | [9 empty] | 8150410.86
Total Useable….. | [9 empty] | 22718207.948
Grand Total (Useable+Obsolete+Scrap) | [9 empty] | 30913807.998
|  | P.P.Pant | [5 empty] | N.S. Negi
|  | J.E., 400KV S/s, Kashipur | [5 empty] | A.E., 400KV S/s, Kashipur
Name of Circle/ Zone :- Haldwani / Kumaon Name of Substation :- 132 KV S/s Bageshwar
Name of Division:- O&M Almora Month : March- 2026
Stock & T&P Material Up To : 31 March 2026 of Sri Mukesh Kumar Pandey J.E. At 132 KV Substation Bageshwar
S.n. | Item code | Item Description | Unit | Quantity |  |  |  |  | Book Value per Unit | Total Cost
|  |  |  | Useable | Unservicable | Obsolete | Non Moving | Scrap
1 | VV2V204001 | Transformer Oil | Ltr | 20 |  |  |  |  | 73.16 | 1463.2
2 | FF4F403007 | Flexible Copper Bond for Earthing | Nos. | 30 |  |  |  |  | 1312.16 | 39364.8
3 | LL5L501005 | Control Room and other indore area LED Lights | Nos. | 6 |  |  |  |  | 5162.52 | 30975.12
4 | SS7S702001 | Defective 16 A SINGLE POLE MCB | No. |  |  |  |  | 1 | 1 | 1
5 | LL5L501005 | Defective BAJAJ BZRSQL 36W GZI (LED CEILING PANEL Light) | No. |  |  |  |  | 5 | 10 | 50
6 | LL5L501006 | Defective BAJAJ 13975 BI PC ( LED Tubelight) | No. |  |  |  |  | 3 | 5 | 15
7 | LL5L501006 | Defective BAJAJ BCLAB ( LED Tubelight) | No. |  |  |  |  | 5 | 10 | 50
8 | LL5L501001 | Defective & Damaged FLOOD LIGHT FIXTURE WITH ALUMINIUM ENCLOSURE | No. |  |  |  |  | 7 | 15 | 105
9 | DD0D007026 | Defective Cartridge for Printer | No. |  |  |  |  | 2 | 5 | 10
10 | ZZ2Z005003 | Defective Set of Filters (1 No. Lube oil,fuel &Air ckt) | Set. |  |  |  |  | 1 | 75 | 75
11 | MM2M202017 | Defective VOLTMETER ANALOG TYPE 110V DC (300-0-300V) | No. |  |  |  |  | 1 | 1 | 1
12 | TT1T101018 | Defective 120 AH 12 V Lead Acid Battery | No. |  |  |  |  | 2 | 200 | 400
13 | TT1T101018 | Defective & Damaged120 AH 12 V Lead Acid Battery | No. |  |  |  |  | 1 | 50 | 50
14 | LL5L501005 | Defective LED CEILING PANEL Light | No. |  |  |  |  | 21 | 10 | 210
15 | LL5L501004 | Defective Street Lighting LED Light | No. |  |  |  |  | 5 | 10 | 50
16 | ZZ2Z005003 | Defective & Damaged High water temp. safety controller | No. |  |  |  |  | 1 | 1 | 1
17 | ZZ2Z005003 | Old & Used 33 KV GIS Type single phase current transformers (CT Ratio400-200-100/1) | No. | 3 |  |  |  |  | 632380 | 1897140
18 | VV2V210002 | Defective 80 mm NB Butterfly Valve | No. |  |  |  |  | 2 | 80 | 160
19 | KK0K003001 | Damaged 132 kv LA AIS Type ( Broken In pieces) | No. |  |  |  |  | 7 | 500 | 3500
20 | VV6V507003 | Damaged 132 kv CVT AIS Type ( Broken In pieces) | No. |  |  |  |  | 6 | 5000 | 30000
21 | FF0F050030 | Damaged 132 kv CVT & LA Structure AIS Type | Kg. |  |  |  |  | 500 | 40 | 20000
22 | FF2F204002 | Damaged & Bended M.S. angle & pipe Bar | Kg. |  |  |  |  | 500 | 40 | 20000
23 | NN5N504003 | Defective AC Input Contactor | Nos. |  |  |  |  | 1 | 10 | 10
24 | NN5N504003 | Defective Auxilliary Contactor | Nos. |  |  |  |  | 1 | 10 | 10
25 | NN5N504003 | Damaged Solenaid coil assembly | Nos. |  |  |  |  | 1 | 100 | 100
|  | 3 Bolted PG Clamp Panther to Panther | Nos. | 15 |  |  |  |  | 1660.26 | 24903.9
|  | P G Clamp Suitable for Single Zebra ACSR | Nos. | 10 |  |  |  |  | 3056.2 | 30562
|  | 132 KV Tee Connector Suitable for Single Panther ACSR | Nos. | 15 |  |  |  |  | 4295.2 | 64428
|  | 132 KV Tee Connector Suitable for Single Zebra ACSR | Nos. | 10 |  |  |  |  | 4578.4 | 45784
|  | 33 KV Tee Connector Suitable for Single Zebra ACSR | Nos. | 10 |  |  |  |  | 3770.1 | 37701
|  | Online Leakage Arrester Kit | Nos. | 2 |  |  |  |  | 33619.38 | 67238.76
25 |  | Silica Gel (In Blue Colour) | Kg. | 50 |  |  |  |  | 595.9 | 29795
T&P at 132 KV Substation Bageshwar
S.n. | Item code | Item Description | Unit | Quantity |  |  |  |  | Book Value per Unit | Total Cost
|  |  |  | Useable | Unservicable | Obsolete | Non Moving | Scrap
1 | PP2P220004 | Ciling Fan (Bajaj) | No | 1 |  |  |  |  | 1475 | 1475
2 | PP2P204007 | Meggar 5KV | No | 1 |  |  |  |  | 334420.63 | 334420.63
3 | PP2P204009 | Meggar 1KV | No | 1 |  |  |  |  | 1114735.43 | 1114735.43
4 | DD0D002006 | Automatic capacitor and Tand delta measuring kit | No | 1 |  |  |  |  | 2675365.02 | 2675365.02
5 | PP2P205005 | Digital Multimeter | Nos | 1 |  |  |  | 1 | 7431.57 | 14863.14
6 | PP2P203003 | Leakage teaster (tong type) | No | 2 |  |  |  |  | 14863.14 | 29726.28
7 | PP1P126005 | Selective level meter | No | 1 |  |  |  |  | 350977.5 | 350977.5
8 | NN5N506012 | Signal Generator | No | 1 |  |  |  |  | 350977.5 | 350977.5
9 | PP1P126023 | Micro ohm meter | No | 1 |  |  |  |  | 21058.65 | 21058.65
10 | PP1P114034 | D-spanner set (Insulated) | No | 2 |  |  |  |  | 2105.87 | 4211.74
11 | PP1P115008 | Ring Spanner set (Insulated) | No | 2 |  |  |  |  | 1403.91 | 2807.82
12 | PP1P103002 | Torque Wrench set | No | 2 |  |  |  |  | 1403.91 | 2807.82
13 | PP3P301013 | insulating gloves | Set | 5 |  |  |  |  | 561.56 | 2807.8
14 | PP3P301001 | Helmates | Set | 5 |  |  |  |  | 561.56 | 2807.8
15 | PP1P148017 | Spliced ladders (5 Mtrs) | Set | 1 |  |  |  |  | 21058.65 | 21058.65
16 | PP1P148016 | Spliced ladders (10 Mtrs) | Set | 1 |  |  |  |  | 28078.2 | 28078.2
17 | PP1P148016 | Spliced ladders (20 Mtrs) | Set | 2 |  |  |  |  | 49136.85 | 98273.7
18 | PP0P015007 | Polymide or Braided white nylon rope 20 mm | mtr |  |  |  |  | 100 | 561.56 | 56156
19 | PP2P203004 | Gapless Zinc oxide LA Tester | No | 1 |  |  |  |  | 491368.5 | 491368.5
20 | PP1P123002 | Oil BDV Kit 0-80 KV | No | 1 |  |  |  |  | 222947.09 | 222947.09
21 | PP1P122003 | Gas Evacuvating and Refilling device | Set | 1 |  |  |  |  | 3715784.75 | 3715784.75
22 | PP1P122004 | Gas leakage Moniter | Nos | 2 |  |  |  |  | 222947.09 | 445894.18
23 | DD0D002003 | Circuit breaker analyzer | Nos | 1 |  |  |  |  | 1754887.5 | 1754887.5
24 | DD0D004013 | Portable partial discharge Monitering System | No | 1 |  |  |  |  | 2229470.85 | 2229470.85
25 | PP1P126017 | Dew Point meter | No | 1 |  |  |  |  | 445894.17 | 445894.17
26 | ZZ3Z006001 | Gas Mask | No | 1 |  |  |  |  | 1403.91 | 1403.91
27 | PP1P126027 | Primary Injection Set 1000Amp | No | 1 |  |  |  |  | 371578.48 | 371578.48
28 | PP4P426005 | Table T-9 | No | 1 |  |  |  |  | 22607.266 | 22607.266
29 | PP4P431005 | Computer Table Stylo | No | 3 |  |  |  |  | 13288.924 | 39866.772
30 | PP4P408023 | Bravo Revolving Mid Back | No | 6 |  |  |  |  | 9474.102 | 56844.612
31 | PP4P409005 | Bravo Visitor Chair | No | 12 |  |  |  |  | 7174.046 | 86088.552
32 | PP4P408023 | Chair Diva 704GR | No | 3 |  |  |  |  | 6522.45 | 19567.35
33 | PP4P402004 | Storewel KD Plain (4 Shelves) | No | 3 |  |  |  |  | 18203.152 | 54609.456
34 | PP4P402002 | 4 Drawers Vertical Filling Cabinets | No | 2 |  |  |  |  | 23336.742 | 46673.484
35 | PP4P414001 | 4 Door Book Case | No | 4 |  |  |  |  | 30491.318 | 121965.272
36 | PP4P402004 | KD Plain (4 Shelves) | No | 2 |  |  |  |  | 18203.152 | 36406.304
37 | PP4P426006 | Table T-8 | No | 2 |  |  |  |  | 14319.536 | 28639.072
38 | PP4P428002 | Senate Conference Table | No | 1 |  |  |  |  | 23800.128 | 23800.128
39 | DD1D101015 | CPU Trolly | No | 3 |  |  |  |  | 1103.3 | 3309.9
40 | PP4P428001 | Conference Table Talk 10 Seater Boat Convex | No | 1 |  |  |  |  | 91075.468 | 91075.468
41 | PP4P408021 | Conference Chair Kareena (PCH 9P02TC) | No | 10 |  |  |  |  | 13216.236 | 132162.36
42 | PP4P426007 | Pisa CPR CT 03 | No | 2 |  |  |  |  | 12290.762 | 24581.524
43 | PP4P401001 | Slim Line with Locker | No | 2 |  |  |  |  | 19386.928 | 38773.856
44 | PP4P404002 | Premium Lounge Sofa 2 str | No | 2 |  |  |  |  | 18515.97 | 37031.94
45 | PP4P403001 | Eudora King Bed | No | 2 |  |  |  |  | 53390.634 | 106781.268
46 | PP4P430001 | Dressing Table with stool | No | 2 |  |  |  |  | 15784.978 | 31569.956
47 | PP4P417003 | Pillo Apollo (43*69 cm) | No | 4 |  |  |  |  | 1579.666 | 6318.664
48 | PP4P420001 | Blanket (@ 12%) | No | 4 |  |  |  |  | 2599.8 | 10399.2
49 | PP4P419001 | Bed Sheet (@ 5%) | No | 4 |  |  |  |  | 1284.8 | 5139.2
50 | PP4P415003 | Matress | No | 2 |  |  |  |  | 14537.6 | 29075.2
51 | PP4P411002 | Cushion Stool rev. w/o Back | No | 3 |  |  |  |  | 3335.86 | 10007.58
52 | PP4P433005 | T-102 | No | 2 |  |  |  |  | 23035.606 | 46071.212
53 | PP4P434001 | Matrix 3 Seater Common arm W/O Chushion | No | 1 |  |  |  |  | 20861.456 | 20861.456
54 | ZZ3Z006001 | Syncronizing Trolley | Nos | 1 |  |  |  |  | 210586.5 | 210586.5
55 | ZZ3Z006001 | Moveable Ladder of Suitable Capicity for 132KV&33 KV GIS room. | Nos | 2 |  |  |  |  | 280782 | 561564
Stock & T&P Material Up To: 31 March -2026 of Sri Chandra Shekhar Bhatt JE 132 Kv Ranikhet-Bageshwar Line
S.n. | Item code | Item Description | Unit | Quantity |  |  |  |  | Book Value per Unit | Total Cost
|  |  |  | Useable | Unservicable | Obsolete | Non Moving | Scrap
1 | AA0A002004 | ACSR Panther Conductor | Kmtrs | 0.548 |  |  |  |  | 118000 | 64664
2 | II0I006001 | Four Bolted PG Clamp For ACSR Panther To Panther Conductor | Nos | 4 |  |  |  |  | 1191.8 | 4767.2
3 | II0I001003 | 120 KN Disc Insualtor | No | 5 |  |  |  |  | 250 | 1250
4 | II5I501005 | Tension Fitting (120 kn) for Panther conductor complete | No | 2 |  |  |  |  | 9555.64 | 19111.28
5 | II3I301004 | Mid Span Joint for Panther conductor | No | 4 |  |  |  |  | 80 | 320
6 | II3I302004 | Reparing Sleve for Panther | No | 2 |  |  |  |  | 40 | 80
7 | II3I301009 | Mid Span Joint for Earth Wire | No | 3 |  |  |  |  | 30 | 90
9 | FF0F015002 | Damage and Broken DB Type tpwer cross arm pieces | kg |  |  |  |  | 50 | 15 | 750
10 | II5I502005 | Double tension fitting 120 KN Panther | Set. | 5 |  |  |  |  | 10679 | 53395
11 | II5I501005 | Single tension fitting 120 KN Panther | Nos. | 9 |  |  |  |  | 6380.26 | 57422.34
12 | II5I501010 | Tension Fitting for GI Earthwire | Set. | 2 |  |  |  |  | 1180 | 2360
13 | II0I001003 | 120 KN Disc Insualtor | No | 5 |  |  |  |  | 464 | 2320
14 | AA0A002004 | ACSR Panther Conductor(Damaged) | mtr |  |  |  |  | 426 | 50 | 21300
15 | FF0F015002 | Damage and Broken GI tower pieces | kg |  |  |  |  | 6500 | 20 | 130000
16 | II0I001003 | Disc Insulator | No. | 60 |  |  |  |  | 20 | 1200
17 | FF0F050031 | Damage & broken GI gantry Pieces | kg |  |  |  |  | 1000 | 30 | 30000
18 | FF0F050044 | DCR type Tower cross arm pieces | kg | 1000 |  |  |  |  | 50 | 50000
T&P at 132 KV Substation Bageshwar (Line)
S.n. | Item code | Item Description | Unit | Quantity |  |  |  |  | Book Value per Unit | Total Cost
|  |  |  | Useable | Unservicable | Obsolete | Non Moving | Scrap
1 | PP0P015015 | Polymide or Braided white nylon rope 12 mm | mtr | 100 |  |  |  |  | 210.59 | 21059
2 | PP0P015014 | Polymide or Braided white nylon rope 14 mm | mtr | 100 |  |  |  |  | 280.78 | 28078
3 | PP0P001004 | Bolted type come along clamp 7 bolts for ACSR Panther conductor | No. | 2 |  |  |  |  | 6619.8 | 13239.6
4 | PP0P001013 | Come along clamp 4 bolted type suitable for 7/10 earth wire | No. | 1 |  |  |  |  | 4590.2 | 4590.2
5 | PP0P021012 | Single sleeve pully open type 5 ton capacity | No. | 2 |  |  |  |  | 3964.8 | 7929.6
6 | PP0P021008 | Double sleeve pully open type 5 ton capacity | No. | 2 |  |  |  |  | 6324.8 | 12649.6
7 | PP0P016004 | 12 MM Steel rope | Mtr. | 200 |  |  |  |  | 138.06 | 27612
8 | PP0P018009 | D-Shackle 3 ton | No. | 12 |  |  |  |  | 221.84 | 2662.08
9 | PP0P018009 | D-Shackle 6.5 ton | No. | 8 |  |  |  |  | 460.2 | 3681.6
10 | PP3P301001 | Helmet yellow | No. | 4 |  |  |  |  | 342.2 | 1368.8
11 | PP3P301005 | Sefety belt PN 17 full body | No. | 4 |  |  |  |  | 2808.4 | 11233.6
12 | PP0P015003 | Poly propylene rope 24 mm ,220 Mtr. | Bundle | 2 |  |  |  |  | 24438.4 | 48876.8
13 | PP0P015008 | Poly propylene rope 20 mm ,220 Mtr. | Bundle | 1 |  |  |  |  | 22276.8 | 22276.8
14 | PP0P017010 | Steel rope endless siling 10 ton capacity 1.5 mtr. | No. | 1 |  |  |  |  | 3410.2 | 3410.2
15 | PP0P017008 | Steel rope endless siling 10 ton capacity 3 mtr | No. | 1 |  |  |  |  | 6442.8 | 6442.8
Format of Monthly Inventory for Uploading on PTCUL Website
Name of Circle/ Zone:- Kuman Zone | [6 empty] | Name of Substation |  | 132 Kv Bazpur
Name of Division:- 132 Kv Kashipur | [6 empty] | Month of | 2026-03-01
Name of Sub-Division:- |  | Bazpur
SR. No. | Item Code | item Description | Unit | Quantity |  |  |  |  | Book Value per Unit | Total Cost
|  |  |  | Useable | Unserviceable | Obsolete | Non-Moving | Scrap
1 | CC3C316008 | Turfer gatted tray 6" | No. | 3 |  |  |  |  | 100 | 300
2 | CC3C316009 | Turfer gatted tray 5" | No. | 2 |  |  |  |  | 100 | 200
3 | AA0A002011 | ACSR weasel conductor | Mtr. | 415 |  |  |  |  | 20 | 8300
4 |  | Round pol | No. | 1 |  |  |  |  | 1000 | 1000
5 |  | Oil tray | No. | 1 |  |  |  |  | 100 | 100
6 | PP0P015004 | Rop garbay Nylon 25 mm | Kg. | 10 |  |  |  |  | 25 | 250
7 | CC1C113006 | 33 Kv XLPE Cable 70 mm² | Mtr. | 145 |  |  |  |  | 1976 | 286520
8 | FF0F050041 | Beam & Column Tower Parts | kg. | 245 |  |  |  |  | 38.25 | 9371.25
9 |  | Heat Shink cable termination kit for 33 Kv XLPE cable 3*120 mm² (Indoor) | No. | 4 |  |  |  |  | 11925 | 47700
10 |  | Heat Shink cable termination kit for 33 Kv XLPE cable 3*120 mm² (Outdoor) | No. | 1 |  |  |  |  | 15300 | 15300
11 | AA0A002004 | ACSR panther conductor | Km. | 0.0325 |  |  |  |  | 130000 | 4225
12 |  | Nut & Bolts with washer | MT. | 0.729 |  |  |  |  | 66200 | 48259.8
13 | MM3M306008 | Power fector meter 400/1A with S/ switch | No. | 3 |  |  |  |  | 9994 | 29982
14 | II0I005001 | P.G. clamps for Zebra to Zebra | No. | 5 |  |  |  |  | 1123.65 | 5618.25
15 | II0I005002 | P.G. clamps for Zebra to Panther | No. | 3 |  |  |  |  | 1072.57 | 3217.71
16 | II0I001007 | 70 KN Disc Insulator | Nos. | 58 |  |  |  |  | 625 | 36250
17 | MM3M302005 | Digital Voltmeter (Rating 132000/110Volt) Auxiliary Supply 110V DC | No. | 2 |  |  |  |  | 5272.07 | 10544.14
18 | MM3M303009 | Digital Ammeters (Rating 200/1A) Auxiliary Supply 110V DC | No. | 2 |  |  |  |  | 4704.57 | 9409.14
19 |  | Digital Voltmeter (Rating 33000/110Volt) Auxiliary Supply 110V DC | No. | 3 |  |  |  |  | 5273.21 | 15819.63
20 | II1I103003 | Fired C - Wedge connectors suitable for Deer to panther ACSR conductor | No. | 8 |  |  |  |  | 3966.82 | 31734.56
21 | II1I104002 | Fired C - Wedge connectors suitable for Zebra to panther ACSR conductor | No. | 3 |  |  |  |  | 2939.65 | 8818.95
22 | JJ5J501008 | Tripping/ Closing coil 110VDC Suitable for 33KV CGL Make Breakers. | No. | 4 |  |  |  |  | 2775.07 | 11100.28
23 | JJ5J501008 | Tripping/ Closing coil 110VDC Suitable for 33KV Alstom Make Breakers. | No. | 3 |  |  |  |  | 2662.71 | 7988.13
24 | JJ5J501007 | Tripping/ Closing coil 110VDC Suitable for 33KV ABB Make Breakers. | No. | 10 |  |  |  |  | 2662.71 | 26627.1
25 | JJ5J501007 | Tripping/ Closing coil 110VDC Suitable for 33KV BHEL Make Breakers. | No. | 2 |  |  |  |  | 2771.67 | 5543.34
26 | JJ7J701002 | TNC Switch suitable for 33KV Control and relay panel. | No. | 3 |  |  |  |  | 1947.66 | 5842.98
27 | JJ7J701007 | Local / Remote Switch suitable for 33KV circuit breakers | No. | 6 |  |  |  |  | 1102.08 | 6612.48
28 | KK0K005001 | 33 KV LA | No. | 2 |  |  |  |  | 27943.82 | 55887.64
29 | AA0A002003 | ACSR Zebra Conductor | Km. | 0.397 |  |  |  |  | 453053.76 | 179862.3427
30 | FF4F403003 | Flexible copper bond | No. | 5 |  |  |  |  | 2243.63 | 11218.15
31 | FF2F202001 | M S Earth Flat (FL-75X10) | MT | 0.328 |  |  |  |  | 108389.54 | 35551.7691
32 | FF2F202006 | M S Earth Flat (FL-25X6) | MT | 0.614 |  |  |  |  | 108389.54 | 66551.1776
33 | JJ8J801005 | 33 KV CB connector suitable for Twin ACSR Zebra conductor as per sample | No. | 1 |  |  |  |  | 4347 | 4347
34 | II1I103002 | Fired C - wedge connectors suitable for Deer to Zebra ACSR connector | No. | 7 |  |  |  |  | 4392.45 | 30747.15
35 | II1I104001 | Fired C - wedge connectors suitable for Zebra to Zebra ACSR connector | No. | 7 |  |  |  |  | 3280.15 | 22961.05
36 | CC0C001009 | Control Cable, Armoured 2.5 Sq. mm. X 10 Core | Mtr. | 175 |  |  |  |  | 276.15 | 48326.25
37 | II0I005001 | PG clamps suitable for ACSR Zebra to Zebra conductor | Nos. | 8 |  |  |  |  | 1859.13 | 14873.04
38 | VV5V407018 | 33KV CT connector suitable for ACSR Zebra conductor | Nos. | 3 |  |  |  |  | 1623.05 | 4869.15
39 | FF0F050003 | GI lattice structure for 33KV isolator (ABL) | MT | 0.358 |  |  |  |  | 14145 | 5063.91
40 |  | G I wire mesh | Sqmt. | 78 |  |  |  |  | 1649 | 128622
41 | CC0C001013 | 6 X 2.5 mm2 Control Cable (armoured) | Km. | 0.597 |  |  |  |  | 223100 | 133190.7
42 | CC0C001009 | 10 X 2.5 mm2 Control Cable (armoured) | Km. | 0.067 |  |  |  |  | 339500 | 22746.5
43 | II0I001003 | Disc Insulator 120 KN | No. | 6 |  |  |  |  | 1052.45 | 6314.7
44 | AA0A002003 | Supply of ACSR Zebra Conductor | Mtr. | 262 |  |  |  |  | 970 | 254140
45 |  | Round pol old and used | No. | 4 |  |  |  |  | 2000 | 8000
46 | CC0C001020 | 2 x 2.5mm control cable armourd | Km. | 0.24 |  |  |  |  | 78749.44 | 18899.8656
47 | CC0C001018 | 4 x 2.5mm control cable armourd | Km. | 0.252 |  |  |  |  | 128099.84 | 32281.1597
48 | CC0C001013 | 6 x 2.5mm control cable armourd | Km. | 0.087 |  |  |  |  | 173249.28 | 15072.6874
49 | CC0C001009 | 10 x 2.5mm control cable armourd | Km. | 0.225 |  |  |  |  | 262499.84 | 59062.464
50 | II1I104001 | C-wedge clamps suitable for Zebra to Zebra conductor | No. | 19 |  |  |  |  | 2572.56 | 48878.64
51 | II5I507004 | Gun fitting suitable for ACSR Zebra conductor | Nos. | 3 |  |  |  |  | 5459.86 | 16379.58
52 |  | Control and relay panel 132KV /33Kv old and used | Set | 1 |  |  |  |  | 450000 | 450000
53 | JJ5J501007 | Tripping /closing coils, 110 V DC , suitable for 33 kv ABB make breakers as par sample | No. | 8 |  |  |  |  | 3089.24 | 24713.92
54 | JJ5J501008 | Tripping /closing coils, 110 V DC , suitable for 33 kv CGL make breakers as par sample | No. | 7 |  |  |  |  | 3208.42 | 22458.94
55 | JJ3J301005 | Tripping /closing coils, 110 V DC , suitable for 132 kv CGL make breakers as par sample | No. | 7 |  |  |  |  | 3633.22 | 25432.54
56 | JJ0J301007 | Tripping /closing coils, 110 V DC , suitable for 132 kv Areva make breakers as par sample | No. | 5 |  |  |  |  | 3564.78 | 17823.9
57 | AA0A002001 | ACSR Moose Conductor | Km. | 0.398 |  |  |  |  | 300000 | 119400
58 | AA0A002004 | ACSR Panther Conductor | Km. | 0.5 |  |  |  |  | 135000 | 67500
59 | AA0A002001 | ACSR Moose Conductor | Km | 0.8 |  |  |  |  | 300000 | 240000
60 | CC0C001020 | 2X2.5mm Control cable (Armoured) | Km | 0.515 |  |  |  |  | 87792 | 45212.88
61 | CC0C001018 | 4X2.5mm Control cable (Armoured) | Km | 0.31 |  |  |  |  | 137175 | 42524.25
62 | CC0C001013 | 6X2.5mm Control cable (Armoured) | Km | 0.26 |  |  |  |  | 197532 | 51358.32
63 | CC0C001009 | 10X2.5mm Control cable (Armoured) | Km | 0.265 |  |  |  |  | 318246 | 84335.19
64 | II1I104002 | C - Wedge clamps suitable for Zebra to panther conductor | No. | 3 |  |  |  |  | 3840.9 | 11522.7
65 | NN0N001008 | 33 KV Tripper Feeder Control & Rellay panel | Nos. | 1 |  |  |  |  | 828164.95 | 828164.95
66 | KK0K003001 | 132Kv Lighting arrester | No. | 1 |  |  |  |  | 76700 | 76700
67 | SS3S301007 | 145 KV Isolator male arm complete with contact assembly | Nos. | 1 |  |  |  |  | 17700 | 17700
68 | SS3S301001 | 145 KV Isolator female arm complete with contact assembly | Nos. | 1 |  |  |  |  | 17700 | 17700
69 | SS3S301005 | 145 KV Isolator male contact assembly | Nos. | 1 |  |  |  |  | 11800 | 11800
70 | SS3S301006 | 145 KV Isolator Female contact assembly | Nos. | 1 |  |  |  |  | 11800 | 11800
71 | FF0F050010 | 132 KV Isolator Structure old and used | Kg. | 460 |  |  |  |  | 65 | 29900
72 |  | 132 KV Isolator Jaw & blade complete old and used | Set | 3 |  |  |  |  | 1900 | 5700
73 |  | Limit Switch for PRV,2NO,2NC suitable for 40MVA T/F | No | 1 |  |  |  |  | 9199.28 | 9199.28
74 | II1I102001 | C - wedge clamps suitable for ACSR Moose to Moose | Nos. | 3 |  |  |  |  | 2098.04 | 6294.12
75 | II1I102003 | C - wedge clamps suitable for ACSR Moose to Zebra | Nos. | 7 |  |  |  |  | 2027.24 | 14190.68
76 | II1I102004 | C - wedge clamps suitable for ACSR Moose to Panther | Nos. | 3 |  |  |  |  | 1929.3 | 5787.9
77 | II1I103001 | C - wedge clamps suitable for ACSR Deer to Deer | Nos. | 3 |  |  |  |  | 2060.28 | 6180.84
78 | JJ8J801005 | 33 KV CB connector suitable for twin ACSR Zebra conductor | Nos. | 3 |  |  |  |  | 4327.06 | 12981.18
79 | SS5S501014 | 33 KV Isolator clamps suitable for twin ACSR Zebra conductor | Nos. | 2 |  |  |  |  | 4776.64 | 9553.28
80 |  | 33 Kv Isolator blades, 1600 capacity complete as per sample | Nos | 1 |  |  |  |  | 5003.2 | 5003.2
81 |  | 33 Kv Isolator Jaws, 1600 capacity with heavy duty aluminium pad for termination 7 G.I. frame as per sample | Nos | 2 |  |  |  |  | 5888.2 | 11776.4
82 |  | EHV Grade Transformer oil (COLUMBIA-OIL) | Ltr | 418 |  |  |  |  | 73.16 | 30580.88
83 |  | SF - 6 Gas | Kg. | 46 |  |  |  |  | 6454.6 | 296911.6
84 |  | Silica gel of best quality | Kg. | 240 |  |  |  |  | 375.24 | 90057.6
85 |  | 33 KV Isolator Blades, 1600A | Nos | 2 |  |  |  |  | 5233.3 | 10466.6
86 |  | 33 KV Isolator Jows, 1600A | Nos | 4 |  |  |  |  | 5351.3 | 21405.2
87 |  | 33 KV Isolator Blades, 800A | Nos | 6 |  |  |  |  | 5652.2 | 33913.2
88 |  | 33 KV Isolator Jows, 800A | Nos | 9 |  |  |  |  | 3528.2 | 31753.8
89 |  | 132 KV LA old and used | No. | 3 |  |  |  |  | 1000 | 3000
90 |  | LED Tube light 20 watt | Nos | 20 |  |  |  |  | 352.82 | 7056.4
91 |  | CRC Standard size | Nos | 10 |  |  |  |  | 584.1 | 5841
92 |  | 132 KV Isolator clamp suitable for ACSR panther conductor | Nos | 10 |  |  |  |  | 2112.2 | 21122
93 |  | 33 KV Isolator clamp suitable for ACSR panther conductor | Nos | 15 |  |  |  |  | 2578.3 | 38674.5
94 |  | 33 KV Isolator clamp suitable for ACSR Zebra conductor | Nos | 15 |  |  |  |  | 2578.3 | 38674.5
95 |  | 33 KV CT clamp suitable for Single ACSR Zebra conductor | Nos | 15 |  |  |  |  | 1787.7 | 26815.5
96 |  | 33 KV CT clamp suitable for Single ACSR Panther conductor | Nos | 15 |  |  |  |  | 1787.7 | 26815.5
97 |  | 33 KV Isolator clamp suitable for Twin ACSR Zebra conductor | Nos | 6 |  |  |  |  | 4773.1 | 28638.6
98 |  | 33 KV CT clamp suitable for Twin ACSR Zebra conductor | Nos | 6 |  |  |  |  | 4773.1 | 28638.6
99 |  | 132 KV Isolator clamp for Zebra conductor | Nos | 5 |  |  |  |  | 2767.1 | 13835.5
100 |  | 33 KV CT Clamp for zebra conductor | Nos | 6 |  |  |  |  | 2590.1 | 15540.6
4912937.716
101 |  | 132 Kv PT Old & Used | No. |  |  | 3 |  |  | 4500 | 13500
102 |  | 145KV CT 800/400/200/1A, Accuracy class 1 (old and used) | No. |  |  | 1 |  |  | 4500 | 4500
103 | VV6V507003 | 132KV CVT Accuracy class 0.5 (old and used) | No. |  |  | 3 |  |  | 6000 | 18000
104 |  | 33 KV Circuit breaker old and used | No. |  |  | 1 |  |  | 8000 | 8000
105 |  | 132 KV LA old and used | No. |  |  | 3 |  |  | 2000 | 6000
| Total | [8 empty] | 50000
106 | SS4S402013 | 33 Kv Isolator Blade (damaged) | No. |  |  |  |  | 3 | 100 | 300
107 |  | 48 volt Battery set damaged | No. |  |  |  |  | 1 | 2000 | 2000
108 | YY1Y103001 | 48 volt Battery charger damaged | No. |  |  |  |  | 1 | 2000 | 2000
109 | JJ0J005007 | 33 Kv SF-6 Circuit breaker old & used and totally damaged | No. |  |  |  |  | 1 | 8000 | 8000
110 | VV3V305006 | 33 KV CT 800/400/1A (old & Dismantled) | No. |  |  |  |  | 1 | 1000 | 1000
111 | AA0A002003 | ACSR Zebra conductor in pics Unusable | Mtr. |  |  |  |  | 340 | 60 | 20400
112 | VV3V305009 | 33 Kv CT 400/200/1A Damaged | No. |  |  |  |  | 1 | 1500 | 1500
113 |  | Aluminum scrap (Clamp & jumper) | Kg. |  |  |  |  | 50 | 25 | 1250
114 | VV3V305009 | 33 KV CT 400/200/1A (old & Used ) | No. |  |  |  |  | 2 | 1000 | 2000
115 | VV3V305009 | 33 KV CT 400/200/1A Totally Damaged | No. |  |  |  |  | 1 | 500 | 500
116 | VV3V305009 | 33 KV CT 400/200/1A Old and totally Damaged | Nos. |  |  |  |  | 1 | 2500 | 2500
117 |  | Nuts & bolts and earth flate screap | Kg. |  |  |  |  | 49 | 30 | 1470
118 |  | CT JN. Box old damaged & rusted | Kg. |  |  |  |  | 30 | 25 | 750
119 | JJ0J005007 | 36 Kv SF-6 Circuit Breaker damaged (old & Used) | Nos. |  |  |  |  | 1 | 3500 | 3500
120 | VV3V305009 | 36 KV CT 400/200/1 A damaged (old & used) | Nos. |  |  |  |  | 1 | 1500 | 1500
121 | VV3V305006 | 36 KV CT 800/400/1A old & Used Totally damaged | Nos. |  |  |  |  | 2 | 900 | 1800
122 |  | 132 KV CT old and damaged ,Ratio 50/1A | No. |  |  |  |  | 1 | 500 | 500
123 |  | 33 KV CT Old & used and damaged | No. |  |  |  |  | 1 | 1500 | 1500
124 |  | realy old & used and defected | No. |  |  |  |  | 1 | 2500 | 2500
125 |  | 33 KV PT Old and Damaged | No. |  |  |  |  | 1 | 500 | 500
126 |  | 33 KV CT 1600/800/400/1A old & Damaged | No. |  |  |  |  | 1 | 1000 | 1000
127 |  | 33 Kv PT Old and Used totally damaged | No. |  |  |  |  | 2 | 300 | 600
128 |  | 33 Kv PT Old and Used totally damaged | No. |  |  |  |  | 1 | 400 | 400
129 |  | 120 KN Disc Insulator old and used | Nos. |  |  |  |  | 140 | 150 | 21000
130 |  | Deer conductor in pics Old and used | mtr. |  |  |  |  | 220 | 30 | 6600
131 |  | C - wedge clamps Deer to panther Old & used deteriorated | No |  |  |  |  | 15 | 30 | 450
132 |  | 33 KV CT Old and Used (oil leakage) | No |  |  |  |  | 1 | 2500 | 2500
133 |  | 33 KV LA Old & used and Defective | No |  |  |  |  | 1 | 200 | 200
134 |  | Structure of 145KV PI, 120 KV LA, 33 Kv LA etc. old and used | MT |  |  |  |  | 0.9 | 110000 | 99000
135 |  | 33 KV Isolator 1600A Old and used | No |  |  |  |  | 2 | 1500 | 3000
| Total | [8 empty] | 190220
136 |  | 36 KV CT (3 core (1 Phase) 400/200/1A A/C 0.2S | Nos. | 3 |  |  |  |  | 70202.92 | 210608.76
137 |  | 36 KV CT (3 core (1 Phase) 800/400/200/1A. A/C 0.2S | Nos. | 2 |  |  |  |  | 57650.08 | 115300.16
138 |  | 120KV LA | Nos. | 2 |  |  |  |  | 61834.36 | 123668.72
139 |  | 145KV Isolator Blade 1250Amp. | Nos. | 3 |  |  |  |  | 16853.35 | 50560.05
140 |  | 145KV Isolator Jaw with clamp 1250Amp. | Nos. | 6 |  |  |  |  | 9879.55 | 59277.3
141 |  | 33KV Isolator Blade 1600Amp. | Nos. | 1 |  |  |  |  | 5172.235 | 5172.235
142 |  | 33KV Isolator Jaws 1600Amp. | Nos. | 2 |  |  |  |  | 5288.465 | 10576.93
143 |  | 145 KV CVT, 1-Ph. 0.2S/0.2 Accuracy class without Junction box. | Nos. | 2 |  |  |  |  | 380780.1 | 761560.2
144 |  | Power cable Aluminium (PVC),3.5 core,70 sqmm (rmoured) | Km | 0.5 |  |  |  |  | 659661.3 | 329830.65
145 |  | 145 KV CT 50/1A A/c 0.2S | Nos. | 2 |  |  |  |  | 290563.2 | 581126.4
146 |  | 36 Kv CT( 4 coe) 1600/800/400/1A A/c 0.2S | Nos. | 1 |  |  |  |  | 84110.4 | 84110.4
147 |  | Control Cable 10 X 2.5mm | Km | 1 |  |  |  |  | 484744 | 484744
148 |  | Flexible copper bond | Nos. | 20 |  |  |  |  | 2867.4 | 57348
149 |  | Control Cable 2 X 2.5mm | Km | 1 |  |  |  |  | 122720 | 122720
150 |  | Control Cable 4 X 2.5mm | Km | 1 |  |  |  |  | 208624 | 208624
151 |  | Control Cable 6 X 2.5mm | Km | 1 |  |  |  |  | 306800 | 306800
152 |  | 33 KV PT (1 Ph) 3 Core 0.2/0.2S A/C Without JN Box | Nos. | 3 |  |  |  |  | 101898.9 | 305696.7
153 |  | Transformer oil | Ltr | 3135 |  |  |  |  | 0 | 0
| Total | [8 empty] | 3817724.505
PSDF Stock Inventory
154 |  | 132 KV Current Transformer 1 Ph (1600/800/400/1A) | No. | 4 |  |  |  |  | 179286.22 | 717144.88
Total | [9 empty] | 717144.88
T&P Inventory
1 |  | Alumminum leaders 20' long | No. | 1 |  |  |  |  | 2000 | 2000
2 | PP3P301001 | Sefety Helmet | No. | 6 |  |  |  |  | 681.68 | 4090.08
3 | PP3P301006 | Sefety Belt Half Body | No. | 6 |  |  |  |  | 826.82 | 4960.92
4 | PP3P301005 | Sefety Belt full Body | No. | 6 |  |  |  |  | 1755.85 | 10535.1
5 | PP3P301012 | Hand gloves | Pair | 3 |  |  |  |  | 749.47 | 2248.41
6 | PP1P144008 | Earth discharge rod | No. | 2 |  |  |  |  | 2840 | 5680
7 |  | Rain coats | No. | 4 |  |  |  |  | 1817.82 | 7271.28
8 |  | Centor Table | No. | 1 |  |  |  |  | 8437 | 8437
9 | PP4P403003 | Double Bed | No. | 1 |  |  |  |  | 18000 | 18000
10 |  | Matress | No. | 2 |  |  |  |  | 3375 | 6750
11 | PP3P301008 | Gum Boot | Pair | 5 |  |  |  |  | 749.47 | 3747.35
12 |  | Table With both side drawer of size 5X3 feet | No. | 1 |  |  |  |  | 14142.1 | 14142.1
13 | PP4P431005 | Computer Table with one side drawer on steel frame | No. | 1 |  |  |  |  | 3359.6 | 3359.6
14 | PP4P401018 | Steel Almihra with 5 shelves (20-22 gauge) | No. | 2 |  |  |  |  | 12689.3 | 25378.6
15 |  | Steel Bench with 3 seats | No. | 3 |  |  |  |  | 9624.8 | 28874.4
16 | PP4P408020 | High back Executive chair | No. | 1 |  |  |  |  | 7888.25 | 7888.25
17 | PP4P408021 | Low back Executive chair | No. | 2 |  |  |  |  | 5606.9 | 11213.8
18 | PP4P410012 | Visitor chair with arm and cushion (Revolving) | No. | 10 |  |  |  |  | 2814.8 | 28148
19 |  | Biometric Attendance Machine | No. | 1 |  |  |  |  | 11741 | 11741
20 |  | Magger 5KV motorized | No. | 1 |  |  |  |  | 353850.5978 | 353850.5978
21 |  | Digitel multi meter | No. | 1 |  |  |  |  | 49263.15 | 49263.15
22 |  | Spliced ladders 10 mtr | Set | 1 |  |  |  |  | 35385.06 | 35385.06
23 |  | Rain coat and Gum boot each | Set | 4 |  |  |  |  | 3570.97 | 14283.88
24 |  | Earth resistance tester | No. | 1 |  |  |  |  | 696031.26 | 696031.26
25 |  | D - Spaner set (insulated), Ring spaner set (insulated) & Torque wrench set complete with all standard size | Set | 1 |  |  |  |  | 174498.4 | 174498.4
26 |  | Leakage tester (tong type) | No | 1 |  |  |  |  | 176509.12 | 176509.12
27 |  | SF - 6 gas refilling device | No | 1 |  |  |  |  | 55806.92 | 55806.92
28 |  | Insulating Gloves | Set | 3 |  |  |  |  | 11633.62 | 34900.86
29 |  | Helmet | Set | 6 |  |  |  |  | 4652.74 | 27916.44
30 |  | Oil sampling Bottel stainless steel 02 Liter Capacity | Set | 4 |  |  |  |  | 25016 | 100064
| Total | [8 empty] | 1922975.5778
24 | PP1P123005 | Oil testing set | No. |  |  |  |  | 1 | 10000 | 10000
25 | PP2P211002 | Vaccum cleaner | No. |  |  |  |  | 1 | 3000 | 3000
26 |  | Assessorice of Vaccum cleaner | Set |  |  |  |  | 1 | 500 | 500
27 | PP2P204008 | Magger 2.5Kv u/s | No. |  |  |  |  | 1 | 5000 | 5000
28 | PP1P142002 | Torch 3 cells u/s | No. |  |  |  |  | 1 | 50 | 50
29 | PP1P142003 | Torch 2 cells u/s | No. |  |  |  |  | 1 | 5 | 5
30 |  | Bomboo leaders long u/s | No. |  |  |  |  | 1 | 150 | 150
31 |  | Bomboo leaders 20' long u/s | No. |  |  |  |  | 1 | 100 | 100
32 | PP3P301012 | Hand gloves | Pair |  |  |  |  | 3 | 749.47 | 2248.41
33 |  | Rain coats | No. |  |  |  |  | 2 | 1817.82 | 3635.64
34 | PP3P301008 | Gum Boot | Pair |  |  |  |  | 1 | 749.47 | 749.47
Total | [9 empty] | 25438.52
|  | JE Name |  |  | AE Name |  |  |  | EE Name
Name of Circle/ Zone :- Haldwani/Kumaon Name of Substation :-220 KV S/s Haldwani
Name of Division:- 220 KV O&M Haldwani Month : 31 March 2026
Physical Stock Material upto 31 March- 2026 of Sri Naveen Chandra Arya J.E. At 220 KV Sub Division Haldwani
S.N. | Item code |  | Item Description | Unit | Quantity |  |  |  |  | Book Value per Unit | Total Cost
[5 empty] | Useable | Unservi cable | Obsolete | Non Moving | Scrap
1 | CC0C002013 | PVC Control Cable - W/o Armoured- 2x2.5mm ( in pices) | Mtr. | 302 | 302 |  |  |  |  | 30 | 9060
2 |  | Control Cable 2X2.5 Pic. Old & Used | Mtr. | 850 |  |  |  |  | 850 | 30 | 25500
3 |  | Control Cable 4X2.5 Pic. Old & Used | Mtr. | 1180 |  |  |  |  | 1180 | 30 | 35400
4 |  | Control Cable 6X2.5 Pic. Old & Used | No | 300 |  |  |  |  | 300 | 30 | 9000
5 |  | PG Clamp Zebra- Zebra Old & used Defective | No | 50 |  |  |  |  | 50 | 300 | 15000
6 |  | PG Clamp Zebra- T/Z Old & used Defective | No | 20 |  |  |  |  | 20 | 300 | 6000
7 |  | Cumalong Clamp | No | 1 | 1 |  |  |  |  | 3000 | 3000
8 |  | Isolator connector for trumtulla | No | 6 | 6 |  |  |  |  | 600 | 3600
9 |  | TER Bushing CT 3 core | No | 1 | 1 |  |  |  |  | 1000 | 1000
10 |  | NEUTRAL BUSHING CT 1 CORE | No | 1 | 1 |  |  |  |  | 50000 | 50000
11 |  | Current Transformar Nutral bushing | No | 1 |  |  |  |  | 1 | 15000 | 15000
12 |  | Terminal contactor for 145 KV CT | No | 1 | 1 |  |  |  |  | 600 | 600
13 | CC1C102002 | Power Cable -440V LT - 3.5x400 Sq. mm | Mtr. | 175 | 175 |  |  |  |  | 200 | 35000
14 | MM4M425001 | Miscellaneous- - Relay contact multiplier - Relay contact multiplier | No | 55 | 55 |  |  |  |  | 600 | 33000
15 | MM4M426001 | Miscellaneous- - Relay socket - for 51 | No | 61 | 61 |  |  |  |  | 300 | 18300
16 | KK0K002001 | Lighting Arrestor 220 KV old & used & Scrap | No | 10 |  |  |  |  | 10 | 1000 | 10000
17 | KK0K003001 | Lighting Arrestor 132 KV old & used & Scrap | No | 10 |  |  |  |  | 10 | 300 | 3000
18 | KK0K002001 | Lighting Arrestor 220 KV new PSDF | No | 2 | 2 |  |  |  |  | 94278.6 | 188557.2
19 | KK4K401003 | Post Insulator Solid core - 145 KV | NO | 17 | 17 |  |  |  |  | 700 | 11900
20 | II0I002001 | Disc Insulator 70KN | No | 94 | 94 |  |  |  |  | 300 | 28200
21 | II8I801004 | Single Tension Fitting Zebra | No | 14 | 14 |  |  |  |  | 1200 | 16800
22 | II8I804004 | Single Tension H/W Fitting for Zebra | No | 9 | 9 |  |  |  |  | 1000 | 9000
23 | II8I801004 | Single Tension W/O Jumper | No | 18 | 18 |  |  |  |  | 1000 | 18000
24 | FF0F002001 | AȽ0 Type structure A type off size | kg | 1381 | 1381 |  |  |  |  | 40 | 55240
25 | FF0F002007 | BȽ0 Type structure B type off size | kg | 10690 | 10690 |  |  |  |  | 40 | 427600
26 |  | Feb galv template momber + 5 (off size) | kg | 3466 | 3466 |  |  |  |  | 40 | 138640
27 | FF2F207026 | Template C Type for 220KV Single Circuit (off size) | kg | 973.48 | 977.48 |  |  |  |  | 40 | 38939.2
28 | FF0F003022 | BXM type Structure (off size) | Kg | 2542.22 | 2542.22 |  |  |  |  | 40 | 101688.8
29 | FF0F003023 | ETM type Structure (off size) | Kg | 1831.6 | 1831.6 |  |  |  |  | 40 | 73264
30 | FF0F003024 | CCM type Structure (off size) | Kg | 3205 | 3205 |  |  |  |  | 40 | 128200
31 | FF0F003025 | CBT type Structure (off size) | Kg | 2163.23 | 2163.23 |  |  |  |  | 40 | 86529.2
32 | FF0F003026 | ATMS type Structure (off size) | Kg | 2555.17 | 2555.17 |  |  |  |  | 40 | 102206.8
33 | FF0F003027 | CGM type Structure (off size) | Kg | 2268.47 | 2268.47 |  |  |  |  | 40 | 90738.8
34 | FF4F402025 | HOT dipped Galvanised-16x45 mm | No | 256 | 256 |  |  |  |  | 10 | 2560
35 | FF4F402024 | HOT dipped Galvanised-16x40 mm Nut bolt | No | 1022 | 1022 |  |  |  |  | 10 | 10220
36 |  | GI Step Bolt | No | 1976 | 1976 |  |  |  |  | 30 | 59280
37 |  | Mol Gauge | No | 1 | 1 |  |  |  |  | 5000 | 5000
38 | VV1V102005 | Transformer Bushing 40 MVA | No | 1 | 1 |  |  |  |  | 50000 | 50000
39 | VV1V102004 | Transformer Bushing 220 | No | 1 | 1 |  |  |  |  | 50000 | 50000
40 | VV1V102005 | Transformer Bushing 132 | No | 1 | 1 |  |  |  |  | 50000 | 50000
41 |  | GI Earth wire 7/9 swg | KG | 194 | 194 |  |  |  |  | 40 | 7760
42 | FF7F702003 | MS Flat- 50x6mm | Kg | 600 | 600 |  |  |  |  | 60 | 36000
43 |  | Intermediate upright with cleat | No | 11 | 11 |  |  |  |  | 300 | 3300
44 |  | Stay with cleat | No | 34 | 34 |  |  |  |  | 250 | 8500
45 | FF8F802001 | Rail- 105 LBS | Kg | 127.4 | 127.4 |  |  |  |  | 50 | 6370
46 |  | MSC Joint for zebra | No | 17 | 17 |  |  |  |  | 700 | 11900
47 | YY1Y101005 | Battery Cell 2 V 300AH lead acid (Damage) | Set | 2 |  |  |  |  | 2 | 5000 | 10000
48 | NN2N205001 | C&R PANEL - 33 KV - Control relay panel tripple feedar -( old & defective ) | no | 1 |  |  |  |  | 1 | 7500 | 7500
49 | JJ8J802001 | Empty Cylinder 10 KG Scrap | No | 6 | 6 |  |  |  |  | 500 | 3000
50 |  | 132KV Control relay panel old & Scrap | No | 1 |  |  |  |  | 1 | 5000 | 5000
51 |  | ACDB (Old & Scrap) | No | 1 |  | 1 |  |  |  | 5000 | 5000
52 |  | DCDB (Old & Scrap) | No | 2 |  | 2 |  |  |  | 5000 | 10000
53 |  | 70 kn DISC Insulator | No | 183 | 183 |  |  |  |  | 1109.2 | 202983.6
54 |  | Street light old & used & Scrap fitting | No | 15 |  | 15 |  |  |  | 200 | 3000
55 |  | Battery Bank 2V*55 No 300 AH (Old & Scrap) | Set | 1 |  | 1 |  |  |  | 7000 | 7000
56 |  | Transformer Oil | Ltr. | 10087 | 10087 |  |  |  |  | 50 | 504350
57 |  | Transformer Oil Drum (Old & used) | No | 107 |  | 107 |  |  |  | 250 | 26750
58 |  | 2.5 PVC Control Cable - Armoured Control Cable (10 core) | Mtr. | 810 | 810 |  |  |  |  | 50 | 40500
59 |  | Alstom S/C-1 Haldwani SEB Panel | No. | 1 | 1 |  |  |  |  | 15000 | 15000
60 |  | Distance Protection for Haldwani-Il | No. | 1 | 1 |  |  |  |  | 15000 | 15000
61 |  | RTV-I Alstom Haldwani | No. | 1 | 1 |  |  |  |  | 10000 | 10000
62 |  | 220 KV Substation Feeder Relay Panei-in Haldwani | No. | 1 | 1 |  |  |  |  | 10000 | 10000
63 |  | Synchro Ning Panel | No. | 1 | 1 |  |  |  |  | 15000 | 15000
64 |  | Pin Insulator | No. | 5 | 5 |  |  |  |  | 30 | 150
65 |  | IBS Rail | Kg. | 300 | 300 |  |  |  |  | 40 | 12000
66 |  | Surge Counter | No. | 13 | 13 |  |  |  |  | 200 | 2600
67 |  | Chemical Fire ending fome Type Cylinder | No. | 6 | 6 |  |  |  |  | 300 | 1800
68 |  | SF-6 Cylinder 05 Kg | No | 4 | 4 |  |  |  |  | 50 | 200
69 |  | Silica Gel Breather | Kg. | 5 | 5 |  |  |  |  | 50 | 250
70 |  | MW Meter | No | 2 | 2 |  |  |  |  | 20 | 40
71 |  | MVAR, Meter | No | 3 | 3 |  |  |  |  | 20 | 60
72 |  | KV Meter | No | 4 | 4 |  |  |  |  | 20 | 80
73 |  | Energy Meter | No | 20 | 20 |  |  |  |  | 20 | 400
74 |  | Tep Changer Meter | No. | 6 | 6 |  |  |  |  | 10 | 60
75 |  | Amp. Meter | No | 2 | 2 |  |  |  |  | 10 | 20
76 |  | Digital Panel Meter (MTC) | No | 2 | 2 |  |  |  |  | 5 | 10
77 |  | Street Light | No | 40 | 40 |  |  |  |  | 50 | 2000
78 |  | Starter Three Phase | No | 1 | 1 |  |  |  |  | 150 | 150
79 |  | Lugs. | No | 25 | 25 |  |  |  |  | 5 | 125
80 |  | Mechanical Relay | No | 16 | 16 |  |  |  |  | 30 | 480
81 |  | 10 Core 2.5 09 mm cable old & Used | Mtr. | 640 | 640 |  |  |  |  | 50 | 32000
82 |  | LA 132 KV Scrap | No | 5 | 5 |  |  |  |  | 50 | 250
83 |  | Hydent Pipe Scrap Meter | No | 6 | 6 |  |  |  |  | 50 | 300
84 |  | Hydent Scrap Iron | kg | 30 | 30 |  |  |  |  | 50 | 1500
85 |  | Isolater pad clamps (Zebra) | Nos. | 14 | 14 |  |  |  |  | 1982.4 | 27753.6
86 |  | CT Clamps (Zebra) | Nos. | 14 | 14 |  |  |  |  | 1982.4 | 27753.6
87 |  | Circuit Breaker (Zebra) | Nos. | 14 | 14 |  |  |  |  | 1987.12 | 27819.68
88 |  | CRC | Nos. | 6 | 6 |  |  |  |  | 944 | 5664
Total (A)- | [10 empty] | 3122403.48
220 KV S/s Kamluwaganja:- (N.C.Arya) CAPITAL STOCK
1 | JJ0J003001 | Circuit Breaker 132KV SF-6 old & used Scrap | No | 6 |  |  |  |  | 6 | 10000 | 60000
2 | JJ0J005002 | Circuit Breaker 33KV old & used scrap | No | 5 | 5 |  |  |  |  | 15000 | 75000
3 | VV8V810003 | CVT 132 KV/110 Volt - 145kv OLD & USED | No | 11 | 11 |  |  |  |  | 10000 | 110000
4 | VV6V603002 | Current Transformer 132KV 8 OLD & USED | No | 18 | 18 |  |  |  |  | 100000 | 1800000
5 | VV6V602003 | Current Transformer 220KV OLD & USED | No | 9 | 9 |  |  |  |  | 100000 | 900000
6 | VV8V810002 | CVT 220 KV/110 Volt - OLD & USED | No | 6 | 6 |  |  |  |  | 10000 | 60000
7 |  | 33 KV CT Old & Used | No | 2 |  |  |  |  | 2 | 2000 | 4000
8 |  | Earth wire & hard wire old and Defective | Kg | 21980 | 21980 |  |  |  |  | 20 | 439600
9 |  | 220 KV PT class 0.2 | No | 1 |  | 1 |  |  |  | 354000 | 354000
10 |  | 132 KV CT 1200/800/1 class-0.2 | No | 1 |  | 1 |  |  |  | 224200 | 224200
11 |  | 132 KV CT 800/400/1 class-0.2 | No | 2 |  | 2 |  |  |  | 212400 | 424800
12 |  | 132 KV CT 400/200/1 class-0.2 | No | 1 |  | 1 |  |  |  | 212400 | 212400
13 |  | 132 Kv CVT 132/110 verson 100 Va | No | 1 | 1 |  |  |  |  | 212400 | 212400
14 |  | Battery Bank 300 AH 110 Volt | Set. | 1 | 1 |  |  |  |  | 200000 | 200000
15 |  | Battery Charger 110 Volt 300 Ah | No. | 1 | 1 |  |  |  |  | 200000 | 200000
Total - |  |  |  |  | 22032 | [5 empty] | 5276400
Format of Monthly Inventory for Uploading on PTCUL Website
Name of Circle/Zone: - Kumaun Zone Name of Sub Station- 132 Kv Sub station Jaspur
Name of Division: - Mahuakheraganj Month of-Mar 2026
Month of:- Aug 2020
S.No. | Item Code | Item Description | Unit | Useable | UnserviceableDismantle/Incomplete/ Damage | Obsolete | Non Moving | Scrap | Book Value | Total
2 | AA0A002004 | ACSR Conductor Panther | Mtr. | 920 |  |  |  |  | 111.543 | 102619.56
4 | CC1C103002 | Power Cable -440V LT - - 3.5x400 Sq. mm | Mtr | 240 |  |  |  |  | 963.373 | 231209.52
9 | CC4C401001 | HF Cable -75 Ohm HP CABLE- | Mtr | 242.17 |  |  |  |  | 71 | 17194.07
10 | FF7F702005 | MS Flat- 32x6mm | MT | 0.009 |  |  |  |  | 28220 | 253.98
11 | II0I00I003 | Disc Insulator 120 KN Porceline | No | 52 |  |  |  |  | 464 | 24128
12 | 1101001007 | Disc Insulator 70 KN | No | 32 |  |  |  |  | 965.24 | 30887.68
15 | 1101006001 | PG Clamp Panther- Panther | No. | 12 |  |  |  |  | 948.86 | 11386.32
16 | II1I104001 | C-wedge Clamp Zebra- Zebra | No. | 4 |  |  |  |  | 2175.5 | 8702
17 | 1111105001 | C-wedge Clamp Panther- Panther | No. | 13 |  |  |  |  | 3864.5 | 50238.5
18 | 1131301004 | Mid Span Joint Panther | No | 18 |  |  |  |  | 1345.2 | 24213.6
19 | II5I502004 | Repair Sleeve Panther | No | 18 |  |  |  |  | 1418.75 | 25537.5
20 | II5I501004 | Single Tension Fitting Zebra | No | 1 |  |  |  |  | 2604 | 2604
21 | JJ3J301005 | Circuit Breaker Sapres 132KV 110V DC Trip Coil | No | 1 |  |  |  |  | 3348.25 | 3348.25
25 | KK0K005001 | 33 Kv Lightening Arrester. @7930 | No. | 2 |  |  |  |  | 7930 | 15860
26 | SS4S402020 | Post Insulator 33KV | No. | 172 |  |  |  |  | 1764 | 303408
28 | VV1V103015 | Terminal connector for bushing. HV-40 MVA | No | 2 |  |  |  |  | 1873 | 3746
29 | VV2V204015 | Terminal connector for bushing. HV-40 MVA | No | 3 |  |  |  |  | 1129.33 | 3387.99
31 | VV3V305005 | Current Transformer 33 KV 800-400/1A 3 core | No |  |  |  |  | 2 | 1500 | 3000
33 | VV3V305010 | Current Transformer 33 KV 400/200/1A 3 core | No |  |  |  |  | 1 | 1500 | 1500
37 | VV6V507003 | CVT CVT - CVT 132 KV/110 Volt - 145kv | No | 2 |  |  |  |  | 288510 | 577020
40 | VV1V103045 | Clamps and connector scrap | Kg. |  |  |  |  | 8 | 80 | 640
42 | FF4F402068 | Old & used Bended tower Parts | KG. | 400 |  |  |  |  | 14 | 5600
43 | QQ1Q104001 | Wire Mesh | Mtr. | 100 |  |  |  |  | 1502.29 | 150229
44 | QQ1Q104001 | Old ,used & rusted wire mesh | Kg. |  |  |  |  | 200 | 20 | 4000
46 | II5I503003 | G.I. Hanger Suitable for 132 Kv Line (ACSR Panther). | No. | 16 |  |  |  |  | 1117.97 | 17887.52
47 | PP0P001013 | Come along clamps automatic type suitable for7/10 SWG earth wire upto initial sag tansion made upto die casted galvenized steel. | No. | 4 |  |  |  |  | 12933.325 | 51733.3
48 | PP0P001013 | Come along clamps bolted type with 5 No. G.I. bolted Provision suitable for7/10 SWG earth wire upto initial sag tansion made upto die casted galvenized steel. | No. | 4 |  |  |  |  | 13455.425 | 53821.7
49 | 1151501005 | Tension Fitting For ACSR. Panther | No. | 12 |  |  |  |  | 1418.75 | 17025
50 | 1151504005 | Suspension Fitting suitable for line. | No. | 1 |  |  |  |  | 1259.85 | 1259.85
51 |  | Dead End clamps Complete ACSR Panther. | No. | 13 |  |  |  |  | 5852.8 | 76086.4
53 | JJ5J501005 | Old Used & diffective spring charge Motor for CB. | no. |  |  |  |  | 1 | 500 | 500
54 | VV3V305010 | 33 Kv Current Transformer 1Ph 400/200/1Awith junction box ).2S | no. | 3 |  |  |  |  | 41182 | 123546
55 | VV6V505002 | Potential Transformer 1 Ph (0.2 Class) 33 Kv | no. | 1 |  |  |  |  | 41913 | 41913
56 | VV3V305009 | 33 Kv Current Transformer 1Ph 400/200/1Awith junction box ).2S | no. | 1 |  |  |  |  | 57994.64 | 57994.64
57 | FF4F402068 | 132 Kv Old & used dismental Bended tower material. | Kg. | 1100 |  |  |  |  | 8.26 | 9086
58 | 1101001007 | Disc Insulator old & used 70 KN | No. | 15 |  |  |  |  | 66 | 990
70 | VV3V03003 | 145KV (5 Core)Current Transformer (1-Phase) 400/200/1A | no. | 1 |  |  |  |  | 170937.16 | 170937.16
71 | VV6V503002 | 145KV (5 Core)Capacitive Voltage Transformer 1-Ph. | no. | 2 |  |  |  |  | 198441.78 | 396883.56
73 | FF1F107004 | Anchor bolts. | No. | 12 |  |  |  |  | 1840.8 | 22089.6
74 | II1I104002 | C-wedge Clamps for Zebra/Panther conductor. | No. | 8 |  |  |  |  | 2749.8 | 21998.4
75 | AA0A002003 | ACSR Zebra conductor (in 30 mtr. & above Pcs.). | mtr | 100 |  |  |  |  | 279.9 | 27990
77 | CC3C307003 | 33 KV Outdoor cable termination Kit suitable for 3 x 400 Sqmm. @17486.273 | N0. | 4 |  |  |  |  | 17486.273 | 69945.092
78 | CC3C315006 | Lugs for 33 Kv cable size 3 x 400 Sqmm. @567.58 | no. | 15 |  |  |  |  | 567.58 | 8513.7
79 | JJ7J707001 | SF-6 Gas | Kg. | 22 |  |  |  |  | 5894.1 | 129670.2
81 | SS4S402009 | Male contact armfoer 33 Kv centre break isolator (Elpro make). @ 20388.70 | No. | 2 |  |  |  |  | 20388.7 | 40777.4
82 | SS4S402008 | Female contact armfoer 33 Kv centre break isolator (Elpro make). @ 20388.70 | No. | 2 |  |  |  |  | 20388.7 | 40777.4
83 | SS4S402004 | Jaw for 33 Kv 800 Amp, isolator. @ 6844.94 | No. | 3 |  |  |  |  | 6844.94 | 20534.82
84 | SS4S402013 | Blade for 33 Kv 800 Amp, isolator. @ 4887.62 | No. | 1 |  |  |  |  | 4887.62 | 4887.62
93 | KK0K003001 | 120 KV Surge Arrester/Lightening Arrester (Polymeric) @58705 | no. | 2 |  |  |  |  | 58705 | 117410
94 | CC0C002013 | Control Cable Copper Aromoured (PVC) 2C x 2.5Sqmm. @143552.90 | Km. | 1 |  |  |  |  | 143552.9 | 143552.9
95 | CC0C002011 | Control Cable Copper Aromoured (PVC) 4C x 2.5Sqmm. @230182.60 | Km. | 1 |  |  |  |  | 230182.5 | 230182.5
96 | CC0C002018 | Control Cable Copper Aromoured (PVC) 6C x 2.5Sqmm. @322995.50 | Km. | 0.5 |  |  |  |  | 322995.5 | 161497.75
97 | CC0C001009 | Control Cable Copper Aromoured (PVC) 10C x 2.5Sqmm. @494726.80 | Km. | 0.53 |  |  |  |  | 494726.8 | 262205.204
98 | VV3V305004 | 33 KV CT Old & used 400/200/1 (3 core). @ 7000 | no. | 3 |  |  |  |  | 7000 | 21000
99 | JJ0J005007 | Old used & defective 33 KV CB. (Burst). @2500. | no. |  |  |  |  | 1 | 2500 | 2500
100 | VV8V805002 | PT 1-Ph. 33 KV/110Volt. (Burst). @ 1500 | no. |  |  |  |  | 1 | 1500 | 1500
101 | VV7V701006 | 132 KV CVT clamps suitable for zebra conductor @2849.70 | no. | 1 |  |  |  |  | 2849.7 | 2849.7
102 | II1I104002 | C wedge clamps for zebra/Panther conductor @2855.60 | no. | 3 |  |  |  |  | 2855.6 | 8566.8
103 | FF4F403001 | Copper Scrap | Kg. |  |  |  |  | 15 | 350 | 5250
104 | FF4F402001 | Aluminium Scrap | Kg. |  |  |  |  | 10 | 200 | 2000
105 |  | SF-6 Gas cylinder (3 Kg. Empty) | no. |  |  |  |  | 7 | 200 | 1400
106 | KK2K103001 | LA Counter (burst & burnt) | no. |  |  |  |  | 15 | 50 | 750
107 | VV6V507003 | 145 KV CVoT 1-ph (Accuracy class 0.5)@5000 | no. |  |  |  |  | 3 | 5000 | 15000
108 | VV3V305005 | Good quality, reputed make 33 KV CT 1 Phase, ratio 800/400/1A, 3 core having accuracy class 0.2s. @92021.36 | no. | 3 |  |  |  |  | 92021.36 | 276064.08
109 | VV2V208002 | Oil Level indicator (MOG) with 2 micro switches suitable for aircell conservator. Vertical mounting and 1000mm conservator dia along with float assembly with CCU of 2 No.s 4-20mA DC outputs along with remote indicator of model 2245M-T4. Mounting angle is 45 Deg as per site requirement. | no. | 1 |  |  |  |  | 101801.8 | 101801.8
110 | VV2V206001 | Oil Temperature indicator with 2 changeover switches (Option 2, switch contact rating:15A@250V AC, 5A@250V DC), 15 meters capillary length with built in RTD sensorand internal CCU and external remote indicator of 2 no's of 4-20mA DC output Model 2245H-T2, Range 0-150 deg C. Union=1/2" BSP Female. | no. | 1 |  |  |  |  | 82410.98 | 82410.98
111 | VV2V207001 | Winding Temperature indicator with 4 changeover switches (Option 2, switch contact rating:15A@250V AC, 5A@250V DC), 15 meters capillary length with built in RTD sensor and internal CCU and external remote indicator of 2 no's of 4-20mA DC output Model 2245H-T2, Range 0-150 deg C. Union=1/2" BSP Female. | no. | 2 |  |  |  |  | 103013.72 | 206027.44
112 | ZZ2Z005001 | Air cell (REINFORCEMENT ON AIRCELL BOTTEM PATCH G + 600 X 400 WIDE TO PREVENT DAMAGED BY MOG ARM RUBBING) | no. | 1 |  |  |  |  | 213299 | 213299
113 | VV1V101035 | LV bushing set of rated Voltage-52KV, Rated Current-1250Amp having Standard- Is:2099/IEC 137 Mounting Angle-<30⁰From I Having Weight-60 Kg. Approx set. @315101 | no. | 2 |  |  |  |  | 315100.8 | 630201.6
114 | VV2V211002 | Control Selector Switch. | No. | 1 |  |  |  |  | 12725.22 | 12725.22
115 | VV3V03003 | 132 KV CT (burst and burnt) | no. |  |  |  |  | 1 | 3000 | 3000
[9 empty] | Total | 5508757.306
| JE. JE.(Line) |  |  | AE. |  |  |  |  | E.E.
PHYSICAL VERIFICATION STOCK LIST OF 132 KV S/S KATHGODAM MARCH - 2025
Name of Zone :- Kumaon Name of Division:- 220 KV O&M Haldwani
Name of Circle :- Haldwani Name of Substation :- 132 kv substation kathgodam
|  |  |  | Unit Rate in Rs. | USABLE |  | UNSERVICEABLE |  | NON - MOVING |  | OBSOLETE |  | SCRAP
S.No. | Item Code | Name Of Item | Unit |  | Qty. | Total Amount in Rs. | Qty. | Total Amount in Rs. | Qty. | Total Amount in Rs. | Qty. | Total Amount in Rs. | Qty. | Total Amount in Rs.
1 | II0I006001 | 11 K.V Disc Insulator Of Sizes | No | 300 | 3 | 900 | _ | _ | _ | _ | _ | _ | _ | _
2 |  | G.I Bolt Nut Of Sizes | No. | 20 | 4420 | 88400 | _ | _ | _ | _ | _ | _ | _ | _
3 | II5I501004 | Mid Spane Joint w/o Steel | No. | 200 | 10 | 2000 | _ | _ | _ | _ | _ | _ | _ | _
4 | II8I804005 | Single Suspension Fitting For Panther | No. | 700 | 19 | 13300 | _ | _ | _ | _ | _ | _ | _ | _
5 | II8I807004 | Bolted Type Tension Fitting For Zebra | No. | 1050 | 4 | 4200 | _ | _ | _ | _ | _ | _ | _ | _
6 | FF3F302001 | C-Type Tower part Incomplete | MT. | 25000 | 4.257 | 106425 | _ | _ | _ | _ | _ | _ | _ | _
7 | CC3C303003 | Armar polley cable XLPE 3*300mm | Mtr | 85 | 200 | 17000 | _ | _ | _ | _ | _ | _ | _ | _
8 |  | 132 K.V Breacing Insulator | No. | 6000 | 1 | 6000 | _ | _ | _ | _ | _ | _ | _ | _
9 | VV1V104005 | 72.5 K.V 400 Amp Condensor Bushing | No. | 12000 | 2 | 24000 | _ | _ | _ | _ | _ | _ | _ | _
10 |  | Steel Wire Rope | Mtr | 30 | 200 | 6000 | _ | _ | _ | _ | _ | _ | _ | _
11 |  | Anchor Bolt 28mm | No. | 200 | 91 | 18200 | _ | _ | _ | _ | _ | _ | _ | _
12 |  | Anchor Bolt 32mm | No. | 250 | 14 | 3500 | _ | _ | _ | _ | _ | _ | _ | _
13 | CC7C703002 | Alu Lag 240mm | No. | 100 | 22 | 2200 | _ | _ | _ | _ | _ | _ | _ | _
14 |  | Alu Lag 400mm | No. | 120 | 6 | 720 | _ | _ | _ | _ | _ | _ | _ | _
15 |  | 132/33 K.V C.T Connector | No. | 250 | 42 | 10500 | _ | _ | _ | _ | _ | _ | _ | _
16 | HH1H103001 | 145 K.V Bus Isolators | No. | 12600 | 1 | 12600 | _ | _ | _ | _ | _ | _ | _ | _
17 |  | Magnet 110 V-127V D.C(A.B.B) | No. | 6090 | 2 | 12180 | _ | _ | _ | _ | _ | _ | _ | _
18 | JJ1J103041 | Catch(A.B.B) | No. | 2478 | 1 | 2478 | _ | _ | _ | _ | _ | _ | _ | _
19 |  | Linkage(A.B.B) | No. | 9912 | 1 | 9912 | _ | _ | _ | _ | _ | _ | _ | _
20 |  | Pressure Release Valve | No. | 30672 | 1 | 30672 | _ | _ | _ | _ | _ | _ | _ | _
21 |  | Brass Nut Bolt of Sizes | No. | 29.8 | 124 | 3695.2 | _ | _ | _ | _ | _ | _ | _ | _
22 | SS1S104008 | contactors(2 no+2 nc) | No. | 3950 | 5 | 19750 | _ | _ | _ | _ | _ | _ | _ | _
23 | CC0C002011 | PVC control cable 4 core | Mtr | 65 | 150 | 9750 | _ | _ | _ | _ | _ | _ | _ | _
24 | CC0C002008 | PVC control cable 10 core | Mtr | 105 | 150 | 15750 | _ | _ | _ | _ | _ | _ | _ | _
25 |  | selector switches for 132 kv panels | No. | 1702.5 | 8 | 13620 | _ | _ | _ | _ | _ | _ | _ | _
26 |  | Indicators | No. | 278 | 12 | 3336 | _ | _ | _ | _ | _ | _ | _ | _
27 | II1I104002 | PG clamp for zebra to panther | No. | 818.47 | 6 | 4910.82 | _ | _ | _ | _ | _ | _ | _ | _
28 |  | Come Along Clamp for Zebra | No. | 6787.3 | 2 | 13574.6 | _ | _ | _ | _ | _ | _ | _ | _
29 |  | LED Type Semaphore | No. | 2250 | 5 | 11250 | _ | _ | _ | _ | _ | _ | _ | _
30 | YY4Y403001 | 48 V battery charger old and used | No. | 1200 | 1 | 1200 | _ | _ | _ | _ | _ | _ | _ | _
31 | FF3F301042 | 33 KV Isolater structure old and used | No. | 5000 | 10 | 50000 | _ | _ | _ | _ | _ | _ | _ | _
32 | II2I205001 | C Wedge Clamp | No. | 2258.7 | 28 | 63243.6 | _ | _ | _ | _ | _ | _ | _ | _
33 | SS3S301022 | HRC FUSE 6 AMP | NO | 56.523 | 24 | 1356.552 | _ | _ | _ | _ | _ | _ | _ | _
34 | SS3S301020 | HRC FUSE 10 AMP | NO | 56.296 | 26 | 1463.696 | _ | _ | _ | _ | _ | _ | _ | _
35 | FF3F302001 | TOWER PART OLD AND USED | MT | 40000 | 2.142 | 85680 | _ | _ | _ | _ | _ | _ | _ | _
36 | II8I801005 | Single Tension Fitting For Panther Incomplete | NO | 980 | 3 | 2940 | _ | _ | _ | _ | _ | _ | _ | _
37 |  | CONTACTOR MNX-32 | NO | 9068.65 | 1 | 9068.65 | _ | _ | _ | _ | _ | _ | _ | _
38 | SS4S405005 | 3PHASE 10 A 3 POLE MCB | NO | 1464.15 | 7 | 10249.05 | _ | _ | _ | _ | _ | _ | _ | _
39 | VV7V702004 | 33 KV CT CONNECTING ROD | NO | 3399.325 | 6 | 20395.95 | _ | _ | _ | _ | _ | _ | _ | _
40 | VV7V702003 | 132KV CT CONNECTING ROD | NO | 4534.325 | 3 | 13602.975 | _ | _ | _ | _ | _ | _ | _ | _
41 | CC1C102002 | 400 SQMM 3.5CORE AL CABLE | MTR | 755 | 116 | 87580 | _ | _ | _ | _ | _ | _ | _ | _
42 | II0I002001 | DISC INSULATORS 120 KN | NO | 2860.0186 | 4 | 11440.0743 | _ | _ | _ | _ | _ | _ | _ | _
43 |  | G.I STRUCTURE | MT | 108393.3033 | 0.087 | 9430.2174 | _ | _ | _ | _ | _ | _ | _ | _
44 | HH7H701001 | 66 K.V jaw | No | 5096.15 | 2 | 10192.3 | _ | _ | _ | _ | _ | _ | _ | _
45 |  | M.s Earth 40 mm Dia | Mtr | 584 | 19 | 11096 | _ | _ | _ | _ | _ | _ | _ | _
46 | AA0A004001 | ACSR Zebra Conducter In Pieces | Mtr | 279.9 | 70 | 19593 | _ | _ | _ | _ | _ | _ | _ | _
47 |  | Insulating Mat | Mtr | 3123.24 | 25 | 78081 | _ | _ | _ | _ | _ | _ | _ | _
48 | JJ1J103007 | Closing Coil | No | 3955.475 | 3 | 11866.425 | _ | _ | _ | _ | _ | _ | _ | _
49 | JJ1J103005 | Tripping Coil | No | 3961.15 | 4 | 15844.6 | _ | _ | _ | _ | _ | _ | _ | _
50 | JJ5J502001 | O rings | No | 3389.11 | 5 | 16945.55 | _ | _ | _ | _ | _ | _ | _ | _
51 |  | Selector Switch(Manual/ Auto) | No | 2814.8 | 4 | 11259.2 | _ | _ | _ | _ | _ | _ | _ | _
52 | HH6H601002 | 132 K.V Isolater Jaw | NO. | 6129 | 4 | 24516 | _ | _ | _ | _ | _ | _ | _ | _
53 |  | PVC Control Cable old and used in pieces | Mtr | 5 | 410 | 2050 | _ | _ | _ | _ | _ | _ | _ | _
54 | AA0A005001 | ACSR Panther Conductor | KM | 82500 | 6.918 | 570735 | _ | _ | _ | _ | _ | _ | _ | _
55 | VV6V605012 | 33 KV CT 300/150/1 Old and Used Dismantled | No | 4000 | 3 | 12000 | _ | _ | _ | _ | _ | _ | _ | _
56 | II8I804005 | Single Suspension Fitting For Panther | Set | 4580 | 1 | 4580 | _ | _ | _ | _ | _ | _ | _ | _
57 | II801010 | Tension Fitting for earth wire | Set | 1259.5 | 6 | 7557 | _ | _ | _ | _ | _ | _ | _ | _
58 | II8I804010 | Suspension Fitting for earth wire | Set | 1374 | 10 | 13740 | _ | _ | _ | _ | _ | _ | _ | _
59 | II6I603003 | Phase Plate | Set | 458 | 1 | 458 | _ | _ | _ | _ | _ | _ | _ | _
60 | II6I603001 | Number Plate | No | 572.5 | 1 | 572.5 | _ | _ | _ | _ | _ | _ | _ | _
61 | II5I502004 | Repair Sleeve for Panther Conductor | No | 572.5 | 10 | 5725 | _ | _ | _ | _ | _ | _ | _ | _
62 | II5I502009 | Repair Sleeve for Earth Wire | No | 572.5 | 8 | 4580 | _ | _ | _ | _ | _ | _ | _ | _
63 | II6I603006 | Danger Plate | No | 572.5 | 1 | 572.5 | _ | _ | _ | _ | _ | _ | _ | _
64 |  | Counter Poise Earthing | Set | 12595 | 1 | 12595 | _ | _ | _ | _ | _ | _ | _ | _
65 | II7I710001 | Anti Climbing Device Barbared type | Set | 12595 | 1 | 12595 | _ | _ | _ | _ | _ | _ | _ | _
66 | II6I603005 | Circuit Plate | Set | 572.5 | 1 | 572.5 | _ | _ | _ | _ | _ | _ | _ | _
67 |  | ABB PB Unit | No | 5665.92 | 2 | 11331.84 | _ | _ | _ | _ | _ | _ | _ | _
68 | KK0K005001 | 30 KV LA | No | 18892.5 | 1 | 18892.5 | _ | _ | _ | _ | _ | _ | _ | _
69 |  | 1/2 unfscr of 110 V Battery Charger Hsstbb | No | 2290 | 6 | 13740 | _ | _ | _ | _ | _ | _ | _ | _
70 |  | Semi Conductor Fuse75AGSA75 | No | 1145 | 6 | 6870 | _ | _ | _ | _ | _ | _ | _ | _
71 |  | Semi Conductor Fuse 50A GSA50 | No | 1145 | 6 | 6870 | _ | _ | _ | _ | _ | _ | _ | _
72 |  | Diode S8hr55 Size M8 | No | 1145 | 3 | 3435 | _ | _ | _ | _ | _ | _ | _ | _
73 |  | Diode S4hr41 Size M8 | No | 1145 | 3 | 3435 | _ | _ | _ | _ | _ | _ | _ | _
74 |  | Diode S4Hr16 Size M6 | No | 1145 | 3 | 3435 | _ | _ | _ | _ | _ | _ | _ | _
75 |  | Fuse 36AGE SM63A | No | 1145 | 6 | 6870 | _ | _ | _ | _ | _ | _ | _ | _
76 |  | Contactor 25A 3 Phase Coil Voltage 240V DC | No | 2290 | 1 | 2290 | _ | _ | _ | _ | _ | _ | _ | _
77 |  | Contactor 63A 3 Phase Coil Voltage 240 V DC | No | 2290 | 1 | 2290 | _ | _ | _ | _ | _ | _ | _ | _
78 | SS3S311001 | Trip Indicator Fuse GE TI 300 | No | 1030.5 | 20 | 20610 | _ | _ | _ | _ | _ | _ | _ | _
79 |  | Space Heater 2500HM/250W | No | 2290 | 2 | 4580 | _ | _ | _ | _ | _ | _ | _ | _
80 |  | Single Phase Voltmeter (0-200) DC | No | 2290 | 1 | 2290 | _ | _ | _ | _ | _ | _ | _ | _
81 |  | Surger Capacitor 2Uf/440 V AC) | No | 572.5 | 4 | 2290 | _ | _ | _ | _ | _ | _ | _ | _
82 | HH1H103001 | 132 KV Isolator without Structure Old and Used | Nos. | 18000 | 11 | 198000 | _ | _ | _ | _ | _ | _ | _ | _
83 | VV8V810003 | 132 KV CVT Old and Used | Nos. | 20000 | 9 | 180000 | _ | _ | _ | _ | _ | _ | _ | _
84 | VV6V603007 | 132 KV CT Used | Nos. | 100000 | 3 | 300000 | _ | _ | _ | _ | _ | _ | _ | _
85 | VV6V603007 | 132 KV CT Old and Used | Nos. | 20000 | 12 | 240000 | _ | _ | _ | _ | _ | _ | _ | _
86 | KK0K003001 | 132 KV LA Used | Nos. | 12000 | 3 | 36000 | _ | _ | _ | _ | _ | _ | _ | _
87 | KK0K003001 | 132 KV LA Old and Used | Nos. | 5000 | 12 | 60000 | _ | _ | _ | _ | _ | _ | _ | _
88 | KK0K005001 | 33 KV LA Old and Used | Nos. | 2000 | 3 | 6000 | _ | _ | _ | _ | _ | _ | _ | _
89 |  | MS Angle 50*50*6mm | KG | 68.25 | 2619 | 178746.75 | _ | _ | _ | _ | _ | _ | _ | _
90 |  | MS Flat 50*6 mm | KG | 63 | 1874.076 | 118066.788 | _ | _ | _ | _ | _ | _ | _ | _
91 |  | G.I. Wire Mess of 10 SWG Aperture 50mm width 1.8mm | Sqm | 420 | 459 | 192780 | _ | _ | _ | _ | _ | _ | _ | _
92 |  | M.S. Nut & Bolts suitable for fencing work | KG | 84 | 80 | 6720 | _ | _ | _ | _ | _ | _ | _ | _
93 |  | DANGER PLATE & NUMBER PLATE | Nos. | 569.35 | 190 | 108176.5 | _ | _ | _ | _ | _ | _ | _ | _
94 |  | PHASE PLATE | SET | 584.1 | 15 | 8761.5 | _ | _ | _ | _ | _ | _ | _ | _
95 | JJ1J105005 | A.B.B. TRIPPING COIL FOR 33 KV CIRCUIT BREAKER | Nos. | 3923.5 | 2 | 7847 | _ | _ | _ | _ | _ | _ | _ | _
96 |  | 132 KV DOUBLE FEEDER CONTROL PANEL OLD & USED | Nos. | 5000 | 2 | 10000 | _ | _ | _ | _ | _ | _ | _ | _
97 |  | 132 KV TRANSFORMER PANEL W/O RELAY OLD & USED | Nos. | 2000 | 1 | 2000 | _ | _ | _ | _ | _ | _ | _ | _
98 |  | 132 KV RELAY PANEL OLD & USED | Nos. | 5000 | 3 | 15000 | _ | _ | _ | _ | _ | _ | _ | _
99 |  | 66 KV CONTROL & RELAY DOUBLE FEEDER PANEL OLD & USED | Nos. | 5000 | 1 | 5000 | _ | _ | _ | _ | _ | _ | _ | _
100 |  | 33 KV CONTROL & RELAY TRIPPLE FEEDER PANEL OLD & USED | Nos. | 25000 | 1 | 25000 | _ | _ | _ | _ | _ | _ | _ | _
101 |  | 132 KV CONTROL PANEL WITHOUT ALARM ANNUNCIATOR & ENERGY METER OLD & USED | Nos. | 5000 | 1 | 5000 | _ | _ | _ | _ | _ | _ | _ | _
102 |  | 132 KV RELAY PANEL WITHOUT DISTANCE RELAY OLD & USED | Nos. | 25000 | 1 | 25000 | _ | _ | _ | _ | _ | _ | _ | _
103 | AA0A005001 | ACSR Panther Conductor | KM. | 115535 | 1.045 | 120734.075 | _ | _ | _ | _ | _ | _ | _ | _
104 |  | Galvanized Double Circuit Tower Pieces (without leg) old & Dismantled incomplete. | MT. | 8550 | 7.9 | 67545 | _ | _ | _ | _ | _ | _ | _ | _
105 |  | 33 KV (3Core) CT (800/400/1) accuracy class 0.2s | Nos. | 53690 | 1 | 53690 | _ | _ | _ | _ | _ | _ | _ | _
106 |  | 33 KV PT Single Phase | Nos. | 40710 | 1 | 40710 | _ | _ | _ | _ | _ | _ | _ | _
107 |  | 33 KV Surge arrester Single Phase - Polymer | Nos. | 22656 | 2 | 45312 | _ | _ | _ | _ | _ | _ | _ | _
108 |  | 33 KV Isolator Jaws(1250 AMP.) | Nos. | 4655.1 | 4 | 18620.4
109 |  | C Wedge Clamps for ACSR Zebra Conductor | Nos. | 1469.1 | 6 | 8814.6
110 |  | 66 KV CT (400-200-100/1) old and used dismantled | Nos. | 5000 | 5 | 25000
111 |  | 33 KV CT (800-400/1) old and used dismantled | Nos. | 5000 | 4 | 20000
112 |  | 33 KV PT Single Phase old and used dismantled | Nos. | 5000 | 3 | 15000
113 |  | Mid Span Compression Joint complete for ACSR Panther Conductor | Nos. | 1563.5 | 10 | 15635
114 |  | Mid Span Compression Joint for Earth Wire 7/10 | Nos. | 684.4 | 10 | 6844
115 |  | Double Tension Fitting (120KN) complete for Panther Conductor | Nos. | 11800 | 7 | 82600
116 |  | Single Tension Fitting (120KN) complete for Panther Conductor | Nos. | 7139 | 7 | 49973
117 |  | Vibration Damper for Panther Conductor | Nos. | 1923.4 | 20 | 38468
118 |  | Repair Sleeve for Panther Conductor | Nos. | 790.6 | 10 | 7906
119 |  | Bird Guard (Set of six) | Nos. | 885 | 10 | 8850
120 |  | Flexible Copper bond for 7/3.15 mm GS Earthwire or 7/10 SWG | Nos. | 1711 | 11 | 18821
121 |  | 33 KV CT (400-200/1) old and used dismentled damaged. | Nos. | 2500 | 2 | 5000
122 | VV3V301001 | Transformer Oil | Ltr | 73.16 | 36 | 2633.76
123 |  | SF-06 Gas | Kg. | 3915.24 | 20 | 78304.8
124 |  | 33 KV CT clamps suitable for ACSR Panther conductor | Nos. | 2076.8 | 6 | 12460.8
125 |  | 33 KV CT clamps suitable for ACSR Zebra conductor | Nos. | 2076.8 | 10 | 20768
126 |  | 33 KV Isolator clamps suitable for ACSR Zebra conductor | Nos. | 2076.8 | 11 | 22844.8
127 |  | Silica Gel Blue of Speciation as grain size of dia 8mm & above. | Kg. | 468.46 | 45 | 21080.7
128 |  | First Aid Box With Medicine | Set | 14750 | 3 | 44250
129 |  | Shock Treatment Chart & Artificial Rispiratory | Set | 16697 | 4 | 66788
130 | AA0A005001 | ACSR Panther Conductor old and used dismantled in pieces. | MTR. | 30 | _ |  | _ | _ | _ | _ | _ | _ | 555 | 16650
131 |  | Earth Wire 7/10 SWG old and used dismantled in pieces. | KG. | 25 | _ |  | _ | _ | _ | _ | _ | _ | 80 | 2000
132 |  | 33 K.V T/F Bushing | No. | 600 | _ |  | _ | _ | _ | _ | _ | _ | 1 | 600
133 | AA1A102001 | G.I Wire Of size | Kg | 30 | _ |  | _ | _ | _ | _ | _ | _ | 9312 | 279360
134 | AA3A301001 | Stay Wire 7/8 Swg | Kg | 30 | _ |  | _ | _ | _ | _ | _ | _ | 370 | 11100
135 | II4I401002 | Clamp For Rail | No. | 150 | _ |  | _ | _ | _ | _ | _ | _ | 25 | 3750
136 |  | 33 K.V Disc Fitting For Dog | No. | 160 | _ |  | _ | _ | _ | _ | _ | _ | 31 | 4960
137 | II4I409001 | Breacing clamp Of sizes | No. | 150 | _ |  | _ | _ | _ | _ | _ | _ | 401 | 60150
138 | KK4K402001 | 33 K.V Pin Insulator | No. | 300 | _ |  | _ | _ | _ | _ | _ | _ | 69 | 20700
139 |  | 33 K.V F.Clamp | No | 120 | _ |  | _ | _ | _ | _ | _ | _ | 328 | 39360
140 | II1I108001 | P.G Clamp For Dog to Dog | No. | 80 | _ |  | _ | _ | _ | _ | _ | _ | 352 | 28160
141 | II4I403003 | Suspention Clamp For E/W | No. | 300 | _ |  | _ | _ | _ | _ | _ | _ | 13 | 3900
142 | II5I503003 | G.I Hunger Scrap | No. | 60 | _ |  | _ | _ | _ | _ | _ | _ | 50 | 3000
143 |  | G.C Shut Old and Used Scrap | Kg | 20 | _ |  | _ | _ | _ | _ | _ | _ | 77 | 1540
144 | II4I401001 | Stay Clamp 105lb | No. | 210 | _ |  | _ | _ | _ | _ | _ | _ | 16 | 3360
145 | II4I401002 | Stay Clamp 105lb Rail Wool Head Type | No. | 210 | _ |  | _ | _ | _ | _ | _ | _ | 24 | 5040
146 |  | P.P Clamp for 105lb | No. | 210 | _ |  | _ | _ | _ | _ | _ | _ | 40 | 8400
147 | II4I408001 | P.P Clamp for pole | No. | 210 | _ |  | _ | _ | _ | _ | _ | _ | 184 | 38640
148 | II4I401001 | Stay Clamp of sizes | No. | 210 | _ |  | _ | _ | _ | _ | _ | _ | 370 | 77700
149 |  | Breacing clamp Of Rail | No. | 210 | _ |  | _ | _ | _ | _ | _ | _ | 32 | 6720
150 |  | A.C.S.R Panther Conductor(scrap) | Mtr | 30 | _ |  | _ | _ | _ | _ | _ | _ | 4136 | 124080
151 | AA1A103001 | Earth Wire 7/16 swg | Kg | 30 | _ |  | _ | _ | _ | _ | _ | _ | 17.5 | 525
152 |  | Rollery Insulator | No. | 30 | _ |  | _ | _ | _ | _ | _ | _ | 3 | 90
153 | CC9C901003 | 11 K.V Cable Box XLP of Size Outdoor Type | No. | 1240 | _ |  | _ | _ | _ | _ | _ | _ | 2 | 2480
154 | KK4K401004 | 33 K.V Porciling Insulator | No. | 600 | _ |  | _ | _ | _ | _ | _ | _ | 2 | 1200
155 | KK4K401002 | PolLy Cone Insulator Damaged | No. | 300 | _ |  | _ | _ | _ | _ | _ | _ | 1 | 300
156 | CC9C901002 | 11K.V Cable Box Xlp Of Size Indoor Type | No. | 1350 | _ |  | _ | _ | _ | _ | _ | _ | 11 | 14850
157 |  | Alu Strip 3*2.5 mm | Mtr | 350 | _ |  | _ | _ | _ | _ | _ | _ | 10 | 3500
158 | VV3V301002 | T/F Oil Old and Used Carbonized | Ltr | 15 | _ |  | _ | _ | _ | _ | _ | _ | 30352 | 455280
159 | VV3V301007 | Empty T/F Oil Drum | No. | 120 | _ |  | _ | _ | _ | _ | _ | _ | 235 | 28200
160 |  | 33 K.V Bushing Insulator | No. | 600 | _ |  | _ | _ | _ | _ | _ | _ | 2 | 1200
161 |  | Relay Of Sizes | No. | 600 | _ |  | _ | _ | _ | _ | _ | _ | 7 | 4200
162 |  | 3 Phase Energy Meter Old KWH Defective | No. | 600 | _ |  | _ | _ | _ | _ | _ | _ | 18 | 10800
163 |  | Male Contact Of 33K.V O.C.B Damaged | No. | 1000 | _ |  | _ | _ | _ | _ | _ | _ | 1 | 1000
164 | BB0B002006 | Capacitor Unit cell Old And Used | No. | 120 | _ |  | _ | _ | _ | _ | _ | _ | 6 | 720
165 | VV6V603007 | 132 KV C.T. Damaged | No. | 1200 | _ |  | _ | _ | _ | _ | _ | _ | 3 | 3600
166 | VV8V804002 | 66 K.V P.T Defective | No. | 600 | _ |  | _ | _ | _ | _ | _ | _ | 2 | 1200
167 |  | 33 K.V bushing for T/F | No. | 600 | _ |  | _ | _ | _ | _ | _ | _ | 1 | 600
168 | VV6V605013 | 33 K.V C.T 100/1,5.75 M.V.A E.C.E Make old and used | No. | 600 | _ |  | _ | _ | _ | _ | _ | _ | 2 | 1200
169 | VV8V805002 | 33 K.V single Phase P.T Damaged | No. | 600 | _ |  | _ | _ | _ | _ | _ | _ | 2 | 1200
170 | VV8V812001 | Coupling Capacitor cell Old and used | No. | 600 | _ |  | _ | _ | _ | _ | _ | _ | 5 | 3000
171 |  | 4 wire Group Selector Defective | No. | 600 | _ |  | _ | _ | _ | _ | _ | _ | 2 | 1200
172 |  | Wave Trap v/s Damaged | No. | 1000 | _ |  | _ | _ | _ | _ | _ | _ | 1 | 1000
173 | II6I603001 | Number Plate | No. | 30 | _ |  | _ | _ | _ | _ | _ | _ | 110 | 3300
174 |  | Tyre of Truck and Jeep Damaged | No. | 15 | _ |  | _ | _ | _ | _ | _ | _ | 14 | 210
175 |  | Jow Scrap | No. | 10 | _ |  | _ | _ | _ | _ | _ | _ | 2 | 20
176 | JJ1J105012 | Male Contact Scrap | No. | 550 | _ |  | _ | _ | _ | _ | _ | _ | 5 | 2750
177 |  | Vehicle Scrap | Kg | 20 | _ |  | _ | _ | _ | _ | _ | _ | 1 | 20
178 |  | Compressor type Dead Body Clamp Scrap | No. | 15 | _ |  | _ | _ | _ | _ | _ | _ | 57 | 855
179 |  | Fead Light Scrap | No. | 15 | _ |  | _ | _ | _ | _ | _ | _ | 1 | 15
180 | YY1Y101006 | Battery Old & Used | No. | 10 | _ |  | _ | _ | _ | _ | _ | _ | 20 | 200
181 | VV6V606007 | 11 K.V C.T Old & Damaged | No. | 250 | _ |  | _ | _ | _ | _ | _ | _ | 4 | 1000
182 |  | Come Along Clamp V/s Damaged | No. | 60 | _ |  | _ | _ | _ | _ | _ | _ | 1 | 60
183 |  | 11 K.V Cable Box Damaged | No | 30 | _ |  | _ | _ | _ | _ | _ | _ | 1 | 30
184 |  | Tube For Jeep Damaged | No. | 10 | _ |  | _ | _ | _ | _ | _ | _ | 5 | 50
185 |  | 11 K.V U shape Burn Contact Damaged | No | 20 | _ |  | _ | _ | _ | _ | _ | _ | 39 | 780
186 |  | 11 K.V Finger Contact Burn Damaged | No | 10 | _ |  | _ | _ | _ | _ | _ | _ | 76 | 760
187 |  | R.V.T Damaged | No. | 600 | _ |  | _ | _ | _ | _ | _ | _ | 2 | 1200
188 | VV6V606007 | 11K.V C.T's of Size 600-300,400-200,200-100-5 | No. | 600 | _ |  | _ | _ | _ | _ | _ | _ | 22 | 13200
189 |  | 66 K .V tripping Relay Defective | No. | 400 | _ |  | _ | _ | _ | _ | _ | _ | 6 | 2400
190 | KK0K004001 | 60 K.V L.A Old & Used | No. | 600 | _ |  | _ | _ | _ | _ | _ | _ | 14 | 8400
191 |  | Electronic Meter 33/11K.V Deffective | No. | 600 | _ |  | _ | _ | _ | _ | _ | _ | 1 | 600
192 |  | Comes Cord Assembly | No. | 200 | _ |  | _ | _ | _ | _ | _ | _ | 1 | 200
193 | KK4K301004 | 66K.V Insulator Old & used | No. | 600 | _ |  | _ | _ | _ | _ | _ | _ | 5 | 3000
194 |  | 132/66 K.V Male Contact Old &Used | No. | 1000 | _ |  | _ | _ | _ | _ | _ | _ | 2 | 2000
195 | JJ1J104006 | 66 K.V M.O.C.B Pole Old & Used | No | 1200 | _ |  | _ | _ | _ | _ | _ | _ | 2 | 2400
196 | KK4K301002 | 145 K.V Base Insulators Old &Used | No | 600 | _ |  | _ | _ | _ | _ | _ | _ | 3 | 1800
197 | VV8V810003 | 145 K.V C.V.T Damaged | No | 600 | _ |  | _ | _ | _ | _ | _ | _ | 4 | 2400
198 |  | G.I earth Wire Scrap | Kg | 20 | _ |  | _ | _ | _ | _ | _ | _ | 424 | 8480
199 |  | 33K.V V.C.B 1200 Amp Damaged | No. | 1200 | _ |  | _ | _ | _ | _ | _ | _ | 1 | 1200
200 | AA0A012001 | A.C.S.R Weasel Conductor Old &Used | Mtr | 20 | _ |  | _ | _ | _ | _ | _ | _ | 1210 | 24200
201 |  | 11 K.V F-Mail Contact Scrap | No. | 10 | _ |  | _ | _ | _ | _ | _ | _ | 48 | 480
202 |  | Come Along Clamp V/s Damaged | No. | 60 | _ |  | _ | _ | _ | _ | _ | _ | 2 | 120
203 | JJ1J103006 | 132 K.V M.O.C.B POLE OLD AND USED | No. | 600 | _ |  | _ | _ | _ | _ | _ | _ | 6 | 3600
204 |  | Cable Termination Box 450*450*200mm | No. | 1400 | _ |  | _ | _ | _ | _ | _ | _ | 8 | 11200
205 |  | Copper Wire Old & Used | Kg | 110 | _ |  | _ | _ | _ | _ | _ | _ | 50 | 5500
206 |  | 33 K.V Insulator Ciment Type | No. | 250 | _ |  | _ | _ | _ | _ | _ | _ | 1 | 250
207 |  | Gun Metal Scrap | Kg | 60 | _ |  | _ | _ | _ | _ | _ | _ | 4 | 240
208 | VV6V604001 | 66 K.V C.T Repair 400-200 Amp | No. | 5000 | _ |  | _ | _ | _ | _ | _ | _ | 2 | 10000
209 | VV8V809002 | 11K.V P.T Repair | No. | 250 | _ |  | _ | _ | _ | _ | _ | _ | 2 | 500
210 |  | 11 K.V C.T 200-100-5A repaired | No. | 250 | _ |  | _ | _ | _ | _ | _ | _ | 4 | 1000
211 |  | 11K.V Damaged Spoud | No. | 30 | _ |  | _ | _ | _ | _ | _ | _ | 1 | 30
212 | VV6V604001 | 66K.V C.T Old & used | No. | 600 | _ |  | _ | _ | _ | _ | _ | _ | 1 | 600
213 | VV6V604001 | 66 kv CT old and damaged | No. | 500 | _ |  | _ | _ | _ | _ | _ | _ | 6 | 3000
214 | JJ0J004001 | 66 kv GCB old and damaged | No. | 600 | _ |  | _ | _ | _ | _ | _ | _ | 2 | 1200
215 | KK0K004001 | 60 KV LA old and damaged | No. | 400 | _ |  | _ | _ | _ | _ | _ | _ | 6 | 2400
216 | KK0K003001 | 132 KV LA old and damaged | No. | 600 | _ |  | _ | _ | _ | _ | _ | _ | 3 | 1800
217 | HH1H104001 | 66 kv Bus Isolater old and damaged | No. | 500 | _ |  | _ | _ | _ | _ | _ | _ | 2 | 1000
218 | FF3F301037 | 66 kv Isolater structure old and damaged | No. | 500 | _ |  | _ | _ | _ | _ | _ | _ | 2 | 1000
219 | FF3F301038 | 66 kv GCB structure old and damaged | No. | 600 | _ |  | _ | _ | _ | _ | _ | _ | 2 | 1200
220 | VV8V804002 | 66 kv pt OLD AND USED | No. | 1000 | _ |  | _ | _ | _ | _ | _ | _ | 3 | 3000
221 | NN7N707001 | Oltc Panel old and used | No. | 1100 | _ |  | _ | _ | _ | _ | _ | _ | 1 | 1100
222 | BB1B101002 | Capacitor Bank Panel old and used | No. | 1200 | _ |  | _ | _ | _ | _ | _ | _ | 1 | 1200
223 |  | DISMANTLED PANELS old and used | No. | 1000 | _ |  | _ | _ | _ | _ | _ | _ | 3 | 3000
224 | VV8V810003 | 145 KV CVT old and used Defective | No | 1000 | _ |  | _ | _ | _ | _ | _ | _ | 3 | 3000
225 |  | 33 Kv Spring Charging motor Old & Burnt Difective | Nos. | 500 | _ |  | _ | _ | _ | _ | _ | _ | 2 | 1000
226 | AA0A005001 | A.C.S.R Panther Conductor Old & Damaged | Mtr | 30 | _ |  | _ | _ | _ | _ | _ | _ | 2565 | 76950
Total (in Rs.) | [5 empty] | 4438182.7727 | [7 empty] | 1492415
Substation Stock Inventory Status for the month of March 2026
Name of Circle/ Zone:- Kumaon Zone
Name of Division:- 220 KV O&M Division Pantnagar | [9 empty] | Name of Substation 220 KV Substation Pantnagar
Name of Sub-Division:- 220 KV Sub-Division Pantnagar | [9 empty] | Month of March 2026
S.No. | Item Code | Item Description | Unit | Unit Rate in Rs. | Useable |  | Dismantle/Incomplete/ Damage/Unservicable |  | Obsolete |  | Scrap |  | Non Moving
[5 empty] | Qty. | Total Amount in Rs. | Qty. | Total Amount in Rs. | Qty. | Total Amount in Rs. | Qty. | Total Amount in Rs. | Qty. | Total Amount in Rs.
2 | AA0A002001 | ACSR Conductor Moose | Mtr. | 300 | 810 | 243000
| AA0A002001 |  | Mtr. | 317 | [6 empty] | 283.5 | 89869.5
4 | AA0A002003 | ACSR Conductor Zebra | Mtr. | 233.5 | [6 empty] | 0 | 0
| AA0A002003 |  | MT | 25000 | [6 empty] | 0.1 | 2500
| AA0A002003 | ACSR Conductor Zebra | MT | 25000 | [6 empty] | 15.143 | 378575
5 | AA0A002004 | ACSR Conductor Panther | Mtr. | 18 | [6 empty] | 0 | 0
| AA0A002004 |  | Mtr. | 100 | [6 empty] | 0 | 0
| AA0A002004 | ACSR Conductor Panther | MT | 25000 | [6 empty] | 2.82 | 70500
14 | AA1A101002 | GI Earth Wire 7/10 SWG | Mtr. | 34.5 | [6 empty] | 0 | 0
| AA1A101002 | GI Earth Wire | MT | 25000 | [6 empty] | 0.34 | 8500
|  | OPGW | MT | 25000 | [6 empty] | 0.985 | 24625
26 | AA3A301004 | IPS Aluminium Tube 4" | Mtr. | 1623.2 | 136.7 | 221891.44
| AA1A101002 | Earth wire & Fitting Scrap | Kg | 10 | 25280 | 252800
|  | Empty earth wire drum | No. | 100 | 19 | 1900
5 | BB0B002002 | Capacitor Cell- 331kvar, 6.9kv | No. | 85261.75 | 6 | 511570.5
| BB0B002002 | Capacitor Cell- 331kvar, 6.9kv | No. | 100 | [6 empty] | 4 | 400
| BB0B002002 | Capacitor Cell- 331kvar, 6.9kv | No. | 500 | [6 empty] | 15 | 7500
12 | CC0C002008 | PVC Control Cable - W/o Armoured- 10x2.5mm | Mtr | 185.1599 | 110 | 20367.5901
15 | CC0C002011 | PVC Control Cable - W/o Armoured- 4x2.5mm | Mtr | 153.225 | 0 | 0
|  |  | Mtr | 0 | 0 | 0
17 | CC0C002013 | PVC Control Cable - W/o Armoured- 2x2.5mm | Mtr | 146.91 | 290 | 42603.9
43 | CC1C103012 | Power Cable - 440V LT - - 3.5x35 Sq. mm | Mtr | 219 | 219 | 47961
|  |  | Mtr | 186.086 | 220 | 40938.92
|  |  | Mtr | 153.003 | 1758 | 268979.274
|  |  | Mtr | 333 | 700 | 233100
83 | CC2C201001 | HF Cable -75 Ohm HP CABLE- | Mtr | 235.752 | 555 | 130842.36
229 | FF0F033006 | Stub for 132KV D/c B Type | MT | 61000 | 0.399 | 24339
260 | FF0F042008 | Template A Type for 220KV Single Circuit | MT | 61000 | [6 empty] | 10.34 | 630740
287 | FF0F050002 | Strcture- Pipe | MT | 74000 | 0.64 | 47360
313 | FF0F050028 | Strcture-HT | MT | 56996 | 5.112 | 291363.552
314 | FF0F050029 | Strcture-MT | MT | 53115 | 7.713 | 409675.995
327 | FF0F050042 | Strcture-33KV Isolator | MT | 74000 | 0.781 | 57794
| FF0F050042 |  | Kg | 20 | [6 empty] | 805 | 16100
329 | FF0F015002 | Tower Parts- GI | MT | 28491.41 | [6 empty] | 17.856 | 508742.617
| FF0F015002 |  | MT | 25000 | [6 empty] | 0.25 | 6250
| FF0F015002 | Tower Parts- GI (220KV) | MT | 25000 | [6 empty] | 41.39 | 1034750
| FF0F015002 | Tower Parts- GI (132KV) | MT | 25000 | [6 empty] | 18.92 | 473000
| FF0F050031 | Gantry -GI (132KV) | MT | 25000 | [6 empty] | 20.73 | 518250
|  | Galvanised Nuts & Bolts-12x70 mm | Kg | 293.82 | 0 | 0
375 | FF4F401044 | Galvanised Nuts & Bolts-12x50 mm | Kg | 293.82 | 0 | 0
|  | Galvanised Nuts & Bolts-10X70 mm | Kg | 293.82 | 0 | 0
385 | FF4F401054 | Galvanised Nuts & Bolts-10X50 mm | Kg | 293.82 | 0 | 0
424 | FF1F101025 | HOT dipped Galvanised-16x45 mm/ (5/8"x1*3/4 | No. | 10 | 315 | 3150
426 | FF1F101027 | HOT dipped Galvanised-16x35 mm | No. | 10 | 350 | 3500
581 | FF9F904003 | Copper -Bond Round | No | 0 | 0 | 0
|  | 132 KV Line Fitting old & used | MT | 10000 | [6 empty] | 1.6 | 16000
1 | GG0G001001 | Maintenance material Petrolleum Jelly | Kg | 765.82 | 2 | 1531.64
3 | GG0G001003 | Maintenance material CRC 400 ML Bottle | No. | 824.82 | 2 | 1649.64
7 | GG0G001007 | Maintenance material Grease | Kg | 2122.82 | 0 | 0
|  | 220 KV Isolator Male Arm | No. | 70210 | 1 | 70210
|  | 220 KV Isolator Male Arm | No. | 41300 | 0 | 0
|  | 220 KV Isolator Female Arm | No. | 82364 | 2 | 164728
|  | 220 KV Isolator Female Arm | No. | 47200 | 1 | 47200
| SS0S002001 | 220 KV Isolator (old & used) | No. | 5000 | [6 empty] | 1 | 5000
10 | HH0H005002 | Line Isolator 33 KV 2000 Amp Double break without Earth switch | No | 0 | 0 | 0
10 | SS0S005003 | Bus Isolator 33 KV 800 Amp Double break without Earth switch | No | 101598 | 1 | 101598
63 | SS3S301005 | 132 KV Isolator Spare Blade Male contact | No. | 8501 | 1 | 8501
64 | SS3S301006 | 132 KV Isolator Spare Blade Female Contact | No. | 8513 | 1 | 8513
81 | SS4S402001 | 33 KV Isolater Spare Jaws 800 Amp. | No. | 5422.1 | 0 | 0
|  |  | No. | 4702.3 | 0 | 0
90 | SS4S402013 | 33 KV Isolater Spare Blade 800 Amp. | No. | 7074.1 | 0 | 0
|  |  | No. | 5882.3 | 0 | 0
101 | SS5S501002 | Isolator Clamp Rigid terminal connector 4" AL tube (33KV) | No. | 3528.2 | 0 | 0
102 | SS5S501003 | Isolator Clamp Through type for 4” IPS Al tube (132KV) | No. | 2904 | 10 | 29040
106 | SS5S501008 | Isolator Clamp Twin moose | No. | 2938.2 | 0 | 0
|  |  | No. | 2832 | 0 | 0
|  |  | No. | 3068 | 0 | 0
107 | SS5S501009 | Isolator Clamp Single moose | No. | 1144.6 | 0 | 0
|  |  | No. | 1119.82 | 0 | 0
| SS3S301005 | 132 KV Isolater Spare 1600 A Blade Male contact | No. | 29323 | 2 | 58646
| SS3S301006 | 132 KV Isolater Spare 1600 A Blade Female Contact | No. | 29323 | 2 | 58646
|  | 220 KV Isolator clamp for moose to 30 mm | No. | 2938.2 | 2 | 5876.4
|  | 132 KV Isolator clamp for Moose to 40 mm | No. | 2478 | 0 | 0
|  | 33 KV Isolater Spare Blade 1600 Amp. | No. | 11204.1 | 1 | 11204.1
|  | 33 KV Isolater Spare Jaws 1600 Amp. | No. | 9434.1 | 0 | 0
|  | 4" IPS Tube Clamp for Single Moose | No. | 0 | 0 | 0
|  | Aluminium Scrap(Burnt Clamp/Isolator Jaw/blade) | Kg | 50 | [6 empty] | 85 | 4250
|  | Aluminium Scrap (220KV Burnt Isolator) | Kg | 50 | [6 empty] | 70 | 3500
|  | Copper Scrap (33KV Burnt Isolator) | Kg | 200 | [6 empty] | 137 | 27400
|  | Copper Scrap (220KV Burnt Isolator Arm) | Kg | 200 | [6 empty] | 18 | 3600
1 | II0I001001 | Disc Insulator 160 KN Porceline | No. | 250 | 15 | 3750
3 | II0I001003 | Disc Insulator 120 KN Porceline | No. | 120 | 537 | 64440
7 | II0I001007 | Disc Insulator 70 KN | No. | 0 | 0 | 0
|  |  | No. | 100 | 430 | 43000
|  | 220KV Old Disc Insulator | No. | 10 | [6 empty] | 832 | 8320
|  | 132KV Old Disc Insulator | No. | 10 | [6 empty] | 420 | 4200
| II0I001002 | Disc Insulator Polymer 160 KN | No | 7316 | 4 | 29264
15 | II0I003001 | PG Clamp Moose- Moose | No. | 1078.25 | 4 | 4313
48 | II1I102001 | C-wedge Clamp Moose- Moose | No. | 3652.12 | 0 | 0
| II1I102001 | C-wedge Clamp Moose- Moose | No. | 3030.43 | 16 | 48486.88
56 | II1I104001 | C-wedge Clamp Zebra- Zebra | No. | 2933.64 | 11 | 32270.04
|  |  | No. | 2938.2 | 0 | 0
57 | II1I104002 | C-wedge Clamp Zebra- Panther | No. | 2175.5 | 17 | 36983.5
59 | II1I105001 | C-wedge Clamp Panther- Panther | No. | 2061 | 18 | 37098
67 | II1I107001 | T-Connector Moose- Moose | No. | 0 | 0 | 0
91 | II2I202001 | Earth Wire Tension Clamp 7/9 SWG | No. | 586 | 17 | 9962
94 | II2I203001 | Earth Wire Suspension Clamp 7/9 SWG | No. | 473 | 62 | 29326
130 | II3I301001 | Moose Conductor Mid Span Joint | No. | 1888 | 20 | 37760
132 | II3I301003 | Mid Span Joint Zebra | No. | 1298 | 44 | 57112
|  |  | No. | 854 | 2 | 1708
|  |  | No. | 1007.7 | 3 | 3023.1
133 | II3I301004 | Mid Span Joint Panther | No. | 1298 | 26 | 33748
|  |  | No. | 545 | 55 | 29975
137 | II3I301008 | Mid Span Joint 7/9 SWG | No. | 708 | 15 | 10620
138 | II3I301009 | Mid Span Joint 7/10 SWG | No. | 531 | 15 | 7965
|  |  | No. | 100 | 18 | 1800
139 | II3I302001 | Repair Sleeve Moose | No. | 1298 | 15 | 19470
141 | II3I302003 | Repair Sleeve Zebra | No. | 1062 | 19 | 20178
|  |  | No. | 1209.26 | 6 | 7255.56
| II3I302003 | Repair Sleeve Zebra | No. | 308 | 52 | 16016
147 | II3I302009 | Repair Sleeve 7/10 SWG | No. | 531 | 15 | 7965
150 | II3I303003 | Vibration Damper Zebra | No. | 1728.7 | 10 | 17287
151 | II3I303004 | Vibration Damper Panther | No. | 480 | 0 | 0
155 | II3I303008 | Vibration Damper 7/9 SWG | No. | 1298 | 30 | 38940
156 | II3I303009 | Vibration Damper 7/10 SWG | No. | 0 | 0 | 0
160 | II3I308001 | Bird guard | Set | 528.64 | 40 | 21145.6
163 | II3I305004 | Armour Rod Panther | No. | 1000 | 13 | 13000
195 | II7I704004 | Spacers Twin Moose | No. | 841.34 | 0 | 0
219 | II5I501004 | Single Tension Fitting Zebra | Sets | 9853 | 5 | 49265
220 | II5I501005 | Single Tension Fitting Panther | Sets | 5428 | 1 | 5428
224 | II5I501009 | Single Tension Fitting 7/9 SWG | No. | 1888 | 25 | 47200
225 | II5I501010 | Single Tension Fitting 7/10 SWG | No. | 0 | 0 | 0
229 | II5I502004 | Double Tension Fitting Zebra | No. | 19942 | 3 | 59826
230 | II5I502005 | Double Tension Fitting Panther | No. | 3500 | 1 | 3500
242 | II5I504004 | Single Suspension Fitting Zebra | No. | 9204 | 6 | 55224
247 | II5I504010 | Single Suspension Fitting 7/10 SWG | No. | 1888 | 15 | 28320
248 | II5I504010 | Single Suspension Fitting 7/10 SWG | No. | 1534 | 10 | 15340
|  | Pilot fitting for Zebra | No. | 1713 | 74 | 126762
|  | Bolted tension fitting for ACSR Moose | No. | 9440 | 10 | 94400
|  | Bolted tension fitting for ACSR Zebra | No. | 4720 | 5 | 23600
|  | T Clamp 40mm for Moose | No. | 1038.4 | 4 | 4153.6
3 | JJ0J002001 | Circuit Breaker 220KV Air Blast | No. | 10000 |  |  | 7 | 70000
11 | JJ0J005002 | Circuit Breaker 33KV 220V DC SF-6 | No. | 5000 | [6 empty] | 5 | 25000
12 | JJ0J005007 | Circuit Breaker 33KV 110V DC SF-6 | No. | 4500 | 1 | 4500 |  |  |  |  | 2 | 9000
37 | JJ2J201001 | Circuit Breaker Sapres 220KV 220V DC Trip Coil (ABB make) | No. | 12685 | 2 | 25370
37 | JJ2J201001 | Circuit Breaker Sapres 220KV 220V DC Trip Coil (CGL make) | No. | 14012.5 | 2 | 28025
| JJ2J201001 |  | No. | 13983 | 1 | 13983
40 | JJ2J201003 | Circuit Breaker Sapres 220KV 220V DC Closing Coil (CGL make) | No. | 8024 | 2 | 16048
40 | JJ2J201003 | Circuit Breaker Sapres 220KV 220V DC Closing Coil (ABB make) | No. | 12626 | 1 | 12626
59 | JJ3J301001 | Circuit Breaker Sapres 132KV 220V DC Trip Coil (CGL make) | No. | 14012.5 | 2 | 28025
61 | JJ3J301003 | Circuit Breaker Sapres 132KV 220V DC Closing Coil (CGL make) | No. | 8024 | 1 | 8024
123 | JJ5J501001 | Circuit Breaker Sapres 33KV 220V DC Trip Coil (CGL make) | No. | 13983 | 0 | 0
|  |  | No. | 14012.5 | 2 | 28025
125 | JJ5J501003 | Circuit Breaker Sapres 33KV 220V DC Closing Coil (CGL make) | No. | 8024 | 0 | 0
127 | JJ5J501006 | Circuit Breaker Sapres 33KV 110V DC Trip Coil (ABB Make) | No | 6372 | 0 | 0
191 | JJ7J701007 | Circuit Breaker Auxiliary switch LOCAL/Remote Switch | No. | 2926.4 | 0 | 0
196 | JJ7J701010 | Circuit Breaker Auxiliary switch Density moniter switch | No | 0 | 1 | 0
216 | MM0M011004 | Control panel Spares Relay Thermal Overload realy | No | 2584.2 | 0 | 0
|  |  | No. | 1870.3 | 0 | 0
|  | Circuit Breaker connector 4"IPS Tube (220KV) | No. | 4661 | 2 | 9322
227 | JJ4J401003 | Circuit Breaker Connector Moose | No. | 1144.6 | 0 | 0
|  |  | No. | 1119.82 | 0 | 0
228 | JJ4J401004 | Circuit Breaker Connector Twin Moose | No | 2938.2 | 0 | 0
|  |  | No. | 2832 | 0 | 0
397 | JJ7J707001 | SF6 Gas | Kg | 5898.82 | 0 | 0
| JJ7J707001 |  | Kg | 5829.2 | 25 | 145730
| JJ0J005002 | Defective & Damage CB | No. | 10000 |  | 0 |  |  |  |  | 1 | 10000
|  | Circuit Breaker Spare 33 KV Fixed Contact (B8), CGL Make | No. | 0 | 0 | 0
|  | Circuit Breaker Spare 33 KV Moving Contact (B9), CGL Make | No. | 0 | 0 | 0
| JJ5J501014 | Circuit Breaker spare 33 KV SF6 Stationary arcing contact, CGL Make | No. | 13546.4 | 1 | 13546.4
2 | KK0K002001 | Lighting Arrestor 220 KV | No. | 187956 | 3 | 563868
| KK0K002001 |  | No. | 500 | 18 | 9000
3 | KK0K003001 | Lighting Arrestor 132 KV | No. | 500 | 13 | 6500
6 | KK0K005001 | Lighting Arrestor 33 KV | No. | 200 | 19 | 3800
34 | SS2S201006 | Bus Post Insulator (without corona ring) with creepage distance of 6125 mm. - 245 kV | No. | 20000 | 12 | 240000
35 | SS3S301016 | Bus Post Insulator (without corona ring) with creepage distance of 3625 mm. - 145 kV | No. | 3175.38 | 6 | 19052.28
36 | KK4K302003 | Bus Post Insulator (without corona ring) with creepage distance of 900 mm. - 36 kV | No. |  | 0 | 0
0
|  | L.E.D. - Light Fittings - 150W | No. | 0 | 0 | 0
133 | LL5L501004 | L.E.D. - Light Fittings - 50W | No. | 0 | 0 | 0
|  | L.E.D. - Light Fittings - 35W | No. | 0 | 0 | 0
|  | L.E.D. - Light Fittings - 23W | No. | 0 | 0 | 0
|  | L.E.D. - Light Fittings - 9W | No. | 0 | 0 | 0
144 | LL6L603001 | Lighting Spares Lighting Junction Box. | No. | 4900.6 | 3 | 14701.8
13 | MM0M008001 | Relay - Trip circuit supervision relay - Trip ckt supervision relay (ABB make 220 V DC) | No. | 5888 | 0 | 0
|  |  |  | 6962 | 0 | 0
13 | MM0M009004 | Relay - Trip circuit supervision relay - Trip ckt supervision relay (JVS make 220 V DC) | No. | 8083 | 7 | 56581
| MM0M001008 | Relay - Distance Relay (Faulty) | No. | 100 | 1 | 100
17 | MM0M019002 | Relay - Phase failure relay - Phase failure relay with UV/OV Relay (Minilec) auto reset, system voltage 415V AC | No. | 2938.2 | 2 | 5876.4
102 | MM0M075001 | Relay - Master Trip Relay Aux. Supply 220VDC 4NO+1 No. - (JVS) | No. | 0 | 0 | 0
135 | NN4N401001 | Miscellaneous Panel Spare - Indication Lamp LED 220/110 V AC/DC - LED-Multycolour 110/220V Ac/Dc | No. | 58.76 | 10 | 587.6
| NN4N412002 | Miscellaneous Panel Spare - TNC -suitable for 220KV Control and relay panel. | No. | 12213 | 1 | 12213
202 | NN4N412004 | Miscellaneous Panel Spare - Trip transfer switch - TNC -suitable for 33KV Control and relay panel. | No. | 8732 | 0 | 0
| NN4N412004 |  | No. | 8838.2 | 3 | 26514.6
216 | MM1M121006 | Miscellaneous Panel Spare - Heater - Space Heater | No. |  |  | 0
353 | MM2M202005 | Digital Meter - Volt Meter - 220 KV Digital volt meter size 140 x 70 mm PTR-220 KV/110V range (0-300 KV), Auxiliary Supply 220V DC, A.E. make | No. | 4106.4 | 3 | 12319.2
354 | MM2M202007 | Digital Meter - Volt Meter - 132 KV Digital voltmeter size 140 x 70 mm PTR-132 KV/110V Range (0-160 KV), Auxiliary Supply 220V DC, A.E. Make | No. | 4106.4 | 3 | 12319.2
| MM2M202011 | Digital Meter - Volt Meter - 33 KV Digital voltmeter size 140 x 70 mm PTR-33 KV/110V, Auxiliary Supply 220V DC, A.E. Make | No. | 4106.4 | 2 | 8212.8
| MM2M203005 | Digital Meter - Ampere Meter - Digital panel meter to display current in Amp for C&R panel range (0-1600 A), Auxiliary Supply 220V DC, Size 140 x 70 MM, A.E. Make | No. | 4106.4 | 9 | 36957.6
| MM2M204003 | Digital Meter - MW Meter - MW Meter 220 KV -size 140 x 70 mm PTR-220 KV/110V, CTR-1600/1 A, Auxiliary Supply 220V DC, A.E. Make | No. | 7888.3 | 2 | 15776.6
| MM2M204003 | Digital Meter - MVAR Meter - MVAR Meter 220 KV -size 140 x 70 mm PTR-220 KV/110V, CTR-1600/1 A, Auxiliary Supply 220V DC, A.E. Make | No. | 7888.3 | 3 | 23664.9
402 | MM3M303012 | Digital Meter - MW Meter - MW Meter Type 3 Phase 4 wire 50-0-50 MW CTR 200/1A PTR132KV /110 V. Aux Supply 110 V DC | No. | 1000 | [6 empty] | 0 | 0
475 | NN5N504001 | Miscellaneous- - Contactor - power contactor 65A 440V | No. | 2118.1 | 8 | 16944.8
|  |  | No. | 1758.2 | 0 | 0
| NN5N504001 | Miscellaneous- - Contactor - power contactor 80A 440V | No. | 10608.2 | 6 | 63649.2
| NN5N504001 | Miscellaneous- - Contactor - power contactor 32A 440V | No. | 5888.2 | 4 | 23552.8
483 | NN5N506004 | Miscellaneous- - Resistor - variable | No. | 1464 | 2 | 2928
|  | Digital Panel Meter | No. | 0 | 0 | 0
|  | Synchronising Socket 8A | No. | 0 | 0 | 0
| NN5N506047 | Single Phasing and Unbalancing Preventor 415V | No. | 2938.2 | 0 | 0
|  | Resistance ABB make RX TMA-1 INRK, 711004-AM 86 | No. | 0 | 0 | 0
0
11 | SS6S605004 | Contactor Air Break 16 Amp. 415 V Ac | No. | 1646.1 | 0 | 0
| SS6S605004 |  | No. | 2348.2 | 6 | 14089.2
18 | SS1S104006 | Contactor 415V AC 240 Volt A.C. Coils including frame for coil for 3ɸ Power Contactor IC-65a & IC-65a/4 | No. | 0 | 0 | 0
111 | SS4S401001 | MCB 220V DC Double Pole 32 Amp | No. | 0 | 0 | 0
|  | MCB 220V DC Single Pole 32 Amp | No. | 0 | 0 | 0
| SS7S701002 | MCB 220V DC Double Pole 20 Amp | No. | 2828.46 | 20 | 56569.2
113 | SS7S701003 | MCB 220V DC 10 Amp | No. | 2003.64 | 20 | 40072.8
124 | SS4S404001 | MCB 230V AC Single Pole 32 Amp | No. | 0 | 0 | 0
|  | A. C. D. Box MCB 25 Amp | No. | 0 | 0 | 0
|  |  | No. | 979.4 | 0 | 0
| SS7S705002 | MCB 415 AC Four Pole C3. | No | 3528.2 | 6 | 21169.2
| SS7S705002 | MCB 415 AC Four Pole 40 Amp. | No. | 2336.4 | 1 | 2336.4
| SS7S705002 |  | No. | 2938.2 | 4 | 11752.8
| SS7S705005 | MCB 415 AC Four Pole 10 Amp. | No. | 1528.1 | 2 | 3056.2
| SS7S705005 |  | No. | 2112.2 | 4 | 8448.8
| SS7S705007 | MCB 415 AC Tripple Pole 3 Amp. | No. | 1463.2 | 4 | 5852.8
| SS7S705007 |  | No. | 1875.02 | 4 | 7500.08
125 | SS7S704002 | MCB 230V AC Double Pole 16 Amp | No. | 1109.2 | 2 | 2218.4
| SS7S704002 |  | No. | 1404.2 | 2 | 2808.4
| SS7S704008 | MCB 230V AC Double Pole 1 Amp | No. | 1050.2 | 3 | 3150.6
140 | SS7S705008 | MCB 415 AC Tripple Pole 1 Amp. | No. | 1286.2 | 3 | 3858.6
156 | NN4N407001 | Timer delay block Time delay block | No. | 3528.2 | 4 | 14112.8
|  | Fan Control Switch | No. | 2118.1 | 0 | 0
| SS6S617008 | TPN Main Switch 415V 200A | No. | 17641 | 2 | 35282
|  | Auxiliary Connector | No. | 0 | 0 | 0
|  | Auxiliary contactor 12 A 230V | No. | 0 | 0 | 0
0
107 | TT2T101032 | General Stationary-PVC Tape coloured | No. |  |  | 0
34 | VV1V101010 | Transformer Bushing -220/132 KV HV-160 MVA | No | 0 | 4 | 0
35 | VV1V101011 | Transformer Bushing -220/132 KV LV-160 MVA | No | 0 | 2 | 0
55 | VV1V101031 | Transformer Bushing -132/33KV HV-80 MVA | No | 0 | 2 | 0
56 | VV1V101032 | Transformer Bushing -132/33KV LV-80 MVA | No | 0 | 2 | 0
57 | VV1V101033 | Transformer Bushing -132/33KV Neutral-80 MVA | No | 0 | 1 | 0
94 | VV2V201001 | Transformer Gasket, Breather, Silica gel & Connector Gasket Nitril gasket 10mm | Set | 0 | 2 | 0
| VV2V202007 | Silica Gel Breather Capacity 1 kg. | No. | 5894.1 | 3 | 17682.3
|  | Silica Gel Breather Capacity 3 kg. | No. | 6484.1 | 0 | 0
117 | VV2V202008 | Silica Gel Breather Capacity 5 kg. | No. | 7428.1 | 0 | 0
118 | VV2V203001 | Silica Gel Blue crystal | Kg | 529.82 | 0 | 0
| VV1V101033 | Transformer Bushing 36KV/200A | No. | 0 | 6 | 0
169 | VV2V204001 | Oil Transformer Oil | Ltr. | 73.16 | 136 | 9949.76
173 | VV2V204003 | Oil Oil sample Bottle 2Ltr | No. | 13847 | 3 | 41541
174 | VV2V204004 | Oil Oil sample Bottle 1Ltr | No. | 10442 | 2 | 20884
175 | VV2V204007 | Oil Empty Oil Drums | No. | 250 | 324 | 81000
|  | Bushing CT for 160 MVA T/F | No. | 0 | 1 | 0
|  | HV Bushing CT for 80 MVA T/F | No. | 0 | 2 | 0
| MM0M007001 | Bucholz Relay for 160 MVA T/F | No. | 0 | 2 | 0
|  | HV Bushing WTI CT for 80 MVA T/F | No. | 0 | 2 | 0
|  | LV Bushing WTI CT for 80 MVA T/F | No. | 0 | 2 | 0
|  | Bushing CT for 80 MVA T/F | No. | 0 | 1 | 0
| MM0M007002 | Bucholz Relay for 80 MVA T/F | No. | 0 | 2 | 0
|  | MOG with float arm for 80 MVA T/F | No. | 0 | 2 | 0
|  | Flow Indicator | No. | 0 | 2 | 0
|  | 160 MVA T/F HV Bushing Clamp | No. | 1445.5 | 0 | 0
| VV1V103007 |  | No. | 2360 | 2 | 4720
|  | 160 MVA T/F LV Bushing Clamp | No. | 2478 | 0 | 0
|  |  | No. | 2584.2 | 0 | 0
|  | 80 MVA T/F LV Bushing Clamp | No. | 3422 | 0 | 0
|  |  | No. | 3528.2 | 0 | 0
|  | 50 MVA T/F HV Bushing Clamp | No. | 2360 | 0 | 0
|  | 50 MVA T/F LV Bushing Clamp | No. | 3528.2 | 0 | 0
183 | VV2V206001 | Transformer Spare Oil Temperature indicator Meter (0-120 0C ) | No. | 200 | 0 | 0 |  |  |  |  | 1 | 200
187 | VV2V207001 | Transformer Spare Winding Temperature indicator Winding Temperature indicator Meter | No. | 39441 | 1 | 39441
|  |  | No. | 67024 | 1 | 67024
192 | VV2V208001 | Transformer Spare Level Gauge DIAL OIL LEVEL GAUGE |  |  |  | 0
193 | VV2V208002 | Transformer Spare Level Gauge Magnetic oil Level Guage | No | 0 | 3 | 0
194 | VV2V209001 | Transformer Spare PRV Pressure Relief Vent | No | 0 | 4 | 0
212 | VV2V213003 | Transformer Spare Tap Position Indicator SR.No. TPC 2001/12050 | No | 24662 | 2 | 49324
264 | VV3V302001 | Current Transformer 245KV 1600/800/1A 5 core Accuracy 0.2 | No | 281075 | 3 | 843225
264 | VV3V302001 | Current Transformer 245KV 1600/800/1A 5 core Accuracy 0.2 | No | 1000 | 1 | 1000 |  |  |  |  | 1 | 1000
|  | Current Transformer 245KV 1200/600/1A 5 core Accuracy 0.2 | No | 430700 | 1 | 430700
269 | VV3V302006 | Current Transformer 245KV 600/300/1 A 5 core Accuracy 0.2 | No | 354000 | 2 | 708000
|  | Current Transformer 245KV 200/100/1 A 5 core Accuracy 0.2 | No | 354000 | 1 | 354000
|  | Current Transformer 145KV 1200/800/1A 5 core Accuracy 0.2 | No. | 224200 | 1 | 224200
|  | Current Transformer 145KV 1200/600/1A 5 core Accuracy 0.2 | No. | 194700 | 1 | 194700
270 | VV3V303001 | Current Transformer 145KV 800/400/1 A 5 core Accuracy 0.2 | No | 325518 | 1 | 325518
270 | VV3V303001 | Current Transformer 145KV 800/400/1 A 5 core Accuracy 0.2 | No. | 1000 | 2 | 2000
270 |  | Current Transformer 145KV 800/400/1 A 5 core Accuracy 0.2 | No. | 212400 | 0 | 0
271 | VV3V303001 | Current Transformer 145KV 800/400/1 A 3 core Accuracy 0.2 | No | 182900 | 1 | 182900
272 | VV3V303003 | Current Transformer 145KV 400/200/1A 5 core Accuracy 0.2 | No | 0 | 0 | 0
274 | VV3V303005 | Current Transformer 145KV 200/100/1A 5 core Accuracy 0.2 | No | 212400 | 1 | 212400
281 | VV3V305001 | Current Transformer 33 KV 1600/800/1A 5 Core Accuracy 0.2 | No | 64900 | 4 | 259600
284 | VV3V305004 | Current Transformer 33 KV 800/400/1 A 5 Core Accuracy 0.2 | No | 0 | 0 | 0
285 | VV3V305005 | Current Transformer 33 KV 800/400/1A 3 core Accuracy 0.2 | No | 500 | 0 | 0 |  |  |  |  | 2 | 1000
| VV3V305005 |  | No | 47200 | 1 | 47200
|  |  | No | 0 | 0 | 0
288 | VV3V305008 | Current Transformer 33 KV 400/200/1A 3 core Accuracy 0.2 | No | 47200 | 1 | 47200
| VV3V305008 |  | No | 52864 | 1 | 52864
| VV3V305008 |  | No | 58646 | 2 | 117292
|  | Current Transformer 33 KV 1200/600/1A 3 core Accuracy 0.2 | No. | 59000 | 2 | 118000
|  | Current Transformer 33 KV 1200/800/1A 3 core Accuracy 0.2 | No. | 58882 | 2 | 117764
323 | VV7V701008 | Current Transformer Terminal Connectors Terminal connector (Expansion type) for 4” IPS Al tube | No. |  | 0 | 0
328 | VV7V701013 | Current Transformer Terminal Connectors Single Moose ACSR | No | 0 | 0 | 0
329 | VV7V701014 | Current Transformer Terminal Connectors Twin Moose ACSR | No |  | 0 | 0
340 | VV7V701025 | Current Transformer Terminal Connectors 33 KV CT clamp having 20 mm dia bore | No. | 942.82 | 0 | 0
341 | VV7V701026 | Current Transformer Terminal Connectors 33 KV CT clamp having 29 mm dia bore (Single moose) | No | 1119.82 | 0 | 0
|  |  | No. |  | 0 | 0
|  | Current Transformer Terminal Connectors 33 KV CT clamp having 29 mm dia bore (Twin moose) | No | 2938.2 | 0 | 0
|  |  | No. | 2832 | 0 | 0
344 | VV7V701029 | Current Transformer Terminal Connectors 36kV Terminal connector(Rigid type) for 4” IPS Al tube (Single Moose) | No | 2938.2 | 0 | 0
|  | Current Transformer Terminal Connectors 36kV Terminal connector(Rigid type) for 4” IPS Al tube (Twin Moose) | No. | 2938.2 | 0 | 0
|  | CT clamp Panther to 30 mm Dia | No. | 0 | 0 | 0
|  | CT clamp Panther to 20 mm Dia | No. | 0 | 0 | 0
|  | Current Transformer Terminal Connectors 36kV Terminal connector(Rigid type) for 4” IPS Al tube (Twin Moose) | No | 0 | 0 | 0
|  | 33 KV Clamp 4"IPS to Single Moose | No. | 0 | 0 | 0
|  | 132 KV CT Clamp Suitable for Moose/4" AI Pipe | No. | 2566 | 12 | 30792
|  | 132 KV CT Clamp for 4"IPS Tube to Single Moose | No. | 0 | 0 | 0
|  | 132 KV CT Clamp 30mm to single moose | No. | 3068 | 0 | 0
|  |  | No. | 2938.2 | 0 | 0
|  | Clamp 4" IPS Tube to Jumber base | No. | 2938 | 0 | 0
387 | VV6V502001 | PT (Potential Transformer) PT 220 KV/110 Volt with 0.2 accuracy | No | 354000 | 1 | 354000
387 | VV8V802001 | PT (Potential Transformer) PT 220 KV/110 Volt with 0.2 accuracy | No |  | 0 | 0
| VV6V507004 | PT (Potential Transformer) 145 KV CVT 3 core with one 0.2 accuracy | No | 212400 | 1 | 212400
388 | VV6V503002 | PT (Potential Transformer) 145 KV PT 3 core with one 0.2 accuracy | No | 212400 | 1 | 212400
388 | VV8V803002 | PT (Potential Transformer) 145 KV PT 3 core with one 0.2 accuracy | No |  |  | 0
391 | VV8V805001 | PT (Potential Transformer) PT 3-phase 33KV/110 Volt - | No. | 0 | 0 | 0
392 | VV6V505002 | PT (Potential Transformer) PT 1-phase, 33KV/110 Volt - | No. | 52784.8 | 5 | 263924
|  |  | No. | 800 | [6 empty] | 0 | 0
|  |  | No. | 53153.1 | 7 | 372071.7
396 | VV6V507002 | CVT CVT 220 KV/110 Volt - | No. | 206750 | 1 | 206750
| VV6V507002 |  | No. | 1000 | 7 | 7000
397 | VV6V507003 | CVT CVT - CVT 132 KV/110 Volt - 145kv | No. | 1000 | 9 | 9000
421 | VV9V902001 | CVT Accessories P.T Junction Box 220 KV | No. |  |  | 0
422 | VV9V903001 | CVT Accessories CVT Junction Box 132 KV | No. |  |  | 0
|  | 33 KV PT Clamp | No. | 0 | 0 | 0
12 | YY0Y003004 | Battery Cell 2 V 400AH lead acid | No. | 200 | [6 empty] | 109 | 21800
33 | YY1Y101003 | Battery Charger 220 Volt DC for 400AH Battery set | No. | 10000 | 2 | 20000
1 | PP2P220004 | Ceiling Fan Old & Used | No. | 100 | 8 | 800
Total in Rs. | [5 empty] | 12617250.8111 |  | 70000 |  | 0 |  | 3910572.117 |  | 0
S.No. | Item Code | Item Description | Unit | Unit Rate in Rs. | Useable |  | Dismantle/Incomplete/ Damage/Unservicable |  | Obsolete |  | Scrap |  | Non Moving
[5 empty] | Qty. | Total Amount in Rs. | Qty. | Total Amount in Rs. | Qty. | Total Amount in Rs. | Qty. | Total Amount in Rs. | Qty. | Total Amount in Rs.
P- Group (T&P)
1 | PP4P401001 | Steel Almera | No. | 14057.9 | 8 | 112463.2
2 | PP4P406006 | Steel Rack | No. | 1250 | 1 | 1250
Chair
5 | PP4P408012 | chair PCH 9003 | No. | 7665 | 7 | 53655
7 | PP4P409009 | Easy Chair PCN 500/T | No. | 4945 | 2 | 9890
9 | PP4P408017 | Computer Chair | No. | 3436.43 | 1 | 3436.43
| PP4P409004 | Chair PCH 1007 | No. | 2225 | 11 | 24475 |  |  |  |  | 3 | 6675
| PP4P409004 | Wheel chair | No. | 10447.5 | 2 | 20895
| PP4P408023 | Godrej chair 7003 | No. | 12769.42 | 4 | 51077.68
| PP4P409006 | Godrej Visitor Chair 1007 | No. | 6913.17 | 8 | 55305.36
Table
10 | PP4P433011 | Table T-8 | No. | 5693 | 4 | 22772
11 | PP4P433008 | Godrej Table T-9 | No. | 8987 | 3 | 26961
13 | PP4P424001 | Office Table 1800X900X760 | No. | 1250 | 1 | 1250
14 | PP4P431005 | Computer Table | No. | 7524.85 | 2 | 15049.7
15 | PP4P414003 | Book Case Rack | No. | 11640 | 6 | 69840
| PP4P424022 | Table with 3 drawer | No. | 11497 | 2 | 22994
| PP4P429003 | Dining V1 | No. | 11361 | 1 | 11361
| PP4P427007 | Center Table sonata | No. | 46712 | 1 | 46712
| PP4P432005 | Table wt711 | No. | 13623 | 1 | 13623
T&C Equipments
AC and other electrical/Electranics items
22 | PP2P217002 | Voltas water cooler with aquaflow eyreaforebs storage capacity 20 ltr. | No. | 53727.25 | 2 | 107454.5
23 | PP2P216002 | AC Votas 1.5 Ton | No. | 43584 | 1 | 43584
Ropes
89 |  | Rope 1" | Kg
90 |  | Rope 1/2" | Kg
| PP0P015003 | Para Para Rope 24 mm | Mtr | 60.0727 | 220 | 13215.9999
Other T&P
94 | PP2P201001 | Tong tester | No. | 9200 | 1 | 9200
103 | PP1P118027 | Screw driver Large (Standard Quality) | No. | 0 | 1 | 0
104 | PP1P118028 | screw driver medium (Standard Quality) | No. | 0 | 4 | 0
108 | PP1P110003 | Nose Plier (Standard Quality) | No. | 0 | 2 | 0
125 | PP2P211001 | Vaccum cleaner with blower and suction | No. | 11340 | 1 | 11340
134 | PP4P409005 | Visitor chairs without arm (Godrej make) | No. | 806.25 | 8 | 6450
144 | PP1P122004 | Portable SF6 Gas Leak Detector. | No. | 0 | 1 | 0
146 | PP1P138007 | Hydrolic Jack with gauge & house pipe | No. | 0 | 4 | 0
147 | PP1P117015 | Open Jaw spanner | No. | 0 | 6 | 0
148 | PP1P117016 | double end tubeler box | No. | 0 | 1 | 0
149 | PP1P121003 | Adjestable wriench 200 mm Long | No. | 0 | 1 | 0
150 | PP1P119002 | Pipe wrinch 450 mm Long | No. | 0 | 2 | 0
151 | PP1P109009 | Gasket punch set | No. | 0 | 1 | 0
152 | PP1P107013 | Flat file | No. | 0 | 1 | 0
153 | PP1P113017 | Lather mallet | No. | 0 | 2 | 0
154 | PP1P136001 | Cold chiesel | No. | 0 | 1 | 0
155 | PP4P411007 | Stool | No. | 618 | 1 | 618
156 | PP4P403003 | Teak wood bed (singel) | No. | 7316 | 2 | 14632
157 | PP4P433014 | Table S1070 | No. | 17231.2 | 1 | 17231.2
158 | DD0D001017 | Desktop PC | No. | 29290 | [6 empty] | 2 | 58580
159 | DD0D004003 | TFT Monitor | No. | 3700 | [6 empty] | 2 | 7400
160 | DD1D101006 | UPS 1 KVA | No. | 6864 | [6 empty] | 2 | 13728
161 | DD0D007004 | Laser Printer | No. | 5250 | [6 empty] | 1 | 5250
162 | PP2P226003 | Laser Fax | No. | 18200 | [6 empty] | 1 | 18200
163 | PP0P020001 | Trafer 10T | No. | 26105 | 1 | 26105
164 | PP0P021016 | Single pully block | No. | 1350 | 3 | 4050
165 | PP0P021015 | Double pully block | No. | 1800 | 3 | 5400
166 | PP0P021013 | Four Pully block | No. | 3375 | 2 | 6750
167 | PP1P148010 | Al Lader 15 Feet | No. | 5107.5 | 1 | 5107.5
168 | PP1P148001 | Al Lader 24 Feet | No. | 14755 | 1 | 14755
169 | DD0D007019 | Printer Samsung | No. | 12733 | 1 | 12733
170 | PP4P408009 | Chair PCH5002T | No. | 7393 | 5 | 36965
171 | PP4P409017 | Chair PCH 1004 | No. | 3198.5 | 4 | 12794
172 | PP4P402004 | Store well Plain Godrej | No. | 11852.7 | 1 | 11852.7
173 | DD1D106001 | Broad band modem | No. | 3784.2 | 1 | 3784.2
174 | PP1P148003 | Al Tower lader | No. | 111684 | 1 | 111684
175 | LL5L501005 | 30 Watt LED rechargeable portable light | No. | 108415 | 1 | 108415
176 | PP2P222004 | Desert cooler with Stand | No. | 10760 | 5 | 53800
| PP1P126014 | MRI Instrument | No. | 56523 | 1 | 56523
| PP2P223014 | Cell Phone LM6 | No. | 4500 | [6 empty] | 1 | 4500
| PP2P223007 | Cell Phone 2630 | No. | 4550 | [6 empty] | 1 | 4550
| PP2P223007 | Cell Phone 2626 | No. | 3000 | [6 empty] | 1 | 3000
177 | PP2P223009 | Karbon Cell Phone (A101) | No. | 7500 | [6 empty] | 1 | 7500
178 | PP2P223008 | Micromax Cell Phone (A60) | No. | 5300 | [6 empty] | 1 | 5300
179 | PP2P223001 | Samsung Cell Phone (grand) | No. | 10000 | [6 empty] | 1 | 10000
180 | DD0D001001 | Desktop Computer System | No. | 36102 | 2 | 72204
181 | DD0D007012 | Printer HP pro | No. | 8644 | [6 empty] | 1 | 8644
182 | DD1D101012 | UPS 600VA | No. | 2775 | 1 | 2775
| DD0D007024 | Photo copier machine | No. | 86111 | 1 | 86111
183 | PP0P004002 | Hydraulic Compressor of 100 Ton Capacity | No. | 77172 | 1 | 77172
184 | PP0P006006 | Compression die sets suitable for jointing ACSR Zebra (Steel Portion) | No. | 7994.5 | 1 | 7994.5
185 | PP0P006005 | Compression die sets suitable for jointing ACSR Zebra (Aluminium Portion) | No. | 7994.5 | 1 | 7994.5
186 | PP0P001003 | Bolted type come along clamp, 7 bolts for Zebra Conductor | No. | 3953 | 2 | 7906
187 | PP0P018009 | D Shackle 3 Ton | No. | 206.5 | 2 | 413
188 | PP0P018004 | D Shackle 6.5 Ton | No. | 413 | 2 | 826
189 | PP3P301001 | Helmet Yellow (Karam Make) | No. | 171.1 | 10 | 1711
190 | PP1P122001 | Gas Filling Device | No. | 0 | 1 | 0
191 | PP1P125001 | Connecting Pipe HP to LP | No. | 6753 | 1 | 6753
| PP4P402004 | Godrej Storewel Plain 4SH | No. | 29169.9 | 4 | 116679.6
| PP4P402002 | Godrej 4 Drawers Vertical Filling Cabinet | No. | 28650.82 | 2 | 57301.64
| DD0D007024 | Printer Canon IR 2625 with Duplex & DADF | No. | 194600 | 1 | 194600
| PP2P205005 | Digital Multimeter | No. | 49206 | 1 | 49206
| PP3P301011 | Insulating Gloves | No. | 7906 | 1 | 7906
| PP2P217002 | Water Cooler | No. | 34456 | 1 | 34456
| PP2P218005 | Kent RO Water filter | No. | 22184 | 2 | 44368
| PP2P223016 | Mobile Phone (OS Ram SIngh Adhikari) | No. | 5500 | 1 | 5500
Total in Rs. | [5 empty] | 2039331.7099 |  | 0 |  | 0 |  | 153327 |  | 0
Name of Circle/ Zone :- Haldwani / Kumaon Name of Substation :- 132 KV S/s Pithoragarh
Name of Division:- O&M Almora Month : July 2025
Stock & T&P Material Up To : 31 March-2026 of Sri Anand Singh Gobari J.E. At 132 KV Substation Pithoragarh
S.n. | Item code | Item Description | Unit | Quantity |  |  |  |  | Book Value per Unit | Total Cost
|  |  |  | Useable | Unservicable | Obsolete | Non Moving | Scrap
1 | AA0A002001 | ACSR Conductor Moose | Km | 0.098 |  |  |  |  | 300000 | 29400
2 | AA0A004001 | ACSR Conductor Zebra Conductor in pieces | Mtr. | 65 |  |  |  |  | 100 | 6500
3 | BB0B002001 | 552.50 KVARCapacitor Cell suitable for2X5 MVAR CAPACITOR Bank | Nos | 1 |  |  |  |  | 115109 | 115109
4 | CC0C002010 | PVC Control Cable 6core | Km. | 0.065 |  |  |  |  | 120039.3 | 7802.5545
5 | CC0C002010 | PVC Control Cable 6core | Km. | 0.229 |  |  |  |  | 114793 | 26287.597
6 | CC0C002011 | PVC Control Cable 4 core | Km. | 0.065 |  |  |  |  | 88528 | 5754.32
7 | CC0C002013 | PVC Control Cable 2X2.5 sqmm copper | Mtr | 500 |  |  |  |  | 100.24 | 50120
8 | FF3F301036 | 66 KV Dismanteled Colum with Nuts & Bolts | MT | 2.492 |  |  |  |  | 55000 | 137060
9 | FF3F301040 | Galvanised Steelstructure with bolts & Nuts (01 No. Colum) | MT | 0.845 |  |  |  |  | 79980 | 67583.1
10 | FF4F401011 | Galvanised Nuts & Bolts-16x85 mm | No | 50 |  |  |  |  | 9.5 | 475
11 | FF4F401023 | Galvanised Nuts & Bolts-16x50 mm / 16 X 2"/5/8" | No | 964 |  |  |  |  | 7 | 6748
12 | FF6F601006 | GI Pack Washer- 16x8 mm | No | 91 |  |  |  |  | 3 | 273
13 | FF7F701004 | MS Earthing rod- 36 mm dia | kg | 141.9 |  |  |  |  | 30 | 4257
14 | FF9F902001 | Alimunium - Strip 25x3 mm | Mtr. | 37 |  |  |  |  | 15 | 555
15 | HH6H601004 | Jaws Finger of 132 KV Isolater | No. | 7 |  |  |  |  | 5788.5 | 40519.5
16 | HH8H801002 | Jaw of 33 KV Isolater | No. | 4 |  |  |  |  | 3206.38 | 12825.52
17 | HH8H801006 | 132/33 KV Jaw | No. | 5 |  |  |  |  | 3700 | 18500
18 | HH9H901017 | Old & Used Isolator Clamp for Double Panther conductor | No | 6 |  |  |  |  | 500 | 3000
19 | HH9H901020 | Heavy duty terminal connector 6 bolted for ACSR Dog conductor for 33 KV Isolator | No | 11 |  |  |  |  | 1163.38 | 12797.18
20 | II1I102004 | PG Clamp Moose- Panther 3 bolted type | No | 2 |  |  |  |  | 1190.62 | 2381.24
21 | II1I102004 | Old & Used PG Clamp Moose- Panther | No | 9 |  |  |  |  | 350 | 3150
22 | II1I103003 | PG Clamp Deer- Panther | No | 4 |  |  |  |  | 220 | 880
23 | II1I104002 | PG Clamp Zebra- Panther | No | 17 |  |  |  |  | 500 | 8500
24 | II1I104002 | Old & Used PG Clamp Zebra- Panther | No | 10 |  |  |  |  | 300 | 3000
25 | II1I104003 | PG Clamp Zebra- Dog with 16 mm dia 4 bolted type | No | 9 |  |  |  |  | 709.37 | 6384.33
26 | II1I105003 | PG Clamp Panther- Dog 3 bolted type | No | 7 |  |  |  |  | 1100.95 | 7706.65
27 | II1I106001 | PG Clamp Panther to Racoon with 13 mm dia 3 bolted type | No | 5 |  |  |  |  | 698 | 3490
28 | II2I204002 | C-wedge Clamp suitable for ACSR Zebra- Panther conductor | No | 6 |  |  |  |  | 3229.08 | 19374.48
29 | II8I807002 | Bolted Type Tension Fitting Moose Conductor | No | 4 |  |  |  |  | 3405 | 13620
30 | II8I807005 | Bolted Type Tension Fitting Panther | No | 4 |  |  |  |  | 1350 | 5400
31 | II8I807005 | Bolted Type Tension Fitting Panther | No | 6 |  |  |  |  | 3178 | 19068
32 | II8I807005 | Old & Used Bolted Type Tension Fitting Panther | No | 6 |  |  |  |  | 1500 | 9000
33 | JJ1J103005 | Tripping coil of 132 Kv SF6 Ckt. Breaker of AREVA make | No | 2 |  |  |  |  | 4653.5 | 9307
34 | JJ1J103005 | Tripping coil of 132 Kv SF6 Ckt. Breaker of ABB make | No | 2 |  |  |  |  | 5221 | 10442
35 | JJ1J105005 | Tripping coil 110 V DC forABB Breaker | No | 3 |  |  |  |  | 3961.15 | 11883.45
36 | JJ1J105005 | Tripping coil ABB Make | No | 2 |  |  |  |  | 6787.3 | 13574.6
37 | JJ1J105005 | Tripping coil 110 V DC for 33 KV BHEL Ckt. Breaker | No | 1 |  |  |  |  | 5003.2 | 5003.2
38 | JJ1J105007 | Closing coil 110V DC for ABB breaker | No | 5 |  |  |  |  | 3961.15 | 19805.75
39 | JJ1J105007 | Closing coil ABB Make | No | 3 |  |  |  |  | 6804.33 | 20412.99
40 | JJ1J105034 | Single phase Spring charge motor for 33 KV SF6 Ckt. Breaker CGL make | No | 1 |  |  |  |  | 30645 | 30645
41 | KK0K005001 | 33 KV Polymer Lightning Arrestor with surge counter | No | 1 |  |  |  |  | 20001 | 20001
42 | KK1K001007 | 132 KV Lightning Arrester counter | No | 2 |  |  |  |  | 11782.3 | 23564.6
43 | LL6L602002 | 1.5 Sq.mm Flexible wire roll (90 mtr. Each) | Nos. | 1 |  |  |  |  | 2944.1 | 2944.1
44 | MM3M301006 | Volt Meter | Nos. | 2 |  |  |  |  | 5835.1 | 11670.2
45 | MM3M302006 | Ampere Meter | Nos. | 3 |  |  |  |  | 5835.1 | 17505.3
46 | MM1M114005 | T&C selector switch | Nos. | 1 |  |  |  |  | 5245.1 | 5245.1
47 | MM1M108016 | 440 V,63 Amp TP Iron Clad Switch make Havells | Nos. | 1 |  |  |  |  | 7706.65 | 7706.65
48 |  | Energy meter | Nos. | 1 |  |  |  |  | 10215 | 10215
49 | QQ1Q106001 | Wire mesh fencing with four row barbed wire | Mtr. | 20 |  |  |  |  | 3972 | 79440
50 | SS1S104007 | Contactor 415V AC 220v ac 38 Amps. 440v with auxilary | Nos. | 2 |  |  |  |  | 5675 | 11350
51 | SS5S501003 | 63 Amp. 4 poleMCCB | Nos. | 10 |  |  |  |  | 7945 | 79450
52 | VV2V201002 | nitril gasket 10mm thickness | Sqmtr. | 5.28 |  |  |  |  | 2542.4 | 13423.872
53 | VV2V201003 | nitril gasket 8mm thickness | Sqmtr. | 7.7 |  |  |  |  | 2264.32 | 17435.264
54 | VV2V201005 | nitril gasket 6mm thickness | Sqmtr. | 6.48 |  |  |  |  | 2037.32 | 13201.8336
55 | VV3V301001 | ElectrolT/F oil as per Is 335:1993 | KL | 0.209 |  |  |  |  | 81213.5 | 16973.6215
56 |  | Transformer oil old & used(Centrifuged) | Ltr | 627 |  |  |  |  | 50 | 31350
57 | VV3V301007 | Empty Trasformer oil Drum | Nos. | 135 |  |  |  |  | 250 | 33750
58 |  | Transformer oil drums old &used | Nos | 3 |  |  |  |  | 250 | 750
59 | VV3V301003 | Stainless steel T/F Oil Sampling Container of 2 Ltr. Capacity | No | 6 |  |  |  |  | 13620 | 81720
60 | VV3V301004 | Stainless steel T/F Oil Sampling Container of 1 Ltr. Capacity | No | 3 |  |  |  |  | 10442 | 31326
61 | VV4V403002 | magnetic oil level guage | No | 1 |  |  |  |  | 16911.5 | 16911.5
62 | VV5V503002 | 132 KV three core CT having CT ratio 800/400/1A(Hepta care) | No | 1 |  |  |  |  | 105693 | 105693
63 | VV5V503013 | 145 KV CT 200/100/1A with terminal connector | Nos. | 3 |  |  |  |  | 73468 | 220404
64 | VV7V705005 | Junction Box for 33 KV CT | No | 1 |  |  |  |  | 6549 | 6549
65 | VV7V705005 | Junction Box for 33 KV PT | Nos. | 1 |  |  |  |  | 5133 | 5133
66 | II1I104001 | PG Clamp Zebra to Zebra Conductor | No | 1 |  |  |  |  | 1469 | 1469
67 | FF4F401043 | 12 mm Thickness 2.5 inches long GI Nuts & bolts with two washer | Nos. | 40 |  |  |  |  | 29.205 | 1168.2
68 |  | Aluminum cable 3.5 X 35 Sqmm | Km | 0.065 |  |  |  |  | 276592 | 17978.48
69 |  | 132 KV LA(Old & Used) | Nos | 1 |  |  |  |  | 1500 | 1500
70 |  | Online oil leakage Arrestor Kit | Nos | 1 |  |  |  |  | 35105 | 35105
71 |  | silica gel in blue colour crystal | Kg | 33 |  |  |  |  | 703.3 | 23208.9
72 |  | SF6 Gas | kg | 10 |  |  |  |  | 3876.3 | 38763
73 |  | 33 KV outdoor termination kit 3 X 300 sqmm | Nos | 1 |  |  |  |  | 69502 | 69502
74 |  | Galvnizing coating spraywith zinc of 400 ml pack | Nos | 19 |  |  |  |  | 1876.2 | 35647.8
75 |  | Old & used 20 MVA T/F (NGEF Make) | Nos | 1 |  |  |  |  | 3000000 | 3000000
Obselet & Scrap Material -
76 | AA0A004002 | Damaged ACSR Conductor Zebra Conductor in pieces | Mtr. |  |  |  |  | 66 | 40 | 2640
77 | JJ1J105019 | Defective Spring charge motor of 33 kv ckt. Breaker (ABB) | Nos. |  |  |  |  | 1 | 500 | 500
78 | YY0Y002005 | Battery set 110V, 60AH, old used and unserviceable | Set |  |  |  |  | 1 | 5000 | 5000
79 | YY1Y101006 | 02 V 300 AH Battery Cell Old & Used Damaged | Nos. |  |  |  |  | 10 | 500 | 5000
80 |  | Battery set 110V, 300 AH Tubular lead acid, old used and unserviceable | Set |  |  |  |  | 1 | 11000 | 11000
81 |  | CT Junction Box | Nos |  |  |  |  | 2 | 200 | 400
82 |  | PT Junction Box | Nos |  |  |  |  | 1 | 200 | 200
83 | VV8V810003 | 145KV C.V.T. ABB make | Nos |  |  | 3 |  |  | 80000 | 240000
84 | CC5C506002 | 11 KV Cable box XLPE 3X400 Sq.mm outdoor type | No. |  |  | 1 |  |  | 0 | 0
85 | NN9N906001 | 11KV, 630 A, 350 MVA ,V.C.B. incoming panel make C.G.L. | No. |  |  | 1 |  |  | 312567 | 312567
86 | NN9N906002 | 11KV, 630 A, 350 MVA,V.C.B. outgoing panel make C.G.L. | No. |  |  | 2 |  |  | 312567 | 625134
87 | NN9N906002 | 11KV, 630 A, 350 MVA ,V.C.B. bus coupler make C.G.L. | No. |  |  | 1 |  |  | 312567 | 312567
88 | VV7V705002 | Old & Used 33 KV PT (1Ph) | No. |  |  | 3 |  |  | 20000 | 60000
89 | VV5V505021 | Old & Used 33 KV CT 400/200/1 Amp,2 core | Nos. |  |  | 3 |  |  | 20000 | 60000
90 |  | Old and used 132 KV CT 400/200/100/1A (SCT make) | Nos |  |  | 3 |  |  | 15000 | 45000
91 |  | Old & used 145 Kv CVT (ABB Make) | Nos |  |  | 3 |  |  | 15000 | 45000
92 |  | Old & Used 33 KV Ckt. Breaker (VCB) ABB Make | Nos |  |  | 2 |  |  | 40000 | 80000
93 |  | Old & used 145 KV CVT Alstom Make | Nos |  |  | 3 |  |  | 15000 | 45000
94 |  | old & used 33 KV CT,(Ratio-400/200/1A) | Nos |  |  | 3 |  |  | 20000 | 60000
95 |  | old & used 33 KV CT,(Ratio-200/100/1A) | Nos |  |  | 3 |  |  | 20000 | 60000
96 |  | Old & Used 33 KV PT (1Ph) | Nos |  |  | 3 |  |  | 20000 | 60000
T&P at 132 KV Substation Pithoragarh
S.n. | Item code | Item Description | Unit | Quantity |  |  |  |  | Book Value per Unit | Total Cost
|  |  |  | Useable | Unservicable | Obsolete | Non Moving | Scrap
1 | PP4P402010 | Steel Almirah 1830x760x460 | No.s | 1 | [5 empty] | 0
2 | PP4P402013 | Steel Almirah 1280x760x415 | No.s | 1 | [5 empty] | 0
3 | PP4P425022 | Office table with drawer | No.s | 2 | [5 empty] | 0
4 |  | Aram Chair Cane back sheet | No.s | 4 | [5 empty] | 0
5 | PP4P406002 | Office rack solid top 760x930x315 | No.s | 1 | [5 empty] | 0
6 | PP4P411008 | Bench wooden firmed | No.s | 1 | [5 empty] | 0
7 | PP1P117012 | Socket set Taparia | No.s | 1 |  |  |  |  | 2800 | 2800
8 | PP1P119012 | Pipe Wrench18" | No.s | 1 |  |  |  |  | 375 | 375
9 | PP1P121001 | Slide/adjustable wrench 8" | No.s | 1 |  |  |  |  | 150 | 150
10 | PP2P205004 | Digital Multimeter (Small) | No.s | 1 |  |  |  |  | 450 | 450
11 | PP1P118009 | Screw Driver 12" | No.s | 1 |  |  |  |  | 50 | 50
12 |  | Nose Plier | No.s | 1 |  |  |  |  | 125 | 125
13 | PP1P116008 | BOX Spanner | No.s | 2 |  |  |  |  | 40 | 80
14 | PP1P1140020 | D/E Spanner 12x13 | No.s | 2 |  |  |  |  | 18 | 36
15 | PP1P114018 | D/E Spanner 14x15 | No.s | 2 |  |  |  |  | 21 | 42
16 | PP1P114017 | D/E Spanner 16x17 | No.s | 2 |  |  |  |  | 25 | 50
17 | PP1P114013 | D/E Spanner 18x19 | No.s | 2 |  |  |  |  | 31 | 62
18 | PP1P114011 | D/E Spanner 20x22 | No.s | 2 |  |  |  |  | 39 | 78
19 | PP1P115015 | Ring Spanner 12x13 | No.s | 2 |  |  |  |  | 35 | 70
20 | PP1P115016 | RIng Spanner 14x15 | No.s | 2 |  |  |  |  | 37 | 74
21 | PP1P115017 | Ring Spanner 16x17 | No.s | 2 |  |  |  |  | 44 | 88
22 | PP1P115018 | Ring Spanner 18x19 | No.s | 2 |  |  |  |  | 57 | 114
23 | PP1P115019 | Ring Spanner 20x22 | No.s | 2 |  |  |  |  | 67 | 134
24 | PP1P115020 | Ring Spanner 21x23 | No.s | 2 |  |  |  |  | 97 | 194
25 | PP4P426002 | Office table with with sun mica top 4.5'x3' | No.s | 1 |  |  |  |  | 1800 | 1800
26 | PP4P411004 | Office Chair with arm (S) model | No.s | 1 |  |  |  |  | 1000 | 1000
27 | DD0D001010 | Desck Top computer make-HCl | No.s | 1 |  |  |  |  | 26600 | 26600
28 | DD0D005007 | BiLangual key board | No.s | 1 |  |  |  |  | 153 | 153
29 |  | Internal modem(56kbps) | No.s | 1 |  |  |  |  | 187 | 187
30 | PP4P411010 | Office chair | No.s | 6 | [5 empty] | 0
31 | PP4P425020 | office table | No.s | 2 | [5 empty] | 0
32 | PP4P426015 | office table with sunmica top4'x2' | No.s | 1 | [5 empty] | 0
33 | PP4P402009 | Steel Almirah1860x760x430mm | No.s | 1 | [5 empty] | 0
34 | PP4P402020 | Steel Almirah (small) | No.s | 1 | [5 empty] | 0
35 | PP4P413002 | Charan Safe | No.s | 1 | [5 empty] | 0
36 | PP1P101006 | box 67x44x29 | No.s | 1 | [5 empty] | 0
37 | PP2P205001 | Multi meter make - Motwane | No.s | 1 |  |  |  |  | 6750 | 6750
38 | PP2P205001 | Multi meter make - Rishaabh | No.s | 1 |  |  |  |  | 6750 | 6750
39 | PP2P201001 | Tong Tester Make- Motwane | No.s | 1 |  |  |  |  | 10125 | 10125
40 | PP1P144006 | Discharge rod having 4.5 mtr. In 3peices1.5 mtr. Each &25 mtr.long cable | No.s | 1 |  |  |  |  | 13500 | 13500
41 | PP2P211001 | Vaccume cleanerMake-EurekaForbes | No.s | 1 |  |  |  |  | 11812 | 11812
42 | PP1P147006 | Hand Drill With all size bit Make-Bosch | No.s | 1 |  |  |  |  | 9900 | 9900
43 | PP1P126003 | Earth Tester Make -Waco | No.s | 1 |  |  |  |  | 9000 | 9000
44 | PP2P203002 | DC Load Tester | No.s | 1 |  |  |  |  | 11137 | 11137
45 | PP4P425021 | Table with both size drawer of size 5x3 feet | No.s | 1 |  |  |  |  | 15322.5 | 15322.5
46 | PP4P432005 | Computer table with one side drawer | No.s | 1 |  |  |  |  | 3972.5 | 3972.5
47 | PP4P403003 | Filling cabinet with four drawer of 52"x15"x27"(18-20Guage) | No.s | 1 |  |  |  |  | 12768.75 | 12768.75
48 | PP4P402018 | Almirah with five sleves | No.s | 2 |  |  |  |  | 12768.75 | 25537.5
49 | PP4P411008 | Steel bench with 3 seats | No.s | 1 |  |  |  |  | 9874.5 | 9874.5
50 | PP4P409022 | Low back Excutive chair | No.s | 1 |  |  |  |  | 5902 | 5902
51 | PP4P411012 | Vistor chair | No.s | 4 |  |  |  |  | 2724 | 10896
52 | PP4P412010 | Stool | No.s | 2 |  |  |  |  | 1135 | 2270
53 |  | Stroewell Plain Almirah | No.s | 1 |  |  |  |  | 27518.78 | 27518.78
54 |  | Multipurpose visitor chair(1007) | No.s | 6 |  |  |  |  | 6717.74 | 40306.44
55 |  | Table T9 | No.s | 1 |  |  |  |  | 29667.56 | 29667.56
Scrap T&P at 132 KV Substation Pithoragarh
1 |  | Mobile phone R-220 make -Samsung | Nos. |  |  |  |  | 1 | 0 | 0
2 | PP4P411003 | Office Chair without arm (S) model | No.s |  |  |  |  | 4 | 550 | 2200
3 | DD2D201005 | Mc Afee Anti virus | No.s |  |  |  |  | 1 | 900 | 900
4 | DD2D203003 | Ms office 2007 standard molp without media | No.s |  |  |  |  | 1 | 11036 | 11036
5 | DD1D102011 | Combo drive | No.s |  |  |  |  | 1 | 297 | 297
6 | DD0D004003 | TFT 39.5cm Monitor make HCL | No.s |  |  |  |  | 1 | 3330 | 3330
7 | DD1D101005 | UPS 1.0kva,/68vahmake-Uniline | No.s |  |  |  |  | 1 | 5157 | 5157
8 | PP2P204007 | Hand driven analog megger 5kv make-waco | No.s |  |  |  |  | 1 | 14062.5 | 14062.5
9 | PP2P204010 | Electronic Analog Megger5kv Make-Waco | No.s |  |  |  |  | 1 | 16312 | 16312
10 | DD0D007019 | Multi functionPrinter Samsung SCX4521F Sl.No.-8p67bacz801714b | No.s |  |  |  |  | 1 | 12733 | 12733
11 |  | Centrifuging machine 500galen capacity | No.s |  |  |  |  | 1 |  | 0
Stock material up to : 31 March 2026 of Sri Jitendra Joshi J.E. At 132 KV Sub Division Pithoragarh
S.n. | Item code | Item Description | Unit | Quantity |  |  |  |  | Book Value per Unit | Total Cost
|  |  |  | Useable | Unservicable | Obsolete | Non Moving | Scrap
1 | AA0A005001 | ACSR Panther Conductor | Mtr. | 271 |  |  |  |  | 82.5 | 22357.5
2 | AA0A005001 | ACSR panther conductor | KM | 1.3 |  |  |  |  | 82500 | 107250
3 | AA1A102001 | old & used 7/10 SWG earth wire in pieces | Kg | 42.65 |  |  |  |  | 10 | 426.5
4 | AA0A008001 | ACSR dog conductor | km | 0.99 |  |  |  |  | 85125 | 84273.75
5 | FF2F233012 | Template for “C” type tower | M.T. | 0.71 |  |  |  |  | 29841 | 21187.11
6 | FF2F233010 | Template for “B” type tower | M.T. | 0.666 |  |  |  |  | 27000 | 17982
7 | FF4F402123 | Hot dip galv. Flat washer 16*5 mm | No. | 1000 |  |  |  |  | 3.38 | 3380
8 | FF0F003011 | Galv. Tower parts for “C” type | M.T. | 9.8112 |  |  |  |  | 116905 | 1146978.336
9 | FF4F401027 | Galv. Nuts & bolts16*35 , W.T/Pcs.= 0.117kg | kg | 69.852 |  |  |  |  | 116.905 | 8166.0481
10 | FF4F401024 | Galv. Nuts & bolts16*40 , W.T/Pcs.= 0.125kg | kg | 28.625 |  |  |  |  | 116.905 | 3346.4056
11 | FF4F401025 | Galv. Nuts & bolts16*45 , W.T/Pcs.= 0.133kg | kg | 40.305 |  |  |  |  | 116.905 | 4711.856
12 | FF4F401023 | Galv. Nuts & bolts16*50 , W.T/Pcs.= 0.141kg | kg | 51.906 |  |  |  |  | 116.905 | 6068.0709
13 | FF4F401022 | Galv. Nuts & bolts16*55 , W.T/Pcs.= 0.149kg | kg | 5.372 |  |  |  |  | 116.905 | 628.0137
14 | FF4F401019 | Galv. Nuts & bolts16*60 , W.T/Pcs.= 0.157kg | kg | 0.310 |  |  |  |  | 116.905 | 36.2405
15 | FF4F401008 | Galv. Nuts & bolts16*175 , W.T/Pcs.= 0.417kg | kg | 85.352 |  |  |  |  | 116.905 | 9978.0756
16 | FF4F402104 | M 16 pack washer 6mm w.t/Pcs=0.034kg | kg | 4.9 |  |  |  |  | 116.905 | 572.8345
17 | FF4F402103 | M 16 pack washer 8mm w.t/Pcs=0.045kg | kg | 5.4 |  |  |  |  | 116.905 | 631.287
18 | FF4F402104 | M 16 pack washer 10mm w.t/Pcs=0.057kg | kg | 3.43 |  |  |  |  | 116.905 | 400.9841
19 | FF4F402105 | M 16*5 pack washer w.t/Pcs=0.011kg | kg | 8.687 |  |  |  |  | 116.905 | 1015.5537
20 | FF4F402139 | MS channel size 125*65 mm for top channel of SP-72 pole | M.T. | 0.386 |  |  |  |  | 73775 | 28477.15
21 | FF2F233003 | GI template B-type | M.T. | 3.587 |  |  |  |  | 76250 | 273508.75
22 | FF2F233005 | GI template C-type | M.T. | 4.065 |  |  |  |  | 76250 | 309956.25
23 | II5I501004 | Mid Span Joints | No. | 101 |  |  |  |  | 80 | 8080
24 | II5I502004 | Repair Sleeve for Panther | No. | 62 |  |  |  |  | 40 | 2480
25 | II5I501009 | Mid Span Joint for Earth wire | No. | 23 |  |  |  |  | 30 | 690
26 | II0I002001 | 11kv 120 KN disc insulator | No. | 0 |  |  |  |  | 464 | 0
27 | II0I002002 | 120 KN silicon rubber/polymer disc insulator including cross arm & conductor end fitting | Nos. | 2 |  |  |  |  | 9363.75 | 18727.5
28 | II1I102004 | PG clamp moose to panther 4 bolted type | Nos. | 15 |  |  |  |  | 1475.5 | 22132.5
29 | II1I102001 | PG clamp moose to moose | Nos. | 15 |  |  |  |  | 2258.65 | 33879.75
30 | II0I002001 | disc insulator | Nos | 122 |  |  |  |  | 464 | 56608
31 | II0I004001 | 70 KN 11kv disc insulator | Nos | 555 |  |  |  |  | 300 | 166500
32 | II8I801005 | Tension Fitting (120Kn) for Panther conductor complete | Nos | 5 |  |  |  |  | 9555.64 | 47778.2
33 |  | Steel rope ½” dia best quality ISI mark | Mtr. | 280 |  |  |  |  | 355.95 | 99666
34 |  | Dismantled old & damaged tower parts | M.T. | 3.24947 |  |  |  |  | 29841 | 96967.4343
35 |  | MS angel size 65*65*6 mm for bracing of SP-72 pole | M.T. | 0.3574 |  |  |  |  | 79450 | 28395.43
36 |  | old & used tower parts | M.T. | 7.6325 |  |  |  |  | 29841 | 227761.4325
37 | FF2F233003 | Galvanized Template (2 Nos.) of B type tower including bolts,nuts & washers | MT | 1.3662 |  |  |  |  | 156751.2 | 214153.4894
38 | FF2F233005 | Galvanized Template (2 Nos.) of C type tower including bolts,nuts & washers | MT | 2.3904 |  |  |  |  | 156751.2 | 374698.0685
39 | FF2F233007 | Galvanized Template of Speciaal/C type tower including bolts,nuts & washers | MT | 2.1537 |  |  |  |  | 156751.2 | 337595.0594
40 | AA0A005001 | ACSR Panther Conductor in pieces | Kms | 7.437 |  |  |  |  | 294287.28 | 2188614.5014
41 |  | GS Earth wire7/10 SWG | Kms | 0.801 |  |  |  |  | 57806.43 | 46302.9504
42 | II8I802005 | Double Tension fitting for ACSR Panther Conductor suitable for 120 KN disc insulator | Sets | 13 |  |  |  |  | 6352.176 | 82578.288
43 |  | Pilot fitting forACSRR Panther conductor suitable for 70 KN disc insulator | Sets | 24 |  |  |  |  | 2064.292 | 49543.008
44 |  | Tension fitting for GS earth wire 7/10 SWG | Sets | 2 |  |  |  |  | 1058.696 | 2117.392
45 | II5I501004 | mid span compression joint for ACSR Panther conductor | Nos | 21 |  |  |  |  | 1164.5656 | 24455.8776
46 | II5I501009 | mid span compression joint for GS Earth wire 7/10 SWG | Nos | 5 |  |  |  |  | 476.4132 | 2382.066
47 | FF4F402184 | Flexible copper bond | Nos | 1 |  |  |  |  | 1164.5656 | 1164.5656
48 | II0I004001 | Disc insulator 70 KN | Nos | 121 |  |  |  |  | 289.0292 | 34972.5332
49 | AA0A006001 | AACSR conductor panther equivalent | Kms | 1.245 |  |  |  |  | 366729.274 | 456577.9461
50 |  | Modified earth wire (7/4 m.m.) | Kms | 1.199 |  |  |  |  | 110572.431 | 132576.3448
51 | II8I802006 | Double Tension fitting for Single AACSR Panther Conductor suitable for 160 KN disc insulator | Sets | 2 |  |  |  |  | 14484.5 | 28969
52 |  | mid span joint for AACSR panther conductor | Nos | 6 |  |  |  |  | 2655 | 15930
53 | II5I502005 | Repair sleevefor AACSR panther conductor | Nos | 6 |  |  |  |  | 1071.617 | 6429.702
54 |  | Vibration damper forAACSR panther conductor | Nos | 3 |  |  |  |  | 2912.7946 | 8738.3838
55 |  | MSJ for modifiedearth wire (7/4 m.m.) | Nos | 3 |  |  |  |  | 359.605 | 1078.815
56 |  | vibration damper for modified earth wire (7/4 m.m.) | Nos | 1 |  |  |  |  | 2414.28 | 2414.28
57 |  | Compression type tension fitting for modified earth wire (7/4 m.m.) | Sets | 1 |  |  |  |  | 2013.788 | 2013.788
58 | II0I001001 | 160 KN porcelain insulator | Nos | 7 |  |  |  |  | 1124.1506 | 7869.0542
Obselet & Scrap Material (Line)-
59 | AA0A005001 | Old used & damaged ACSR panther conductor | Mtr |  |  |  |  | 1904 | 50 | 95200
60 | AA0A008001 | old & used ACSR Dog conductor in pieces | Mtr |  |  |  |  | 2010 | 76.5 | 153765
61 |  | Banded & damaged tower parts | M.T. |  |  |  |  | 4.19 | 29841 | 125033.79
373998.79
T&P at 132 KV Substation Pithoragarh (Line)
S.n. | Item code | Item Description | Unit | Quantity |  |  |  |  | Book Value per Unit | Total Cost
|  |  |  | Useable | Unservicable | Obsolete | Non Moving | Scrap
1 | PP0P001004 | Bolted type come along clamp,7 bolts for ACSR Panther conductor | No.s | 2 |  |  |  |  | 6619.8 | 13239.6
2 | PP0P001013 | come along clamp,4 bolted type suitable for 7/10 SWG Earth wire, | No.s | 1 |  |  |  |  | 4590.2 | 4590.2
3 | PP0P021012 | Single sheave pulley open type of 5 ton capacity, | No.s | 2 |  |  |  |  | 3964.8 | 7929.6
4 | PP3P301001 | Helmet yellow | No.s | 2 |  |  |  |  | 342.2 | 684.4
5 | PP3P301005 | Safety belt PN 17 full body, | No.s | 2 |  |  |  |  | 2808.4 | 5616.8
6 |  | Hydraulic conductor cutter, | No.s | 1 |  |  |  |  | 46728 | 46728
7 | PP0P017021 | Steel rope endless sling 10 ton capacity 12 mm 1.5 Mtr, | No.s | 1 |  |  |  |  | 3410.2 | 3410.2
8 | PP0P017021 | Steel rope endless sling 10 ton capacity 12 mm 3 Mtr, | No.s | 1 |  |  |  |  | 6442.8 | 6442.8
Format of Monthly Inventory for Uploading on PTCUL Website
Name of Circle/ Zone:- O&M Kumaon Zone Haldwani | [5 empty] | Name of Substation 132 KV S/s Ranikhet
Name of Division O&M Div. Almora | [6 empty] | Month till 31 March 2026
SR. No. | Item Code | item Description | Unit | Quantity |  |  |  |  | Book Value Per Unit | Total Cost
|  |  |  | Useable | Unserviceable | Obsolete | Non-Moving | Scrap
1 | AA0A002004 | Acsr Conductor Panther | Mtr | 160 |  |  |  |  | 118 | 18880
2 | AA0A002011 | ACSR Conductor Weasel | Mtr | 1410 |  |  |  |  | 15.3225 | 21604.725
3 | AA1A102002 | Stay wire set | Set | 5 |  |  |  |  | 807.605 | 4038.025
4 | AA1A102003 | GI wire 8 No. | Mtr | 234 |  |  |  |  | 40.86 | 9561.24
5 | FF0F050008 | Structure - ATM | MT |  |  |  | 2.83 |  | 108393.303 | 306753.0475
6 | FF0F050020 | Structure - CGR | MT |  |  |  | 0.62572 |  | 67296 | 42108.4531
7 | FF0F050022 | Structure - CCR | MT |  |  |  | 1.9925 |  | 67296 | 134085.2611
9 | FF1F108003 | U Type bolt- with Nuts and Washer | KG | 67 |  |  |  |  | 260 | 17420
10 | FF2F201004 | MS Earthing rod - 36mm Dia | MT |  |  |  | 1.5 |  | 38480 | 57720
11 | FF3F301007 | S.T. Round Pole (6.5Mtr cut piece) | No. |  |  |  | 1 |  | 350 | 350
12 | GG0G001001 | Petrollium Jelly | KG | 7.9 |  |  |  |  | 448.325 | 3541.7675
13 | GG0G001006 | Grease Standard Quality | Kg. | 0.5 |  |  |  |  | 590 | 295
14 | II0I001003 | Disc Insulator (Line 2S account) | No. | 32 |  |  |  |  | 464 | 14848
15 | II0I001004 | 120KN Polymer Disc Insulator | No. |  |  |  | 4 |  | 9363.75 | 37455
16 | II0I001007 | 70KN Disc Insulator | No. |  |  |  | 368 |  | 280 | 103040
17 | II0I005002 | PG Clamp Zebra to Panther | No. | 6 |  |  |  |  | 1049.875 | 6299.25
21 | II1I104002 | C-Wedge Clamp Zebra to Panther | No. | 7 |  |  |  |  | 3229.075 | 22603.525
22 | II1I105001 | C-Wedge Clamp Panther to Panther | No. | 9 |  |  |  |  | 2252.975 | 20276.775
23 | II2I201001 | SP Pole Stay Clamp | No. |  |  |  | 9 |  | 186.6233 | 1679.6101
24 | II2I204005 | PG Clamp for HV transformer Bushing for 5MVA 132/33KV Transformer | No. | 2 |  |  |  |  | 1360.865 | 2721.73
25 |  | PG Clamp for HV Transformer Bushing for 20MVA 132/33KV Transformer | No. | 3 |  |  |  |  | 1371.71 | 4115.13
26 | II3I301004 | Panther Conductor Mid Span Joint | No. |  |  |  | 15 |  | 1223.53 | 18352.95
27 | II3I302009 | 7/10 SWG Conductor Repair Sleeve | No. |  |  |  | 10 |  | 508.48 | 5084.8
28 | II3I303009 | 7/10 SWG Wire Vibration Damper | No. |  |  |  | 10 |  | 561.825 | 5618.25
29 | II5I501004 | ACSR Zebra Single Tension Fitting | No. |  |  |  | 46 |  | 2340 | 107640
30 | II5I501005 | ACSR Panther Single Tension Fitting | No. |  |  |  | 6 |  | 3977.0278 | 23862.1668
31 | II5I504004 | ACSR Zebra Single Suspension Fitting | No. |  |  |  | 19 |  | 1133 | 21527
32 | JJ3J301005 | 132 KV SF6 Circuit Breaker 110 V DC Trip Coil | No. | 2 |  |  |  |  | 11293.25 | 22586.5
33 | JJ3J301007 | 132 KV SF6 Circuit Breaker 110 V DC Closing Coil | No. | 2 |  |  |  |  | 9023.25 | 18046.5
34 | JJ3J301014 | 132 KV SF6 Circuit Breaker Spring Charging Motor | No. | 1 |  |  |  |  | 28329.6 | 28329.6
35 | JJ5J501005 | 33KV SF6 Circuit Breaker 220 V AC/DC Spring Charging Motor | No. | 2 |  |  |  |  | 27217.3 | 54434.6
36 | JJ5J501006 | 33 KV SF6 Circuit Breaker 110V DC Trip Coil | No. | 5 |  |  |  |  | 8266.9883 | 41334.9415
37 | JJ5J501008 | 33 KV SF6 Circuit Breaker 110V DC Closing Coil | No. | 4 |  |  |  |  | 7922.3 | 31689.2
38 | JJ7J701004 | Limit switch 110VDC CB Auxiliary Switch for spring | No. | 22 |  |  |  |  | 3489.215 | 76762.73
39 | JJ7J701007 | Local/Remote Switch CB Auxiliary Switch | No. | 5 |  |  |  |  | 5211.92 | 26059.6
40 | JJ7J701013 | 14NO+14NC CB Auxiliary Switch | No. | 2 |  |  |  |  | 13614.325 | 27228.65
41 | JJ7J701020 | Auxiliary Power Contact for 132KV ABB Make Breaker | No. | 5 |  |  |  |  | 2831.83 | 14159.15
42 | JJ7J707001 | SF6 Gas | KG | 17 |  |  |  |  | 3852.7 | 65495.9
43 | JJ7J710028 | Circuit Breaker Operation Counter | No. | 5 |  |  |  |  | 3393.65 | 16968.25
44 | KK0K003001 | 132 KV Lighting Arrestor | No. | 1 |  |  |  |  | 83178.2 | 83178.2
45 | KK0K005001 | 33 KV Lighting Arrestor | No. | 1 |  |  |  |  | 16720.8 | 16720.8
46 | MM2M202007 | 132 KV Voltmeter | No. | 3 |  |  |  |  | 6985.6 | 20956.8
47 | MM2M202011 | 33 KV Voltmeter | No. | 3 |  |  |  |  | 6985.6 | 20956.8
48 | MM2M202015 | Voltmeter 0-500 V AC | No. | 1 |  |  |  |  | 2258.65 | 2258.65
49 | MM3M303007 | Digital Ampere Meter (0-400A) | No. | 3 |  |  |  |  | 5141.05 | 15423.15
50 | MM3M303009 | Digital Ampere Meter (0-200A) | No. | 2 |  |  |  |  | 5141.05 | 10282.1
51 | MM3M304015 | MW meter (-25 MW to 25 MW) | No. | 5 |  |  |  |  | 6979.7 | 34898.5
52 | NN4N403001 | Indication lamp red colour LED 110VDC | No. | 6 |  |  |  |  | 703.28 | 4219.68
53 | NN4N403002 | Indication Lamp Yellow colour LED 110 VDC | No. | 2 |  |  |  |  | 703.28 | 1406.56
54 | NN4N403003 | Indication Lamp Green colour LED 110 VDC | No. | 3 |  |  |  |  | 703.28 | 2109.84
55 | NN4N411005 | 63 Amp 250 V Rotary Switch | No. | 1 |  |  |  |  | 540 | 540
56 | PP1P141005 | Submersible pump 5HP | No. | 1 |  |  |  |  | 700 | 700
57 | SS3S301005 | 132KV Isolator Male contact blade | No. | 6 |  |  |  |  | 3400.46 | 20402.76
58 | SS3S301006 | 132KV Isolator Female contact blade | No. | 3 |  |  |  |  | 4653.5 | 13960.5
59 | SS3S301016 | 132KV Isolator supporting Insulator | No. | 5 |  |  |  |  | 6800 | 34000
60 | SS4S402001 | 33KV Isolator Jaw | No. | 10 |  |  |  |  | 3575.3 | 35753
61 | SS4S402015 | 33 KV Isolator Blade Copper tube | No. | 10 |  |  |  |  | 3121.3 | 31213
63 | SS5S501017 | Isolator Clamp 132 KV for ACSR Panther Conductor | No. | 5 |  |  |  |  | 2339.94 | 11699.7
64 | SS5S501021 | Single Panther Isolator Clamp(33 KV Terminal Pad type) | No. | 8 |  |  |  |  | 1139.275 | 9114.2
65 | SS5S501026 | Single Dog Isolator Clamp | No. | 2 |  |  |  |  | 913.71 | 1827.42
66 | SS6S610020 | HRC Fuse 10 AMP | No. | 1 |  |  |  |  | 68 | 68
67 | SS6S610022 | HRC Fuse 6 AMP | No. | 7 |  |  |  |  | 64 | 448
68 | SS6S610026 | HRC Fuse 4 AMP | No. | 12 |  |  |  |  | 62 | 744
69 | SS6S610027 | HRC Fuse 2 AMP | No. | 9 |  |  |  |  | 60 | 540
70 | SS7S702002 | Double Pole MCB 10 Amp 110 Volt | No. | 4 |  |  |  |  | 448.33 | 1793.32
71 |  | Dc MCB 2pole Rating 10A 110V DC | No. | 6 |  |  |  |  | 675.325 | 4051.95
72 | SS7S702004 | Dc MCB 2pole Rating 6A 110V DC | No. | 2 |  |  |  |  | 675.325 | 1350.65
73 | SS7S702006 | Dc MCB 2pole Rating 4A 110V DC | No. | 5 |  |  |  |  | 675.325 | 3376.625
74 | SS7S702007 | MCB 2pole 2A 110V DC | No. | 5 |  |  |  |  | 681 | 3405
75 | SS7S704008 | Double Pole MCB 02 Amp | No. | 8 |  |  |  |  | 448.33 | 3586.64
76 |  | MCB 2 Pole Rating 2A 240VAc | No. | 4 |  |  |  |  | 675.325 | 2701.3
77 | SS7S705001 | 3 Pole 440 Volt LT Circuit Breaker rated current 60A breaking Capacity Ics-37KA with Lugs of C&S make | No. | 2 |  |  |  |  | 11336.38 | 22672.76
78 | VV0V003007 | 132 KV /33KV 5MVA Power TF (GEC) Defective | No. | 1 |  |  |  |  | 100000 | 100000
79 | VV1V101034 | 132/33 KV HV-40 MVA Transformer Bushing | No. |  |  |  | 1 |  | 15000 | 15000
80 | VV2V204003 | Transformer Oil Sampling stainless steel Bottle 2 Ltr | No. | 3 |  |  |  |  | 13614.33 | 40842.99
81 | VV2V204004 | Transformer Oil Sampling stainless steel Bottle 1 Ltr | No. | 3 |  |  |  |  | 10430.65 | 31291.95
82 | VV2V204001 | Transformer Oil Old & Used | Ltr | 1254 |  |  |  |  | 50 | 62700
83 | VV2V204007 | Transformer Drms Old & Used | No. | 13 |  |  |  |  | 250 | 3250
84 | VV2V210001 | TF conservator shutoff valve 75mm bore | No. | 1 |  |  |  |  | 18154.325 | 18154.325
85 | VV3V303005 | 145 KV (5 core) CT (200/100/1A) | No. | 1 |  |  |  |  | 178180 | 178180
86 | VV3V305009 | 33 KV CT 400/200/1A 3 Core | No. | 1 |  |  |  |  | 56455 | 56455
87 | VV4V305012 | 33KV CT 300/150/1 A | No. | 1 |  |  |  |  | 25470 | 25470
88 | VV4V305013 | 33 KV CT 200-100/1 Amp 3 Core | No. | 6 |  |  |  |  | 19000 | 114000
89 | VV5V407023 | CT clamp 132 KV for ACSR Panther Conductor | No. | 1 |  |  |  |  | 1229.56 | 1229.56
91 | JJ3J301009 | Interlocking relay for ABB 132 KV Breaker 110 VDC | No. | 5 |  |  |  |  | 2831.825 | 14159.125
92 | II2I204006 | Clamp for 33 KV Post Insulator for Panther Conductor | No. | 3 |  |  |  |  | 652.625 | 1957.875
93 |  | PG Clamp for 33KV Post Insulator for Panther Conductor | No. | 12 |  |  |  |  | 510.75 | 6129
94 | ZZ2Z005004 | AC Ampere meter size 65x65 mm range 0-25 Amp | No. | 1 |  |  |  |  | 2264.325 | 2264.325
96 |  | Thermal over load relay Make Telemechanic | No. | 3 |  |  |  |  | 1856.25 | 5568.75
97 |  | Surge Counter for LA | No. | 4 |  |  |  |  | 12873.8 | 51495.2
98 |  | Foundation Bolt 25mm | Set | 27 |  |  |  |  | 200 | 5400
99 | FF0F050032 | 132 kv Peak type structure XPM | Kg |  |  |  | 240.92 |  | 30 | 7227.6
100 | JJ3J301019 | Air Break Contactor LC -1 250 Volt aux contacts 1 NO + 1 NC 25 Amp | No. | 4 |  |  |  |  | 1401 | 5604
101 | JJ3J302030 | Supply of Anti pumping relay for 33KV ABB Make Breaker | No. | 2 |  |  |  |  | 4301.65 | 8603.3
102 |  | Antipumping Relay for 132KV ABB Make Breaker | No. | 5 |  |  |  |  | 3382.3 | 16911.5
103 | SS6S606006 | Power Contact for 132KV ABB Make Breaker | No. | 5 |  |  |  |  | 4483.25 | 22416.25
104 | MM2M205016 | MVAR meter (-12.5 MVAR to +12.5 MVAr) | No. | 4 |  |  |  |  | 6979.7 | 27918.8
105 | VV6V602003 | 145 KV CVT (Accuracy Class 0.5) | No. |  |  | 5 |  |  | 15000 | 75000
106 | KK0K003001 | 132 KV LA (Old and Used) | No. | 14 |  |  |  |  | 1500 | 21000
107 | KK0K005001 | 33 KV LA (Old and Used) | No. | 9 |  |  |  |  | 500 | 4500
108 | CC1C103010 | 3.5C x 70 Sqmm armoured power cable (Al) | Kmtr | 0.5 |  |  |  |  | 555201.8 | 277600.9
109 | CC1C103014 | 4C x 16 Sqmm armoured power cable (Al) | Kmtr | 0.3 |  |  |  |  | 206298.22 | 61889.466
110 | CC0C001018 | 4C x 2.5 Sqmm armoured control cable (copper) | Kmtr | 0.43 |  |  |  |  | 239776 | 103103.68
111 | II0I006001 | 3 Bolted PG Clamp Panther to Panther | No. | 10 |  |  |  |  | 1660.26 | 16602.6
112 | JJ7J701002 | T&C Selector switch | No. | 6 |  |  |  |  | 7543.74 | 45262.44
113 | VV5V407023 | CT clamp | No. | 20 |  |  |  |  | 1652 | 33040
114 | SS5S501017 | 132 KV isolator clamp | No. | 5 |  |  |  |  | 2820.2 | 14101
115 | VV2V205001 | Online leakage arrester kit | No. | 2 |  |  |  |  | 33619.38 | 67238.76
116 | FF1F101068 | steel nut&bolt of different size | Kg | 42 |  |  |  |  | 354 | 14868
117 | VV2V203001 | Silica gel in blue colour | Kg | 50 |  |  |  |  | 595.9 | 29795
118 |  | 33 KV Heat Shrink Cable termination kit outdoor type for 3-ph 300 sqmm XLPE cable | No. | 1 |  |  |  |  | 69561 | 69561
119 |  | GI D-Shackle | No. | 24 |  |  |  |  | 1649.64 | 39591.36
120 |  | CRC Bottle 500 ml | No. | 6 |  |  |  |  | 764.64 | 4587.84
121 |  | Premium Butain gas bottle 300gm | No. | 2 |  |  |  |  | 1115.1 | 2230.2
122 |  | HT Tape roll suitable for 11 KV to 33 KV | No. | 2 |  |  |  |  | 1115.1 | 2230.2
123 |  | copper bond | No. | 4 |  |  |  |  | 1410.1 | 5640.4
124 |  | CT clamp suitable for panther conductor | No. | 5 |  |  |  |  | 1469.1 | 7345.5
125 |  | Heavy duty turn buckle for transmission lines 5 Ton | No. | 12 |  |  |  |  | 18526 | 222312
126 | ZZ1Z001001 | Fire Fighting Foam type 50 Ltr | No. |  |  |  |  | 8 | 500 | 4000
127 |  | TF oil Empty oil drum | No. |  |  |  |  | 156 | 200 | 31200
128 |  | TF oil Empty oil drum | No. |  |  |  |  | 73 | 250 | 18250
129 |  | CO2 Type Fire Ext. 2.2 Kg. Capacity scrap | No. |  |  |  |  | 2 | 150 | 300
130 |  | CO2 Type Fire Ext. 4.5 Kg. Capacity scrap | No. |  |  |  |  | 4 | 300 | 1200
131 |  | CO2 Type Fire Ext. 9 Kg. Capacity scrap | No. |  |  |  |  | 2 | 675 | 1350
132 |  | CO2 Type Fire Ext. 22.5 Kg. Capacity scrap | No. |  |  |  |  | 2 | 1650 | 3300
133 |  | AFFF mechanical foam type 9 Ltr Capacity Fire Ext. Scrap | No. |  |  |  |  | 2 | 100 | 200
134 |  | Stored pressure type 10 Kg Capacity Fire Ext. Scrap | No. |  |  |  |  | 4 | 100 | 400
135 |  | Stored pressure type 10 Kg Capacity Fire Ext. Scrap | No. |  |  |  |  | 10 | 100 | 1000
136 |  | Stored pressure type 25 Kg Capacity Fire Ext. Scrap | No. |  |  |  |  | 4 | 250 | 1000
137 |  | (WTI) Scrap | No. |  |  |  |  | 1 | 50 | 50
138 |  | Oil Surge Relay Transformer Relay (Scrap) | No. |  |  |  |  | 1 | 500 | 500
139 |  | UB+0 type tower part galv. Damaged | Kg. |  |  |  |  | 70 | 40 | 2800
140 | YY0Y003005 | 300 AH Tubular lead acid battery cell 2 Volt | No. |  |  |  |  | 55 | 200 | 11000
141 | JJ0J005007 | 33 KV CB (Defective) | No. |  |  |  |  | 1 | 5000 | 5000
3872217.1286
|  | JE Name |  |  | AE Name |  |  |  | EE Name
|  | Shri Pawan Lohani |  |  | Shri Sunil Singh |  |  | Shri Manish Kumar Tamta