## Inventory Substation
Name of Circle/Zone:- 400KV ETC, Kashipur | [5 empty] | Name of Substation:- 400KV S/s, Kashipur
Name of Division:- 400KV O&M Division, Kashipur | [7 empty] | Month of March-2025
SR. No. | Item Code | Item Description | Unit | Quantity |  |  |  |  | Book Value (In Rs.) | Total Amount (In Rs.)
|  |  |  | Useable | Unserviceable | Obsolete | Non-Moving | Scrap
1 | CC0C001002 | Control cable 14X2.5sqmm | Km. | 0.2 |  |  |  |  | 695356.3 | 139071.26
2 | FF4F404003 | Nut bolt washer 16X40mm | Kg. | 12 |  |  |  |  | 206.5 | 2478
3 | HH4H405002 | 400KV male arm assembly | No. | 3 |  |  |  |  | 68653.02 | 205959.06
4 | HH4H403001 | 400KV earth rod and fixed contact | Set | 2 |  |  |  |  | 50561.17 | 101122.34
5 | HH4H405002 | Female arm 400KV | Set | 2 |  |  |  |  | 68653.02 | 137306.04
6 | JJ1J103013 | Overhauling Kit 145KV CB for 3 pole | No. | 1 |  |  |  |  | 100600 | 100600
7 | KK0K003001 | 132KV L.A. terminal | No. | 26 |  |  |  |  | 1293.75 | 33637.5
8 | VV2V204001 | Terminal connector 420KV HV bushing. | No. | 5 |  |  |  |  | 3232.48 | 16162.4
9 | VV2V204002 | Terminal connector 245KV LV bushing. | No. | 3 |  |  |  |  | 3126.92 | 9380.76
10 | VV4V402001 | WTI | No. | 2 |  |  |  |  | 64762.5 | 129525
11 | VV4V401001 | OTI | No. | 2 |  |  |  |  | 64762.5 | 129525
12 | OI | Earthing Rods 2500 X 20 mm | No. | 16 |  |  |  |  | 0 | 0
13 | OI | 400KV Single suspension fitting, hardware with single anchoring point and complete with all hardware accessories with suspension clamp, d-shackle, corona ring etc. suitable for twin ACSR Moose conductor with sub-conductor spacing of 450mm | [7 empty] | 0
|  | (a) With thorough type suspension clamp | No. | 1 |  |  |  |  | 0 | 0
|  | (b) With drop type clamp | No. | 2 |  |  |  |  | 0 | 0
14 | OI | 650mm long welding sleeves for Alumn. Tube 4S414 | No. | 3 |  |  |  |  | 0 | 0
15 | OI | 220KV Double Tension Fitting with double anchoring point and complete with all hardware accessories viz. tension clamp, d-shackle, corana ring etc. suitable for quad moose Conductor with sub-condutor spacing of 250mm | [7 empty] | 0
|  | (a) With turn buckle | No. | 2 |  |  |  |  | 0 | 0
|  | (b) Without turn buckle | No. | 2 |  |  |  |  | 0 | 0
17 | OI | Insulator hardware with double anchoring point and complete with all hardware accessories viz. tension clamp, d-shackle etc. suitable for single ACSR Moose Conductor | [7 empty] | 0
|  | (a) With turn buckle (Per Conductor) | No. | 1 |  |  |  |  | 0 | 0
|  | (b) Without turn buckle (Per Conductor) | No. | 1 |  |  |  |  | 0 | 0
18 | OI | 132KV terminal connector to suit for ACSR moose on C.T. & CVT | No. | 7 |  |  |  |  | 2265.45 | 15858.15
19 | OI | 420/215 KV system terminal connector to suit twin moose ACSR on CT | No. | 3 |  |  |  |  | 8512.5 | 25537.5
20 | OI | 420/215 KV system terminal connector to suit twin moose ACSR on CVT | No. | 20 |  |  |  |  | 4522.56 | 90451.2
21 | OI | Multifunction Timer for 132KV CB. | No. | 5 |  |  |  |  | 6810 | 34050
22 | OI | Single suspension fitting to suit for ACSR moose. | No. | 5 |  |  |  |  | 5731.75 | 28658.75
23 | OI | CVT connecter to suit for ACSR zebra / moose. | No. | 4 |  |  |  |  | 1816 | 7264
24 | OI | Double suspension fitting for twin moose. | No. | 7 |  |  |  |  | 15759.4 | 110315.8
25 | OI | 245KV Connector 4" Al. Tube to ACSR Moose. | No. | 8 |  |  |  |  | 3516.23 | 28129.84
26 | OI | 245KV Connector 4" Al. Tube to Isolator. | No. | 7 |  |  |  |  | 2551.48 | 17860.36
27 | OI | 245KV Connector Twin moose to Isolator. | No. | 8 |  |  |  |  | 3002.07 | 24016.56
28 | OI | 245KV Connector for ACSR Moose. | No. | 8 |  |  |  |  | 2947.56 | 23580.48
29 | OI | Terminal connector for Nuetral bushing. | No. | 4 |  |  |  |  | 1759.25 | 7037
30 | OI | 245KV connector Al tube to isolator (2500A) | No. | 4 |  |  |  |  | 9477.25 | 37909
31 | OI | 245KV connector Al tube to isolator (1600A) | No. | 3 |  |  |  |  | 10215 | 30645
32 | OI | 245KV connector Al tube to CB | No. | 2 |  |  |  |  | 9477.25 | 18954.5
33 | OI | Clamp 4" AL tube to BPI | No. | 2 |  |  |  |  | 1613.97 | 3227.94
34 | OI | 245KV isolator clamp(2500A) | No. | 5 |  |  |  |  | 2605.96 | 13029.8
35 | OI | 245KV isolator clamp(1600A) | No. | 3 |  |  |  |  | 4369.75 | 13109.25
36 | OI | 245KV clamp AL tube to Breaker | No. | 2 |  |  |  |  | 4644.42 | 9288.84
37 | OI | 245KV Twin moose clamp | No. | 4 |  |  |  |  | 4535.46 | 18141.84
38 | OI | 400KV Terminal Connector moose to moose | No. | 2 |  |  |  |  | 3847.65 | 7695.3
39 | OI | 400KV universal terminal connector twin moose to isolator | No. | 3 |  |  |  |  | 9080 | 27240
40 | OI | 400KV universal terminal connector twin moose to LA | No. | 2 |  |  |  |  | 8732.69 | 17465.38
41 |  | 400KV rigid terminal connector AL tube to CT | No. | 1 |  |  |  |  | 6806.59 | 6806.59
42 | OI | 400KV expen.terminal connector 4" AL tube to CB | No. | 3 |  |  |  |  | 10550.96 | 31652.88
43 | OI | 400KV rigid terminal connector 4" AL tube to isolator | No. | 3 |  |  |  |  | 6687.42 | 20062.26
44 | OI | Inter terminal connector 4" AL tube to twin moose | No. | 2 |  |  |  |  | 8853 | 17706
45 | OI | 245KV, 2000A male arm (PR Engg.make) | No. | 2 |  |  |  |  | 7377.5 | 14755
46 | OI | 245KV, 2000A female arm (PR Engg.make) | No. | 2 |  |  |  |  | 7945 | 15890
47 | OI | Discharge Counter | No. | 3 |  |  |  |  | 11066.2 | 33198.6
48 | OI | 400KV Terminal Connector CT | No. | 4 |  |  |  |  | 4408.25 | 17633
49 | OI | Buchholz relay with gas collection device | No. | 2 |  |  |  |  | 29143.12 | 58286.24
50 | OI | Expansion bellow 200N.B | No. | 2 |  |  |  |  | 14571.56 | 29143.12
51 | OI | Expansion bellow 80N.B | No. | 2 |  |  |  |  | 6476.25 | 12952.5
52 | OI | Universal connector 245KV quard moose | No. | 8 |  |  |  |  | 14140.75 | 113126
53 | OI | Rigid 4" Al. to isolator clamp | No. | 6 |  |  |  |  | 11152.3 | 66913.8
54 | OI | Male arm 245KV, 2500A | Set | 3 |  |  |  |  | 71133.6 | 213400.8
55 | OI | Female arm 245KV, 2500A | Set | 3 |  |  |  |  | 71133.6 | 213400.8
56 | OI | 400KV counter balance spring | No. | 5 |  |  |  |  | 2808 | 14040
57 | OI | 145KV counter balance spring | No. | 6 |  |  |  |  | 2808 | 16848
58 | OI | 245KV twin CT connector | No. | 4 |  |  |  |  | 19481.8 | 77927.2
59 | OI | Through type clamp | No. | 13 |  |  |  |  | 1693.3 | 22012.9
60 | OI | Flexible clamp for isolator | No. | 2 |  |  |  |  | 6413.3 | 12826.6
62 | OI | Transformer oil (209 letre per berral) | Berral | 2 |  |  |  |  | 15290.45 | 30580.9
63 | OI | 245KV inter connector to suit 4" IPS AL. tube to isolator (2500Amp.) with GI nut bolt | No. | 3 |  |  |  |  | 7142.54 | 21427.62
64 | OI | 245KV inter connector to suit 4" IPS AL. tube to isolator (1600Amp.) with GI nut bolt | No. | 8 |  |  |  |  | 3764.2 | 30113.6
65 | OI | 245KV universal type connector suit to twin moose to CT with GI nut bolt | No. | 7 |  |  |  |  | 4938.3 | 34568.1
66 | OI | 245KV Universal type connector suit to BPI to 4" Al.tube with circuit breaker with GI nut bolt | No. | 8 |  |  |  |  | 3221.4 | 25771.2
67 | OI | C-wegde connector for ACSR moose | No. | 188 |  |  |  |  | 1758.2 | 330541.6
69 | OI | 145KV transformer bushing connector suitable for ACSR moose conductor | No. | 3 |  |  |  |  | 5413.84 | 16241.52
70 | OI | 400KV female arm assembly | No. | 1 |  |  |  |  | 68653.02 | 68653.02
71 | OI | Rigid clamp of isolator | No. | 7 |  |  |  |  | 5515.32 | 38607.24
72 | OI | 420KV aluminium universal terminal connector | No. | 4 |  |  |  |  | 15190.14 | 60760.56
73 | OI | Flexible copper bond | No. | 3 |  |  |  |  | 1572.36 | 4717.08
74 |  | Control cable 14cx2.5sqmm. | Km. | 1 |  |  |  |  | 617394 | 617394
75 | OI | Ms round 40mm dia | MT. | 3 |  |  |  |  | 79251.38 | 237754.14
76 | OI | Expansion type terminacl connecotr 4" AL tube to isolator | No. | 4 |  |  |  |  | 17700 | 70800
78 | OI | 220V DC closing latch catch gear assembly | No. | 1 |  |  |  |  | 125438.72 | 125438.72
80 | OI | 220V DC close/trip electromagnet coil | No. | 6 |  |  |  |  | 12630.72 | 75784.32
81 | OI | SF-6 gas | Kg. | 3 |  |  |  |  | 3888.1 | 11664.3
83 | OI | 245KV (5Core) Current Transformer(1PH.) 1600/800/1A with junction box. | No. | 1 |  |  |  |  | 403307.41 | 403307.41
84 | OI | 400KV male arm assembly with corona ring. | No. | 3 |  |  |  |  | 107329.26 | 321987.78
85 | OI | 400KV female arm assembly with corona ring. | No. | 3 |  |  |  |  | 124014.46 | 372043.38
86 | OI | 145KV male and female arm assembly with corona ring. | No. | 1 |  |  |  |  | 143191.82 | 143191.82
87 | OI | 630A, 3P, ACB without release. | No. | 1 |  |  |  |  | 336292.92 | 336292.92
88 | OI | Exp. connector 4" AL tube to circuit breaker | No | 3 |  |  |  |  | 11440.1 | 34320.3
90 | OI | Refrigerent gas | Kg. | 21 |  |  |  |  | 2183 | 45843
91 | OI | Outdoor fan blade for 36TR chiller | No. | 1 |  |  |  |  | 11564 | 11564
92 | OI | PG clamp moose to moose with G.I. nut bolt washer | No. | 15 |  |  |  |  | 1922.22 | 28833.3
93 | OI | PG clamp panther to panther with G.I. nut bolt washer | No. | 11 |  |  |  |  | 1721.62 | 18937.82
94 | OI | PG clamp moose to panther with G.I. nut bolt washer | No. | 15 |  |  |  |  | 2015.44 | 30231.6
95 | OI | T-clamp for G-Nandy make 132KV isolator dia 20mm. with G.I. nut bolt washer | No. | 15 |  |  |  |  | 2179.46 | 32691.9
96 | OI | 160MVA transformer 33KV bushing | No. | 1 |  |  |  |  | 151882.81 | 151882.81
97 | OI | 160MVA transformer 220KV HV side bushing | No. | 1 |  |  |  |  | 468342 | 468342
98 | OI | 132KV LV side bushings (160MVA T/F) | No. | 1 |  |  |  |  | 304422.3 | 304422.3
99 | OI | Connector rigid type for CT | No. | 6 |  |  |  |  | 11446 | 68676
100 | OI | Connector rigid type for CVT/LA | No. | 4 |  |  |  |  | 11682 | 46728
101 | OI | SF-6 gas | Kg. | 30 |  |  |  |  | 3864.5 | 115935
102 | OI | 6CX2.5 Sqmm. Control cable | Km. | 1 |  |  |  |  | 321768.3 | 321768.3
103 | OI | 4CX2.5 Sqmm. Control cable | Km. | 0.85 |  |  |  |  | 231085.3 | 196422.505
104 | OI | Good quality silica gel blue | Kg. | 150 |  |  |  |  | 558.13 | 83719.5
105 | OI | Catch gear opening assembly | No. | 1 |  |  |  |  | 229211.85 | 229211.85
106 | OI | Closing latch assembly | No. | 2 |  |  |  |  | 231521.74 | 463043.48
107 | OI | Proximity switch | No. | 1 |  |  |  |  | 47286.53 | 47286.53
108 | OI | 245KV CT (old and used/Dismantle) | No. | 1 |  |  |  |  | 1000 | 1000
109 | OI | 400KV CVT (old and Used) | No. | 2 |  |  |  |  | 700 | 1400
110 | OI | 245 CT 1600/800/1Amp. (old and used oil sepage make Heptacare). | No. | 1 |  |  |  |  | 500 | 500
111 | OI | 245KV Capacitive voltage transformer(old &used ABB). | No. | 6 |  |  |  |  | 400 | 2400
112 | OI | 245KV CT 1000/500/1Amp. (old and used, ABB). | No. | 1 |  |  |  |  | 500 | 500
113 | OI | Chiller Pump 5HP (old and used) | No. | 1 |  |  |  |  | 1100 | 1100
114 | OI | 2V, 800Ah battery bank cell (old and used) | No. | 108 |  |  |  |  | 35 | 3780
115 | OI | ACB 1000Amp. LT panel (old and used) | No. | 3 |  |  |  |  | 2000 | 6000
116 | OI | ACB 630Amp. LT panel (old and used) | No. | 2 |  |  |  |  | 2000 | 4000
117 | OI | 145KV CT 1000/500/1 Amp. (old and used) | No. | 2 |  |  |  |  | 500 | 1000
118 | OI | 400KV CT 2000/1000/1 Amp. (old and used) | No. | 3 |  |  |  |  | 600 | 1800
119 | OI | Aluminium scrap male and female arm of isolator (old and used) | Kg. | 40 |  |  |  |  | 15 | 600
120 | OI | 245KV 1600/800/1Amp. (old and used) CT | No. | 3 |  |  |  |  | 500 | 1500
121 | OI | 245KV CVT (old and used) | No. | 3 |  |  |  |  | 400 | 1200
122 | OI | 245KV 1600/1000/1Amp. CT (old and used mkg bay) | No. | 3 |  |  |  |  | 500 | 1500
123 | OI | Isolator male and female melted assembly | Kg. | 60 |  |  |  |  | 15 | 900
124 | OI | 2V800Ah cell (old and used) B/B-II | No. | 108 |  |  |  |  | 35 | 3780
Total Useable | [9 empty] | 8733277.565
1 | OI | 145KV C.T. 1000/500/1A | No. |  |  | 6 |  |  | 106280 | 637680
2 | OI | Main-I numerical distance relay REL-521 | No. |  |  | 2 |  |  | 52000 | 104000
3 | OI | (Deformation in metal base) 245KV C.T. 100/500/1A | No. |  |  | 2 |  |  | 182280 | 364560
4 | OI | 245kV CT (tank Buging) 1600/800/1A | No. |  |  | 4 |  |  | 164640 | 658560
5 | OI | 400KV circuit breaker | No. |  |  | 8 |  |  | 438092.87 | 3504742.96
6 | OI | 245KV circuit breaker | No. |  |  | 7 |  |  | 208956.42 | 1462694.94
7 | OI | 245KV circuit breaker | No. |  |  | 1 |  |  | 155914 | 155914
8 | OI | 420KV isolator | No. |  |  | 5 |  |  | 131762.8 | 658814
9 | OI | 245KV isolator | No. |  |  | 7 |  |  | 49191.28 | 344338.96
10 | OI | 145KV isolator | No. |  |  | 8 |  |  | 32325.75 | 258606
11 | OI | 145KV C.T. 1000/500/1A | No. |  |  | 1 |  |  | 500 | 500
Total Obsolete | [9 empty] | 8150410.86
1 | OI | Empty SF-6 Gas Cylinder | No. |  |  |  |  | 7 | 1500 | 10500
2 | OI | Empty Transformer Oil Drum Rusted | No. |  |  |  |  | 130 | 20 | 2600
3 | OI | Aluminium scrap 400/220/132KV Isulator Arm | No. |  |  |  |  | 24 | 300 | 7200
4 | OI | Lead acide battery T 800 P 2V. | No. |  |  |  |  | 8 | 35 | 280
5 | OI | Disk Insulator 70 KN | No. |  |  |  |  | 7 | 5 | 35
6 | OI | Molecular filter FOR SF6 Circuit Breaker | Set |  |  |  |  | 3 | 2 | 6
7 | OI | Contactor CA - 3 - 9C - 10, 220V DC | No. |  |  |  |  | 1 | 2 | 2
8 | OI | Operation Counter | No. |  |  |  |  | 2 | 1 | 2
9 | OI | Micro filter set | No. |  |  |  |  | 1 | 2 | 2
10 | OI | Rubber gas kit, O ring and sells complete | Set |  |  |  |  | 1 | 3 | 3
11 | OI | Molecular filter FOR SF6 Circuit Breaker | Set |  |  |  |  | 3 | 3 | 9
12 | OI | Auxiliary contact assembly | No. |  |  |  |  | 1 | 5 | 5
13 | OI | Operation counter | No. |  |  |  |  | 2 | 1 | 2
14 | OI | All types of coupling for SF6 gas | Set |  |  |  |  | 1 | 3 | 3
15 | OI | Rubber gas kit, O ring and sells complete | Set |  |  |  |  | 1 | 3 | 3
16 | OI | Molecular filter | Set |  |  |  |  | 3 | 2 | 6
17 | OI | Contactor 3 phase, 250V, 20Amp. | No. |  |  |  |  | 1 | 3 | 3
18 | OI | Operation Counter. | No. |  |  |  |  | 2 | 1 | 2
19 | OI | Auxiliary contact ( 1 No + 1 NC) | No. |  |  |  |  | 10 | 1 | 10
20 | OI | Auxiliary contact switch | No. |  |  |  |  | 3 | 3 | 9
21 | OI | Limit switch and auxiliary switch | Set |  |  |  |  | 1 | 2 | 2
22 | OI | Motor hosing varing assembly rusted | Set |  |  |  |  | 1 | 5 | 5
23 | OI | Auxiliary contact | No. |  |  |  |  | 1 | 1 | 1
24 | OI | MCB, 2 pole, 415/220V | No. |  |  |  |  | 1 | 2 | 2
25 | OI | MCB, 3 pole, 6 Amp. | No. |  |  |  |  | 1 | 2 | 2
26 | OI | MCB, 2 pole, 10 Amp. | No. |  |  |  |  | 1 | 2 | 2
27 | OI | Motor hosing assembly | Set |  |  |  |  | 1 | 5 | 5
28 | OI | Semaphore for isolator | No. |  |  |  |  | 2 | 2 | 4
29 | OI | Semaphore for earth switch | No. |  |  |  |  | 2 | 1 | 2
30 | OI | Filter capacitor | No. |  |  |  |  | 2 | 4 | 8
31 | OI | Potentio meter | No. |  |  |  |  | 2 | 10 | 20
32 | OI | Set of switches | Set |  |  |  |  | 2 | 3 | 6
33 | OI | Tap changer contact | Set |  |  |  |  | 2 | 20 | 40
34 | OI | Auxiliary contact set | Set |  |  |  |  | 1 | 3 | 3
35 | OI | 420KV surge counter | No. |  |  |  |  | 3 | 15 | 45
36 | OI | 245KV Surge counter | No. |  |  |  |  | 3 | 15 | 45
37 | OI | 145KV Surge Counter | No. |  |  |  |  | 3 | 15 | 45
38 | OI | Lead acid battery 900AH | No. |  |  |  |  | 1 | 35 | 35
39 | OI | Compressor | No. |  |  |  |  | 15 | 2000 | 30000
40 | OI | DC Isolator switch of specification RPM2410CM, 25Amp. 440V (KAYCEE Make) | No. |  |  |  |  | 1 | 180 | 180
41 | OI | Voltmeter Selector Switch for 400,220&132 KV | No. |  |  |  |  | 1 | 90 | 90
42 | OI | Set of Wound Resistor | Set |  |  |  |  | 2 | 10 | 20
43 | OI | Condensor Fan Motor | No. |  |  |  |  | 1 | 500 | 500
44 | OI | Lead acid battery 12 volt | No. |  |  |  |  | 10 | 250 | 2500
45 | OI | LZ 96 Distance Relay | No. |  |  |  |  | 2 | 2500 | 5000
46 |  | 400kV CVT | No |  |  |  |  | 1 | 264600 | 264600
47 | OI | Empty SF-6 Gas Cylinder (gas capacity 40 Kg.) | Kg. |  |  |  |  | 160 | 10 | 1600
48 | OI | Aluminium scrap 400/220/132KV Isulator Arm (400KV isolator arm) | Kg. |  |  |  |  | 140 | 15 | 2100
49 | OI | 145KV CT 1000/500/1 Amp. | No. |  |  |  |  | 1 | 500 | 500
50 | OI | Lead acide battery T 800 P 2V. | No. |  |  |  |  | 4 | 35 | 140
51 | OI | Lead acide battery T 900 P 2V. | No. |  |  |  |  | 2 | 35 | 70
52 | OI | Pole street light | Kg. |  |  |  |  | 136 | 2.5 | 340
53 | OI | 145KV CT 1000/500/1 Amp. | No. |  |  |  |  | 2 | 500 | 1000
54 | OI | Compressor capacity 12Ton | No. |  |  |  |  | 3 | 1500 | 4500
55 | OI | 390KV LA | No. |  |  |  |  | 15 | 22395.53 | 335932.95
56 | OI | 196KV LA | No. |  |  |  |  | 18 | 8531.73 | 153571.14
57 | OI | 120KV LA | No. |  |  |  |  | 21 | 5972.09 | 125413.89
58 | OI | 245KV CVT (old and used) defective | No. |  |  |  |  | 1 | 400 | 400
Total Scrap...…... | [9 empty] | 949411.98
Total Obsolete... | [9 empty] | 8150410.86
Total Useable….. | [9 empty] | 8733277.565
Grand Total (Useable+Obsolete+Scrap) | [9 empty] | 17833100.405
|  | P.P.Pant | [5 empty] | N.S. Negi
|  | J.E., 400KV S/s, Kashipur | [5 empty] | A.E., 400KV S/s, Kashipur
Format of Monthly Inventory for Uploading on PTCUL Website
Name of Circle/ Zone:- |  |  | 400KV(O&M)Kashipur |  |  |  | Name of Substation |  | 132KV S/SKashipur
Name of Division |  |  | 132KV(O&M)Div Kashipur |  |  |  | Month of |  | 2025-03-01
SR. No. | Item Code | item Description | Unit |  | Quantity |  |  |  | Book Value per unit | Total Cost
|  |  |  | Useable | Unserviceable | Obsolete | Non-Moving | Scrap
1 | FF3F302001 | Tower part banded (Old and Used) | MT. | 7.095 | 0 | 0 | 0 | 0 | 24000 | 170280
2 | FF2F207036 | Template for 'A' Type Tower (Incomplete) | No. | 0 | 0 | 0 | 0 | 1 | 100 | 100
3 |  | Scrap of rusted Tower Part | MT. | 0 | 0 | 0 | 0 | 0.205 | 10000 | 2050
4 | II8I804005 | Suspension single fitting for Panther | No. | 34 | 0 | 0 | 0 | 0 | 60 | 2040
5 | II0I004001 | 70 KN Disc insulator (B&S) | No. | 46 | 0 | 0 | 0 | 0 | 281 | 12926
6 | AA0A005001 | ACSR Panther Conductor | Mtr. | 0.5 | 0 | 0 | 0 | 0 | 98.5 | 49.25
7 | FF2F207038 | Template for B Type Tower | M.T | 0 | 0 | 0 | 0 | 0.844 | 54161 | 45711.884
8 | FF2F207040 | Template for C Type Tower | M.T | 0 | 0 | 0 | 0 | 1.008 | 54161 | 54594.288
9 | II5I502004 | Repair Sleeve for panther | No. | 8 | 0 | 0 | 0 | 0 | 484.65 | 3877.2
10 | II5I501004 | Mid Span Joint for Panther | No. | 3 | 0 | 0 | 0 | 0 | 1150.8 | 3452.4
11 | II8I801005 | Single Tension Fitting for panther | Sets | 20 |  |  |  |  | 7003.3 | 140066
12 |  | Vibration Damper | No | 50 |  |  |  |  | 1829 | 91450
13 | II5I501009 | (A)Mid Span Joint for 7/10SWG Earth Wire | No. | 0 | 0 | 0 | 0 | 0 | 636.02 | 0
|  | (B)Mid Span Joint for 7/10SWG Earth Wire | No. | 7 | 0 | 0 | 0 | 0 | 590 | 4130
14 | II8I801010 | (A) Tension fitting for GS earth wire 7/10SWG or 7/3.15mm. | set | 8 | 0 | 0 | 0 | 0 | 1739.32 | 13914.56
|  | (B) Tension fitting for GS earth wire 7/10SWG or 7/3.15mm. |  | 8 | 0 | 0 | 0 | 0 | 1622.5 | 12980
15 | II8I804010 | (A)Suspension fitting for GS earth wire 7/10SWG or 7/3.15mm. | set | 7 | 0 | 0 | 0 | 0 | 1739.32 | 12175.24
|  | (B)Suspension fitting for GS earth wire 7/10SWG or 7/3.15mm. | set | 5 | 0 | 0 | 0 | 0 | 1864.4 | 9322
16 | II5I502009 | Repair Sleeve for earth wire 7/10SWG or 7/3.15mm | Nos | 4 | 0 | 0 | 0 | 0 | 626.58 | 2506.32
17 |  | Steel pilot wire | Mtr. | 155 | 0 | 0 | 0 | 0 | 20 | 3100
18 |  | 7/10SWG damage /rusted broken earth wire | Kg | 0 | 0 | 0 | 0 | 248 | 10 | 2480
|  | 7/10SWG earth wire | Km | 1.46 | 0 | 0 | 0 | 0 | 78735.5 | 114953.83
19 |  | C-Wedge clamp (Panther to Panther) | No | 12 | 0 | 0 | 0 | 0 | 3770.1 | 45241.2
20 |  | Tower GI nut&bolt(3/4X5/8) | Kg | 20 | 0 | 0 | 0 | 0 | 348.1 | 6962
21 | II8I802005 | Double tension fitting for ACSR panther(Incomplete) | Set | 0 | 0 | 0 | 0 | 6 | 4965.62 | 29793.72
[7 empty] | Total(Useable+Scrap) |  |  | 784155.892
T&P Items
Sr. No. | Item Code | item Description | Unit |  | Quantity |  |  |  | Book Value per unit | Total Cost
|  |  |  | Useable/Qty | Unserviceable | Obsolete | Non-Moving | Scrap
1 |  | Hydraulic compressor of 100 Ton,portable,hand operated completed with accessories/tools. | No | 1 |  |  |  |  | 82718 | 82718
2 |  | Compressor die sets suitable for jointing ACSR panther Conductor(Aluminium portion) | Set | 1 |  |  |  |  | 11782.3 | 11782.3
3 |  | Compressor die sets suitable for jointing ACSR panther Conductor(Steel portion) | Set | 1 |  |  |  |  | 11782.3 | 11782.3
4 |  | Compressor die sets suitable for jointing ACSR ZebraConductor(Aluminium portion) | Set | 1 |  |  |  |  | 13623.1 | 13623.1
5 |  | Compressor die sets suitable for jointing ACSR MooseConductor(Aluminium portion) | Set | 1 |  |  |  |  | 14803.1 | 14803.1
6 |  | 12mm steelrope drum of 200mtr long | No | 1 |  |  |  |  | 29441 | 29441
7 |  | Single sheave pulley open type of 5 ton capacity. | No | 2 |  |  |  |  | 3127 | 6254
8 |  | Double sheave pulley 5 ton capacity | No | 1 |  |  |  |  | 4071 | 4071
9 |  | Hydraulic conductor cutter | No | 1 |  |  |  |  | 31978 | 31978
10 |  | Bolted type come along clamp, 7 bolts for ACSR Zebra Conductor | No | 4 |  |  |  |  | 4661 | 18644
11 |  | Bolted type come along clamp, 7 bolts for ACSR Panther Conductor | No | 2 |  |  |  |  | 4661 | 9322
12 |  | Come along clamp 3 bolted type suitable for 7/10 SWG earth wire. | No | 2 |  |  |  |  | 2265.6 | 4531.2
13 |  | Four Sheave sagging pulley 10 Ton Capacity. | No | 2 |  |  |  |  | 7599.2 | 15198.4
14 |  | Sling 18mm 10MTR | No | 2 |  |  |  |  | 4082.8 | 8165.6
15 |  | Sling 18mm 5 MTR | No | 5 |  |  |  |  | 2631.4 | 13157
16 |  | D-Shackle 4.75 Ton | No | 6 |  |  |  |  | 407.1 | 2442.6
17 |  | Safety belt full body safety harness PN42(01 reputed make like karam etc.) | No | 5 |  |  |  |  | 4436.8 | 22184
18 |  | Poly amide or Braided white nylon rope 14mm | Mtr | 130 |  |  |  |  | 1270.86 | 165211.8
19 |  | Chain Shackle 10Ton Chain pulley block 3 MTR | No | 2 |  |  |  |  | 38768.9 | 77537.8
20 |  | Chain Shackle 2 Ton Chain pulley block 3 MTR | No | 1 |  |  |  |  | 12059.6 | 12059.6
[9 empty] | Total | 554906.8
|  | J.E 132KV S/S Kashipur(Line) |  | A.E 132kv S/S Kashipur |  |  |  | EE
|  | Rajan singh |  | Er Surender singh ravat |  |  |  |  | 132KV(O&M)Div Kashipur
Name of Zone -Kumoun Zone | [5 empty] | stock | STOCK |  |  |  |  | For the Month of MARCH -2025
Name of Circule -Kashipur Circle
Name of Division -132 KV O&M Division Kashipur
Name of Sub- Station -132 KV S/S Ramnagar
S. No. | Item code | Name of Item | Unit | Unit rate in Rs. | Useable |  | Unserviceable |  | Non-Moving |  | Obsolete |  | Scrap |  | Total Inventory Amt.
[5 empty] | Qty. | Total Amount in Rs. | Qty. | Total Amount in Rs. | Qty. | Total Amount in Rs. | Qty. | Total Amount in Rs. | Qty. | Total Amount in Rs.
1 |  | ACSR Panther Conductor | Mtr | 80 | 98 | 7840 |  | 0 |  | 0 |  | 0 | 0 | 0 | 7840
2 |  | ACSR Zebra Conductor | Mtr | 85 | 34 | 2890 |  | 0 |  | 0 |  | 0 | 0 | 0 | 2890
3 |  | ACSR Tarantula Conductor | Mtr | 257 | 41 | 10537 |  | 0 |  | 0 |  | 0 | 0 | 0 | 10537
4 |  | Empty Drum | No. | 350 | 8 | 2800 |  | 0 |  | 0 |  | 0 | 0 | 0 | 2800
5 |  | 36 mm MS Round | Kg | 19.6 | 718 | 14072.8 |  | 0 |  | 0 |  | 0 | 0 | 0 | 14072.8
6 |  | SP-45 Old steel pole | No. | 2000 | 1 | 2000 |  | 0 |  | 0 |  | 0 | 0 | 0 | 2000
7 |  | Gal. S/S strecture ATM | Kg | 28.74 | 2465 | 70844.1 |  | 0 |  | 0 |  | 0 | 0 | 0 | 70844.1
8 |  | Gal. S/S strecture AXM | Kg | 28.74 | 1119.65 | 32178.741 |  | 0 |  | 0 |  | 0 | 0 | 0 | 32178.741
9 |  | Gal. S/S strecture BTM | Kg | 28.74 | 2903.705 | 83452.4817 |  | 0 |  | 0 |  | 0 | 0 | 0 | 83452.4817
10 |  | Gal. S/S strecture CCM | Kg | 28.74 | 354.23 | 10180.5702 |  | 0 |  | 0 |  | 0 | 0 | 0 | 10180.5702
11 |  | 95mm2 ,3 1/2 Al. Cable | Mtr | 250 | 38 | 9500 |  | 0 |  | 0 |  | 0 | 0 | 0 | 9500
12 |  | Control Cable 6x2.5mm2 | Mtr | 132.75 | 57 | 7566.75 |  | 0 |  | 0 |  | 0 | 0 | 0 | 7566.75
13 |  | OSR relay suitable for NGEF make 20 MVA T/f | No. | 11917.5 | 1 | 11917.5 |  | 0 |  | 0 |  | 0 | 0 | 0 | 11917.5
14 |  | Fired C-Wedge clamp suitable for Panther to Panther | No. | 1912.48 | 18 | 34424.64 |  | 0 |  | 0 |  | 0 | 0 | 0 | 34424.64
15 |  | 33 KV CT(200-100/1A) old and used | No. | 12100 | 2 | 24200 |  | 0 |  | 0 |  | 0 | 0 | 0 | 24200
16 |  | Trip coil 110 Vsuitable for CGL make 132 KV Circuit Breader | No. | 2815 | 2 | 5630 |  | 0 |  | 0 |  | 0 | 0 | 0 | 5630
17 |  | PG Clamp Zebra to Zebra | No. | 1123.6 | 3 | 3370.8 |  | 0 |  | 0 |  | 0 | 0 | 0 | 3370.8
18 |  | Eye bolt suitable for 33 KV BHEL make VCB Circuit breaker. | No. | 519.8 | 5 | 2599 |  | 0 |  | 0 |  | 0 | 0 | 0 | 2599
19 |  | 2.5mm2x2 core control cable | Km. | 81207 | 0.465 | 37761.255 |  | 0 |  | 0 |  | 0 | 0 | 0 | 37761.255
20 |  | 2.5mm2x4 Core Control Cable | Km. | 140002.3 | 0.3 | 42000.69 |  | 0 |  | 0 |  | 0 | 0 | 0 | 42000.69
21 |  | 36 KV PT with 0.2 S Accuracy class | No. | 47790 | 1 | 47790 |  | 0 |  | 0 |  | 0 | 0 | 0 | 47790
22 |  | 132KV CT 1 Phase Heptacare Power (PSDF) | No. | 179286.22 | 1 | 179286.22 |  | 0 |  | 0 |  | 0 | 0 | 0 | 179286.22
23 |  | Blades for 33 KV isolator | No. | 3825 | 7 | 26775 |  | 0 |  | 0 |  | 0 | 0 | 0 | 26775
24 |  | Tension fitting | No. | 900 | 10 | 9000 |  | 0 |  | 0 |  | 0 | 0 | 0 | 9000
25 |  | Old used and defective 33 KV CT 3Core 400/200/1A Hepta Care | No. | 1500 | 0 | 0 | 1 | 1500 |  | 0 |  | 0 | 0 | 0 | 1500
26 |  | GI foundation Anchor bolt (size 28 mm) | No. | 1041.87 | 20 | 20837.4 |  | 0 |  | 0 |  | 0 | 0 | 0 | 20837.4
27 |  | GI foundation Anchor bolt (size32 mm) | No. | 1095.16 | 10 | 10951.6 |  | 0 |  | 0 |  | 0 | 0 | 0 | 10951.6
28 |  | 33 KV Lightning arrestor with all accessories and surge counter | No. | 32915 | 2 | 65830 |  | 0 |  | 0 |  | 0 | 0 | 0 | 65830
29 |  | Complete damage 145 KV CT | No. | 5000 | 0 | 0 |  | 0 |  | 0 |  | 0 | 1 | 5000 | 5000
30 |  | Old used and damaged 33 KV CT of 03 core | No. | 1000 | 0 | 0 |  | 0 |  | 0 |  | 0 | 1 | 1000 | 1000
31 |  | Old used and damaged battery bak of 110 Volt | Set | 27500 | 0 | 0 |  | 0 |  | 0 |  | 0 | 1 | 27500 | 27500
32 |  | Old used & damaged exghaust fan of 18" size | No. | 1000 | 2 | 2000 |  | 0 |  | 0 |  | 0 | 0 | 0 | 2000
33 |  | Old used and damaged battery Cell of 2 Volt 300 Ah | No. | 500 | 0 | 0 |  | 0 |  | 0 |  | 0 | 5 | 2500 | 2500
34 |  | Auxllary contractor operating 110 Volt DC | No. | 2940.56 | 2 | 5881.12 |  | 0 |  | 0 |  | 0 | 0 | 0 | 5881.12
35 |  | Zebra to Panther Clamp | No. | 1177.64 | 2 | 2355.28 |  | 0 |  | 0 |  | 0 | 0 | 0 | 2355.28
36 |  | Control Cable 2.5 Sqmmx6 Core | Mtr. | 197.53 | 200 | 39506 |  | 0 |  | 0 |  | 0 | 0 | 0 | 39506
37 |  | Control Cable armoed 2.5 Sqmmx10 Core | Mtr. | 238.1965 | 160 | 38111.4432 |  | 0 |  | 0 |  | 0 | 0 | 0 | 38111.4432
38 |  | Transformer oil (209 letre per berrel ) | Berrel/Ltr. | 73.16 | 824 | 60283.84 |  | 0 |  | 0 |  | 0 | 0 | 0 | 60283.84
39 | * | 36 KV CT (3 Core) (1 Phase) 400/200/1 A, 0.2s accuracy | No. | 58823 | 1 | 58823 |  | 0 |  | 0 |  | 0 | 0 | 0 | 58823
40 |  | HV Bushing Clamp for 40 MVA/20MVA T/Fas per sample | No, | 1321.6 | 2 | 2643.2 |  | 0 |  | 0 |  | 0 | 0 | 0 | 2643.2
41 |  | LV Bushing Clamp for 40 MVA/20MVA T/Fas per sample | No. | 1144.6 | 2 | 2289.2 |  | 0 |  | 0 |  | 0 | 0 | 0 | 2289.2
42 |  | 2.5 mm2* 4core control cable in piesces | Mtr | 10 | 300 | 3000 |  | 0 |  | 0 |  | 0 | 0 | 0 | 3000
43 |  | 2.5 mm2*10 core control cable inpisces | Mtr | 15 | 100 | 1500 |  | 0 |  | 0 |  | 0 | 0 | 0 | 1500
44 |  | 132 Kv CT 200/100/1 A. Old &Used | No. | 12000 | 2 | 24000 |  | 0 |  | 0 |  | 0 | 0 | 0 | 24000
45 |  | 132 KV LA Old & Used | No. | 6000 | 1 | 6000 |  | 0 |  | 0 |  | 0 | 0 | 0 | 6000
46 |  | 33 KV CT 800/400/200/1A . Old & Used | No. | 6000 | 2 | 12000 |  | 0 |  | 0 |  | 0 | 0 | 0 | 12000
47 |  | 33 Kv LA Old & Used | No. | 4000 | 2 | 8000 |  | 0 |  | 0 |  | 0 | 0 | 0 | 8000
48 |  | 33 KV PT | No. | 55501.5 | 1 | 55501.5 |  | 0 |  | 0 |  | 0 | 0 | 0 | 55501.5
49 |  | 33 KV LA Damaged | NO. | 500 | 0 | 0 |  | 0 |  | 0 |  | 0 | 1 | 500 | 500
50 |  | Multi Standred copper Control Cable (Armoured)2x2.5mm2 | Kms. | 76086.4 | 3 | 228259.2 |  | 0 |  | 0 |  | 0 | 0 | 0 | 228259.2
51 |  | Multi Standred copper Control Cable (Armoured)4x2.5mm2 | Kms. | 127907.66 | 7.946 | 1016354.2664 |  | 0 |  | 0 |  | 0 | 0 | 0 | 1016354.2664
52 |  | Multi Standred copper Control Cable (Armoured)6x2.5mm2 | Kms. | 165710.46 | 1.491 | 247074.2959 |  | 0 |  | 0 |  | 0 | 0 | 0 | 247074.2959
53 |  | Multi Standred copper Control Cable (Armoured)10x2.5mm2 | Kms. | 263266.31 | 3.489 | 918536.1556 |  | 0 |  | 0 |  | 0 | 0 | 0 | 918536.1556
54 |  | Old used and defective 132 KV CVT | No. | 12500 | 0 | 0 |  | 0 |  | 0 |  | 0 | 3 | 37500 | 37500
55 |  | New SF-6 Gas cylinder | Kg. | 6454.6 | 30 | 193638 |  | 0 |  | 0 |  | 0 | 0 | 0 | 193638
56 |  | 40 MVA T/F HV SideBushing Terminal ConnectorFor ACSR Panthor Conductor | No. | 2653.82 | 2 | 5307.64 |  | 0 |  | 0 |  | 0 | 0 | 0 | 5307.64
57 |  | 40 MVA T/F LV SideBushing Terminal ConnectorFor ACSR Panthor Conductor | No. | 2653.82 | 4 | 10615.28 |  | 0 |  | 0 |  | 0 | 0 | 0 | 10615.28
58 |  | 20 MVA T/F HV SideBushing Terminal ConnectorFor ACSR Panthor Conductor | No. | 2653.82 | 3 | 7961.46 |  | 0 |  | 0 |  | 0 | 0 | 0 | 7961.46
59 |  | 20 MVA T/F LV SideBushing Terminal ConnectorFor ACSR Panthor Conductor | No. | 2653.82 | 2 | 5307.64 |  | 0 |  | 0 |  | 0 | 0 | 0 | 5307.64
60 |  | 33 KV Isolator Connector For ACSR Panthor conductor | No. | 2581.84 | 3 | 7745.52 |  | 0 |  | 0 |  | 0 | 0 | 0 | 7745.52
61 |  | 33 KV Isolator Connector For ACSR Zebra conductor | No. | 2581.84 | 2 | 5163.68 |  | 0 |  | 0 |  | 0 | 0 | 0 | 5163.68
62 |  | 33 KV Circuit Breaker Terminal Connector For ACSR Panthor conductor | No. | 2571.22 | 4 | 10284.88 |  | 0 |  | 0 |  | 0 | 0 | 0 | 10284.88
63 |  | 33 KV Circuit Breaker Terminal Connector For ACSR Zebra conductor | No. | 2571.22 | 2 | 5142.44 |  | 0 |  | 0 |  | 0 | 0 | 0 | 5142.44
64 |  | 33 KV main bus clamp For ACSR Taramtulla to Panthor conductor | No. | 2653.82 | 4 | 10615.28 |  | 0 |  | 0 |  | 0 | 0 | 0 | 10615.28
65 |  | 33 KV main bus clamp For ACSR Taramtulla to zebra conductor | No. | 2653.82 | 2 | 5307.64 |  | 0 |  | 0 |  | 0 | 0 | 0 | 5307.64
66 |  | 33 KV Main bus Isolator Connector For ACSR taramtula conductor | No. | 2653.82 | 1 | 2653.82 |  | 0 |  | 0 |  | 0 | 0 | 0 | 2653.82
67 |  | Terminal connector for 132 KV CGL make C.B | No. | 2742.32 | 2 | 5484.64 |  | 0 |  | 0 |  | 0 | 0 | 0 | 5484.64
68 |  | Terminal connector for 132 KV C.B | No. | 2742.32 | 2 | 5484.64 |  | 0 |  | 0 |  | 0 | 0 | 0 | 5484.64
69 |  | Terminal connector for 132 KV CVT | No. | 2742.32 | 2 | 5484.64 |  | 0 |  | 0 |  | 0 | 0 | 0 | 5484.64
70 |  | Terminal connector required for HV Bushing of 20 MVA T/F | No. | 2938.2 | 2 | 5876.4 |  | 0 |  | 0 |  | 0 | 0 | 0 | 5876.4
71 |  | Terminal connector required for HV Bushing of 20 MVA T/F | No. | 2348.2 | 2 | 4696.4 |  | 0 |  | 0 |  | 0 | 0 | 0 | 4696.4
72 |  | Terminal connector required for HV Bushing of 20 MVA T/F | No. | 3534.1 | 2 | 7068.2 |  | 0 |  | 0 |  | 0 | 0 | 0 | 7068.2
73 |  | Terminal connector required for HV Bushing of 20 MVA T/F | No. | 2938.2 | 2 | 5876.4 |  | 0 |  | 0 |  | 0 | 0 | 0 | 5876.4
74 |  | Terminal connector for 33 KV Circuit Breaker | No. | 3534.1 | 1 | 3534.1 |  | 0 |  | 0 |  | 0 | 0 | 0 | 3534.1
75 |  | CRC Standred Size | No. | 590 | 2 | 1180 |  | 0 |  | 0 |  | 0 | 0 | 0 | 1180
76 |  | Contactor 110 V DC for 132 KV Circuit Breaker | No. | 3829.1 | 2 | 7658.2 |  | 0 |  | 0 |  | 0 | 0 | 0 | 7658.2
77 |  | Contactor 110 V DC for 33 KV Circuit Breaker | No. | 2944.1 | 2 | 5888.2 |  | 0 |  | 0 |  | 0 | 0 | 0 | 5888.2
78 |  | Contractor for fan control of 40 MVA T/F | No. | 5888.2 | 2 | 11776.4 |  | 0 |  | 0 |  | 0 | 0 | 0 | 11776.4
79 |  | MCB Single Pole 32 Amp | No. | 330.4 | 9 | 2973.6 |  | 0 |  | 0 |  | 0 | 0 | 0 | 2973.6
80 |  | MCB Three Pole 32 Amp | No. | 997.1 | 10 | 9971 |  | 0 |  | 0 |  | 0 | 0 | 0 | 9971
81 |  | HRC Fuse 2 Amp | No. | 34.22 | 10 | 342.2 |  | 0 |  | 0 |  | 0 | 0 | 0 | 342.2
82 |  | HRC Fuse 4 Amp | No. | 46.02 | 10 | 460.2 |  | 0 |  | 0 |  | 0 | 0 | 0 | 460.2
83 |  | HRC Fuse 10 Amp | No. | 57.82 | 10 | 578.2 |  | 0 |  | 0 |  | 0 | 0 | 0 | 578.2
84 |  | HRC Fuse 16 Amp | No. | 69.62 | 10 | 696.2 |  | 0 |  | 0 |  | 0 | 0 | 0 | 696.2
86 |  | Coil 110 V DC for 132 KV Circuit Breaker | No. | 1528.1 | 2 | 3056.2 |  | 0 |  | 0 |  | 0 | 0 | 0 | 3056.2
87 |  | Multi Stand 2.5 mm Sqr Copper wire of different colour | No. | 53.1 | 350 | 18585 |  | 0 |  | 0 |  | 0 | 0 | 0 | 18585
88 |  | 33KV LA | No. | 5000 | 4 | 20000 |  | 0 |  | 0 |  | 0 | 0 | 0 | 20000
89 |  | ACSR Panthor conductor | Mtr | 20 | 0 | 0 |  | 0 |  | 0 |  | 0 | 15 | 300 | 300
90 |  | ACSR Zebra conductor | Mtr | 30 | 0 | 0 |  | 0 |  | 0 |  | 0 | 12 | 360 | 360
91 |  | Siilika Gel | Kg | 375.24 | 135 | 50657.4 |  | 0 |  | 0 |  | 0 | 0 | 0 | 50657.4
92 |  | 145 KV CVT (Single Phase )W/O Juntion Box | NO | 395819.2 | 3 | 1187457.6 |  | 0 |  | 0 |  | 0 | 0 | 0 | 1187457.6
93 | [9 empty] | 0 |  | 0 | 0 | 0 | 5219044.1489
[6 empty] | 5142884.1489 |  | 1500 |  | 0 |  | 0 |  | 74660
Total (in Rs) | [5 empty] | Total Amt. of Useable |  | Total Amt. of Unserviceable |  | Total Amt. of Non. Moving |  | Total Amt. of obsolete |  | Total Amt. of Scrap | Total Inventory Amt.
4963597.9289
[12 empty] | Singnature of J.E. |  |  | 2025-01-31
[12 empty] | Singnature of A.E. |  |  | Date:-
[12 empty] | Singnature of E.E. |  |  | Date:-
Name of Zone: Kumoun Zone | [5 empty] | T & P |  |  |  | For the Month- MARCH -2025
Name of Circle : Kashipur circuil
Name of Division : O & M Division Kashipur
Name of Substation : 132 KV S/S Ramnagar
S. No. | Item code | Name of Item | Unit | Unit rate in Rs. | Useable |  | Unserviceable |  | Non-Moving |  | Obsolete |  | Scrap |  | Total Inventory Amt.
[5 empty] | Qty. | Total Amount in Rs. | Qty. | Total Amount in Rs. | Qty. | Total Amount in Rs. | Qty. | Total Amount in Rs. | Qty. | Total Amount in Rs.
1 |  | Hydraulic Crimping Tool 400-1000sqm | No. | 36750 | 1 | 36750 | [7 empty] | 0 | 36750
2 |  | 2500V Motorized Insulation Tester | No. | 58800 | 1 | 58800 | [7 empty] | 0 | 58800
3 |  | Single Sheave Pully Block | No. | 3098 | 1 | 3098 | [7 empty] | 0 | 3098
4 |  | Double Sheave Pully Block | No. | 4142 | 1 | 4142 | [7 empty] | 0 | 4142
5 |  | Triple Sheave Pully Blocl | No. | 5586 | 1 | 5586 | [7 empty] | 0 | 5586
6 |  | Portable Air Blower | No. | 7298 | 2 | 14596 | [7 empty] | 0 | 14596
7 |  | Steel Table 5"x3"x2 1/2" | No. | 3468 | 2 | 6936 | [7 empty] | 0 | 6936
8 |  | Steel Rack | No. | 1632 | 2 | 3264 | [7 empty] | 0 | 3264
9 |  | Wooden Telephonen Desk | No. | 988 | 1 | 988 | [7 empty] | 0 | 988
10 |  | Wooden Dining Set | No. | 9360 | 1 | 9360 | [7 empty] | 0 | 9360
11 |  | Steel Almirah | No. | 4080 | 2 | 8160 | [7 empty] | 0 | 8160
12 |  | Canter table | No. | 866 | 1 | 866 | [7 empty] | 0 | 866
13 |  | Single Bed Wooden | No. | 1570 | 2 | 3140 | [7 empty] | 0 | 3140
14 |  | Allen Key Set | No. | 242 | 2 | 484 | [7 empty] | 0 | 484
15 |  | Socket Spanner Set(JHALANI) | No. | 2428 | 1 | 2428 | [7 empty] | 0 | 2428
16 |  | D/E Spanner Set 6mm to 32mm | No. | 475 | 2 | 950 | [7 empty] | 0 | 950
17 |  | Detachable Screw Driver | No. | 125 | 1 | 125 | [7 empty] | 0 | 125
18 |  | 300mm Screw Driver | No. | 125 | 1 | 125 | [7 empty] | 0 | 125
19 |  | Box Spanner Set | No. | 3860 | 1 | 3860 | [7 empty] | 0 | 3860
20 |  | Crimping Tool for Pressing Lugs for of cable 2.5 mm to 35mm hand operated | No. | 995 | 1 | 995 | [7 empty] | 0 | 995
21 |  | Hydraulic Crimping Tool for pressing Lugs of Cable size 35 mm to 300mm | No. | 19495 | 1 | 19495 | [7 empty] | 0 | 19495
22 |  | Desk Top Computer HCL Make | No. | 26600 | 1 | 26600 | [7 empty] | 0 | 26600
23 |  | TFT 39.5 Monitor HCL Make | No. | 3330 | 1 | 3330 | [7 empty] | 0 | 3330
24 |  | Biligual Key Board | No. | 153 | 1 | 153 | [7 empty] | 0 | 153
25 |  | Combo Drive | No. | 297 | 1 | 297 | [7 empty] | 0 | 297
26 |  | Internal Modem(56kbps) | No. | 187 | 1 | 187 | [7 empty] | 0 | 187
27 |  | Multi function Printer samsung SCX-4521F S.No. -8P67BACZ801698 | No. | 12733 | 1 | 12733 | [7 empty] | 0 | 12733
28 |  | Combination Plier | No. | 280 | 1 | 280 | [7 empty] | 0 | 280
29 |  | Nose Plier | No. | 250 | 1 | 250 | [7 empty] | 0 | 250
30 |  | Hammer 500gm | No. | 300 | 1 | 300 | [7 empty] | 0 | 300
31 |  | First Aid Box | No. | 1300 | 1 | 1300 | [7 empty] | 0 | 1300
32 |  | Screw Driver Set | No. | 890 | 1 | 890 | [7 empty] | 0 | 890
33 |  | Pick Axe 500gm | No. | 485 | 1 | 485 | [7 empty] | 0 | 485
34 |  | Scissor | No. | 400 | 1 | 400 | [7 empty] | 0 | 400
35 |  | Sefety Belt half Body | No. | 681 | 6 | 4086 | [7 empty] | 0 | 4086
36 |  | First Aid Box Complete With All Medicines | No. | 2264.33 | 1 | 2264.33 | [7 empty] | 0 | 2264.33
37 |  | Double Bed | No. | 18000 | 1 | 18000 | [7 empty] | 0 | 18000
38 |  | Matters (CHL) | No. | 3375 | 2 | 6750 | [7 empty] | 0 | 6750
39 |  | Table with both side door | No. | 14142.1 | 1 | 14142.1 | [7 empty] | 0 | 14142.1
40 |  | Computer table with one side door | No. | 3359.6 | 1 | 3359.6 | [7 empty] | 0 | 3359.6
41 |  | Steel Almirah with five shelves (20-22 gauge) | No. | 25378.6 | 2 | 50757.2 | [7 empty] | 0 | 50757.2
42 |  | Steel bench with three seat | No. | 9624.8 | 2 | 19249.6 | [7 empty] | 0 | 19249.6
43 |  | High back executive chair | No. | 7888.25 | 1 | 7888.25 | [7 empty] | 0 | 7888.25
44 |  | Low Back executive chair | No. | 5606.9 | 2 | 11213.8 | [7 empty] | 0 | 11213.8
45 |  | Visitor Chair | No. | 2814.8 | 10 | 28148 | [7 empty] | 0 | 28148
46 |  | Biomatric Attendance Machine | No. | 11741 | 1 | 11741 | [7 empty] | 0 | 11741
47 |  | Steel Stool 1'x1 1/2'x1 1/2' | No. | 158 | 1 | 158 | [7 empty] | 0 | 158
48 |  | Digital Multi meter | No. | 49263.15 | 1 | 49263.15 | [7 empty] | 0 | 49263.15
49 |  | Gas Refilling Device | No. | 35688.05 | 1 | 35688.05 | [7 empty] | 0 | 35688.05
50 |  | Torch | No. | 120 |  | 0 | [6 empty] | 1 | 120 | 120
51 |  | Earth Resistivity Tester | No. | 18375 |  | 0 | [6 empty] | 1 | 18375 | 18375
52 |  | 5000V Motorized Insulation Tester | No. | 71400 |  | 0 | [6 empty] | 1 | 71400 | 71400
53 |  | 3 1/2 Digit Digital Multimeter | No. | 6825 |  | 0 | [6 empty] | 1 | 6825 | 6825
54 |  | Armed Steel Chair 'S' Type | No. | 535 |  | 0 | [6 empty] | 6 | 3210 | 3210
55 |  | Steel Stool 1'x1 1/2'x1 1/2' | No. | 158 |  | 0 | [6 empty] | 1 | 158 | 158
56 |  | Wooden Easy Chair (Cushion) | No. | 940 |  | 0 | [6 empty] | 4 | 3760 | 3760
57 |  | D/E Spanner Set 6-7 to 30-32 | No. | 523 |  | 0 | [6 empty] | 1 | 523 | 523
58 |  | Ring Spanner Set 6-7 to 30-32 | No. | 1181 |  | 0 | [6 empty] | 1 | 1181 | 1181
59 |  | Screw Driver SET | No. | 160 |  | 0 | [6 empty] | 1 | 160 | 160
60 |  | Combination Pliers | No. | 150 |  | 0 | [6 empty] | 1 | 150 | 150
61 |  | Cutting Pliers | No. | 135 |  | 0 | [6 empty] | 1 | 135 | 135
62 |  | Nose Pliers | No. | 138 |  | 0 | [6 empty] | 1 | 138 | 138
63 |  | Hack Saw Frame | No. | 78 |  | 0 | [6 empty] | 1 | 78 | 78
64 |  | Screw Driver Large | No. | 78 |  | 0 | [6 empty] | 1 | 78 | 78
65 |  | Screw Driver Medium | No. | 48 |  | 0 | [6 empty] | 1 | 48 | 48
66 |  | Soldring Iron | No. | 75 |  | 0 | [6 empty] | 1 | 75 | 75
67 |  | Nokia Hand Set Model3100352974005000120 | No. | 0 |  | 0 | [6 empty] | 1 | 0 | 0
68 |  | Slide Wrench 300mm | No. | 230 |  | 0 | [6 empty] | 1 | 230 | 230
69 |  | Aluminum Ladder Wall Suporting Folding type in Two Pieces Total Working length 24 Ft with Pully &sisal Rope | No. | 7900 |  | 0 | [6 empty] | 1 | 7900 | 7900
70 |  | Aluminum Ladder Wall Suporting Having Total Working Length of 18 Ft Long in two parts with sliding arrangment safe length up to 24 Ft with suitable Pully & sisal Rope | No. | 5850 |  | 0 | [6 empty] | 1 | 5850 | 5850
71 |  | Oil Testing Set (0 to 100 KV)Motorized | No. | 39800 |  | 0 | [6 empty] | 1 | 39800 | 39800
72 |  | UPS 1.0 KVA,168 VAH Uniline Make | No. | 5157 |  | 0 | [6 empty] | 1 | 5157 | 5157
73 |  | McAfee Anti Virus | No. | 900 |  | 0 | [6 empty] | 1 | 900 | 900
74 |  | Pipe Wrench 18' | No. | 700 |  | 0 | [6 empty] | 1 | 700 | 700
75 |  | Earth Chain | No. | 1500 |  | 0 | [6 empty] | 1 | 1500 | 1500
76 |  | Digital Multimeter | No. | 3500 |  | 0 | [6 empty] | 1 | 3500 | 3500
77 |  | Safety Helmet | No. | 681 |  | 0 | [6 empty] | 6 | 4086 | 4086
78 |  | Sefety Belt full Body | No. | 1696.83 |  | 0 | [6 empty] | 6 | 10180.98 | 10180.98
79 |  | Hand Gloves | No. | 681 |  | 0 | [6 empty] | 6 | 4086 | 4086
80 |  | Gum Boot | No. | 737.75 |  | 0 | [6 empty] | 6 | 4426.5 | 4426.5
81 |  | Earth discharge rod | No. | 2837.5 |  | 0 | [6 empty] | 2 | 5675 | 5675
82 |  | Rain coats | No. | 1816 |  | 0 | [6 empty] | 6 | 10896 | 10896
[6 empty] | 494062.08 | [7 empty] | 211301.48 | 705363.56
[6 empty] | Total Amt. of Useable |  | Total Amt. of Unserviceable |  | Total Amt. of Non. Moving |  | Total Amt. of obsolete |  | Total Amt. of Scrap | Total Inventory Amt.
Singnature of J.E.
[12 empty] | Singnature of A.E. |  |  | Date:-
[12 empty] | Singnature of E.E. |  |  | Date:-
Format of Monthly Inventory for Uploading on PTCUL Website
Name of Circle/ Zone:-400kv o&m circle Kashipur | [6 empty] | Name of Substation |  |  | 132kv s/s Bazpur
Name of Division 132 KV O&M Div. PTCUL KASHIPUR | [6 empty] | Stock Inventory for the Month of March.2025
SR. No. | Item Code | item Description | Unit | Quantity | [5 empty] | Book Value
|  |  |  | Useable | Unserviceable | Obsolete | Non-Moving | Scrap | Unit Rate
1 | II5I502005 | Double Tention fitting for panther conductor. | Set | 4 |  |  |  |  | 3230 | 12920
2 | II3I305004 | Armour rod for panther conductor. | Set | 3 |  |  |  |  | 910 | 2730
3 | II3I308001 | Bird Guard. | No. | 70 |  |  |  |  | 410 | 28700
4 | II3I301004 | Mid span joint for panther conductor. | No. | 16 |  |  |  |  | 510 | 8160
5 | II3I302004 | Ropier slave for panther conductor. | No. | 2 |  |  |  |  | 185 | 370
6 |  | Pilot Fitting for 70 KN Disc Insulator. | Nos. | 3 |  |  |  |  | 225 | 675
7 | II3I302004 | Repair sleeve for panther conductor. | Nos. | 2 |  |  |  |  | 210 | 420
8 | FF0F013001 | A' Normal Tower. | KG | 379 |  |  |  |  | 66.2 | 25089.8
9 |  | 120 KN Disc Insulator. | No | 32 |  |  |  |  | 120 | 3840
10 |  | ACSR Panther conductor old & used. | KM | 0.87 |  |  |  |  | 18000 | 15660
11 |  | Single tension fitting suitable for panther conductor. | Nos. | 8 |  |  |  |  | 3376.63 | 27013.04
12 |  | Repair sleeve. | Nos. | 1 |  |  |  |  | 900 | 900
13 |  | Single tension fitting suitable for panther conductor. | Nos. | 12 |  |  |  |  | 7003.3 | 84039.6
14 |  | single Suspension fitting suitable for panther conductor. | Nos. | 12 |  |  |  |  | 5835.1 | 70021.2
15 |  | Repair sleeve suitable for ACSR panther conductor. | Nos. | 12 |  |  |  |  | 690.3 | 8283.6
16 |  | Repair sleeve suitable for GS earth wire 7/10 SWG. | Nos. | 8 |  |  |  |  | 672.6 | 5380.8
17 |  | GI hanger as per sample. | Nos. | 8 |  |  |  |  | 2171.2 | 17369.6
18 |  | Vibration damper suitable for ACSR Panther conductor. | Nos. | 8 |  |  |  |  | 1823.1 | 14584.8
19 |  | vibration damper suitable for GS earth wire 7/10 SWG. | Nos. | 6 |  |  |  |  | 1085.6 | 6513.6
20 |  | Tension fitting suitable for GS Earth 7/10 SWG. | Nos. | 8 |  |  |  |  | 1616.6 | 12932.8
21 |  | Suspension fitting suitable for GS earth wire 7/10SWG. | Nos. | 8 |  |  |  |  | 1858.5 | 14868
[7 empty] | Total |  |  | 360471.84
Scrap
SR. No. | Item Code | item Description | Unit | Quantity | [5 empty] | Book Value
|  |  |  | Useable | Unserviceable | Obsolete | Non-Moving | Scrap
1 |  | Earth wire old & used,rusted and deteriorated | KG |  |  |  |  | 410 | 35 | 14350
[7 empty] | Total |  |  | 14350
|  | JE Name |  |  | AE Name |  |  |  |  | EE Name
Name of Zone: Kumoun Zone | [6 empty] | Month |  | 2025-03-01
Name of Circle: Kashipur
Name of Division:- 220 KV O&M Division Mahuakheraganj
Name of Substation:- 220 KV Substation Mahuakheraganj
S. No. | Item code | Name of Item | Unit | Unit rate in Rs. | Useable |  | Unserviceable |  | Non-Moving |  | Obsolete |  | Scrap
[5 empty] | Qty. | Total Amount in Rs. | Qty. | Total Amount in Rs. | Qty. | Total Amount in Rs. | Qty. | Total Amount in Rs. | Qty. | Total Amount in Rs.
1 |  | ACSR Conductor Zebra | Mtr. | 279.9 | 1018 | 284938.2
2 |  | ACSR Conductor Panther | Mtr. | 135 | 1535 | 207225
3 |  | GI Earth Wire 7/10 SWG | Mtr. | 49.95 | 388 | 19380.6
4 |  | IPS Aluminium Tube 4" | Mtr. | 18000 | 37 | 666000
5 |  | PVC Control Cable - W/o Armoured- 6x2.5mm |  | 202.65 | 100 | 20265
6 |  | HF Cable -Longest optical cable - | set | 29115 | 1 | 29115
7 |  | Tower Parts- GI | kg | 76.6 | 990 | 75834
8 |  | Line Isolator 220 KV Motorized with Earth Switch | no | 172759 | 1 | 172759
9 |  | Line Isolator 132 KV Motorized with Earth Switch | no | 162558 | 1 | 162558
10 |  | 220 KV Isolater Spare Support Insulator | No | 22950 | 7 | 160650
11 |  | 220 KV Isolater Spare Switch 220V Limit Switch for Motorized Isolators | Set | 5221 | 4 | 20884
12 |  | 132 KV Isolater Spare Jaws Contact Finger | No | 14185.2 | 1 | 14185.2
13 |  | 132 KV Isolater Spare Blade Male contact | No | 13046.8 | 2 | 26093.6
14 |  | 220 KV Isolater Spare Switch Control switch | no | 290 | 4 | 1160
15 |  | 33 KV Isolater Spare Isolator Rotating Assembly Motorized operating mechanism for Isolator | No | 60000 | 1 | 60000
16 |  | Disc Insulator 160 KN Porceline | No | 1610 | 76 | 122360
17 |  | Disc Insulator 120 KN Porceline | No | 999 | 54 | 53946
18 |  | Disc Insulator 90 KN | No | 599 | 14 | 8386
19 |  | Disc Insulator 90 KN | No | 1310 | 15 | 19650
20 |  | Disc Insulator 11 KV (11500 kg X pin | No | 860 | 143 | 122980
21 |  | PG Clamp Moose - Moose | No | 1080 | 6 | 6480
22 |  | PG Clamp Moose - Moose | No | 2599.65 | 20 | 51993
23 |  | PG Clamp Moose- Panther | no | 1685.48 | 10 | 16854.8
24 |  | PG Clamp Zebra- Zebra | No | 1123.7 | 4 | 4494.8
25 |  | PG Clamp Panther- Panther | No | 2365.9 | 38 | 89904.2
26 |  | C-wedge Clamp Moose- Moose | No | 2752.25 | 0 | 0
27 |  | C-wedge Clamp Zebra- Zebra | No | 2175.5 | 14 | 30457
28 |  | C-wedge Clamp Panther- Panther | No | 3957.72 | 60 | 237463.2
29 |  | Cleat type Clamp 7/10 SWG | No | 117 | 19 | 2223
30 |  | Mid Span Joint Zebra | No | 710 | 9 | 6390
31 |  | Mid Span Joint Panther | No | 1271.2 | 8 | 10169.6
32 |  | Mid Span Joint 7/10 SWG | No | 610 | 2 | 1220
33 |  | Repair Sleeve Zebra | No | 1072.6 | 1 | 1072.6
34 |  | Repair Sleeve Zebra | No | 410 | 8 | 3280
35 |  | Repair Sleeve Zebra | No | 576 | 5 | 2880
36 |  | Repair Sleeve Panther | No | 550.48 | 5 | 2752.4
37 |  | Repair Sleeve 7/10 SWG | No. | 550.48 | 5 | 2752.4
38 |  | Bird Guard | set | 710 | 2 | 1420
39 |  | Spacers Quard Moose | No. | 1710 | 4 | 6840
40 |  | Spacers Twin Moose | No | 1888 | 18 | 33984
41 |  | Single Tension Fitting 7/10 SWG | No | 810 | 24 | 19440
42 |  | Double Tension Fitting Panther | set | 5210 | 12 | 62520
43 |  | Single Suspension Fitting Zebra | No | 8128.9 | 2 | 16257.8
44 |  | Single Suspension Fitting Panther | No | 4494.6 | 2 | 8989.2
45 |  | Double Suspension Fitting Panther | No/set | 3610 | 13 | 46930
46 |  | Circuit Breaker Sapres 220KV Trip Coil Assembly | no | 13554 | 1 | 13554
47 |  | Circuit Breaker Sapres 220KV Closing Coil Assembly | no | 13776 | 1 | 13776
48 |  | Circuit Breaker Sapres 220KV Poles | No. | 719475 | 1 | 719475
49 |  | Circuit Breaker Sapres 132KV Poles | No. | 535725 | 1 | 535725
50 |  | Circuit Breaker Sapres 220KV Pressure Switch | no | 8892 | 1 | 8892
51 |  | Circuit Breaker Sapres 132KV 220V DC Trip Coil Assembly | no | 11231 | 1 | 11231
52 |  | Circuit Breaker Sapres 132KV 220V DC Closing Coil Assembly | no | 12443 | 1 | 12443
53 |  | Circuit Breaker Sapres 132KV Pressure Switch | no | 7885 | 1 | 7885
54 |  | Circuit Breaker Auxiliary switch Limit switch 220V DC | No | 979.72 | 0 | 0
55 |  | Circuit Breaker Auxiliary switch Density moniter switch | No | 22855 | 1 | 22855
56 |  | Circuit Breaker Auxiliary switch Density moniter switch | No | 19886 | 1 | 19886
57 |  | Circuit Breaker Auxiliary Contact 13No+13NC | No | 8361.95 | 4 | 33447.8
58 |  | Spring oprating Mechanism Triping spring | No | 12450.55 | 5 | 62252.75
59 |  | Circuit Breaker Accessories Molecular filter | set | 8896 | 3 | 26688
60 |  | Circuit Breaker Accessories Molecular filter | set | 8897 | 3 | 26691
61 |  | Circuit Breaker Accessories Opening Latch gear | set | 9883 | 1 | 9883
62 |  | Circuit Breaker Accessories Opening Latch gear | set | 8883 | 1 | 8883
63 |  | Circuit Breaker Accessories Opening dash pot | set | 18000 | 1 | 18000
64 |  | Circuit Breaker Accessories Opening dash pot | set | 14332 | 1 | 14332
65 |  | Circuit Breaker Accessories Closing dash pot | set | 16500 | 1 | 16500
66 |  | Circuit Breaker Accessories Closing dash pot | set | 16500 | 1 | 16500
67 |  | Circuit Breaker Accessories Closing Latch gear | set | 8500 | 1 | 8500
68 |  | Circuit Breaker Accessories Closing Latch gear | set | 7220 | 1 | 7220
69 |  | Circuit Breaker Accessories Operating counter | no | 2566 | 1 | 2566
70 |  | Circuit Breaker Accessories Operation counter | no | 2566 | 1 | 2566
71 |  | Miscellaneous Panel Spare - Switch - Control switch for breaker | no | 26567 | 4 | 106268
72 |  | Lighting Arrestor 220 KV | No | 63495 | 2 | 126990
73 |  | Lighting Arrestor 33 KV | No | 34992 | 1 | 34992
74 |  | Bus Post Insulator (without corona ring) with creepage distance of 6125 mm. - 245 kV | no | 36895 | 15 | 553425
75 |  | Bus Post Insulator (without corona ring) with creepage distance of 3625 mm. - 145 kV | no | 13770 | 4 | 55080
76 |  | Bus Post Insulator (without corona ring) with creepage distance of 3625 mm. - 145 kV | no | 20647 | 13 | 268411
77 |  | Relay - Trip circuit supervision relay - Trip ckt supervision relay | No | 68554 | 1 | 68554
78 |  | Relay - Auxiliary relay - Auxiliary relay 220V | no | 65478 | 2 | 130956
79 |  | Relay - Phase failure relay - Phase failure relay with UV/OV Relay (Minilec) auto reset, system voltage 415V AC | no | 1961 | 0 | 0
80 |  | Relay - Phase failure relay - Phase failure relay with UV/OV Relay (Minilec) auto reset, system voltage 415V AC | no | 2940.5 | 1 | 2940.5
81 |  | Relay - Diffrential Relay - Transformer differential protection relay with assesiores | no | 141340 | 1 | 141340
82 |  | Relay - Diffrential Relay - Reactor differential protection relayincluding all aux. CT and associated software | no | 79487 | 1 | 79487
83 |  | Relay - Disturbance Recorder - Disturbance recorder acquisition unitswith Software | no | 42000 | 1 | 42000
84 |  | Relay - Distance to fault locator - including mutual compasation units | no | 1600 | 1 | 1600
85 |  | Relay - Over load relay - with timer | no | 16200 | 1 | 16200
86 |  | Relay - Back up for protection relay - Back up for protection relay with 3O/C and 1 E/F element | no | 138674 | 1 | 138674
87 |  | Relay - Back up impedance relay - Back up impedance relay | set | 88657 | 1 | 88657
88 |  | Relay - Back up impedance relay - Back up imp relay | set | 9000 | 1 | 9000
89 |  | Relay - Restricted earth fault protection relay - with Non-linear resistor Type- SR350 relay | no | 139872 | 1 | 139872
90 |  | Relay - Over Fluxing Relay - Over fluxing relay | set | 900 | 1 | 900
91 |  | Relay - DC supervision relay - 220 KV & 132KV | no | 62558 | 2 | 125116
92 |  | Relay - Self reset trip relay - self reset trip relay for 220 Kv & 132 KV | no | 69887 | 2 | 139774
93 |  | Relay - Hand reset trip relay - Hand reset trip relay for 220 KV & 132 KV | no | 58976 | 2 | 117952
94 |  | Relay - Auto Reclose Relay - with Check Synchronising Relay and Dead Line Charging Relay(RAAAM) for 400, 220 &132 KV | no | 55438 | 2 | 110876
95 |  | Relay - Breaker failure relay - for 220 KV | no | 356 | 1 | 356
96 |  | Relay - Breaker failure relay - for 132 KV@240 | No | 240 | 1 | 240
97 |  | Relay - Flag relay - Flag relay 220 KV & 132 KV | No | 54789 | 2 | 109578
98 |  | Relay - Definite time relay - Definite time relay | no | 12559 | 1 | 12559
99 |  | Relay - Timer Relay - for 220 KV & 132 KV | No | 3224 | 2 | 6448
100 |  | Relay - Over Voltage Protection Relay - over voltage protection relay with timers | set | 18044 | 1 | 18044
101 |  | Relay - TP Deffental Proction Relay Setting 10-40% Ctr-1a Supply 220VDC - | No | 32665 | 1 | 32665
102 |  | Relay - TP O/C Relay 50-200%(Valtage Operated O CTR 1A, 90.3SEC) 220VDC - | No | 33256 | 1 | 33256
103 |  | Relay - 220VDC Earth Leakage Relay,Satting 3.7MA AUX Supply 230VAC - | No | 22987 | 1 | 22987
104 |  | Relay - TP Istant O/C Relay With Adj Defl Mani Time CTR-1A,200-800% - | No | 26556 | 1 | 26556
105 |  | Relay - Master Trip Relay Aux. Supply 220VDC 4NO+1 No. - | No | 28996 | 1 | 28996
106 |  | Relay - Insant E/F Relay With Adj Deft Mini Time,Ctr-1a,10-40% 220VDC - | No | 1137 | 2 | 2274
107 |  | Miscellaneous Panel Spare - Switch - AIR BREAKER SWITCH ,250A,220VDC, DP SWITCH | no | 9237 | 1 | 9237
108 |  | Miscellaneous Panel Spare - Switch - BREAKER CONTROL SWITCH DP 25A | No | 6589 | 1 | 6589
109 |  | Miscellaneous Panel Spare - Selector Switch - Volt meter-220 KV & 132 kV | No | 430 | 1 | 430
110 |  | Miscellaneous Panel Spare - Selector Switch - DP,16A,ON-OFF | no | 3565 | 1 | 3565
111 |  | Miscellaneous Panel Spare - Selector Switch - AMMTER-10A | no | 2546 | 1 | 2546
112 |  | Miscellaneous Panel Spare - Selector Switch - AMMTER-6A | no | 2223 | 1 | 2223
113 |  | Miscellaneous Panel Spare - Selector Switch - A/M -1P,2W,W/O OFF,6A | no | 6695 | 1 | 6695
114 |  | Miscellaneous Panel Spare - Selector Switch - A/M -3P,2W,W/O OFF,6A | no | 3365 | 1 | 3365
115 |  | Miscellaneous Panel Spare - Selector Switch - Synchornizing Selector Switch 220 KV & 132 KV | no | 342 | 2 | 684
116 |  | Miscellaneous Panel Spare - Synchornizing socket - 220 KV & 132 KV | No | 3524 | 2 | 7048
117 |  | Analog Meter - Frequency Meter - Frequency meter | No. | 12454 | 1 | 12454
118 |  | Analog Meter - Voltmeter - with Transducer for 132 KV | No. | 5512 | 2 | 11024
119 |  | Analog Meter - Voltmeter - 0-500V 415VAC | No | 9888 | 1 | 9888
120 |  | Analog Meter - Voltmeter - 0-500V,PTR-415VAC | No. | 9888 | 1 | 9888
121 |  | Analog Meter - Voltmeter - DC-75-0-75V WITH DC SHUNT CL-0 75MV | No. | 8856 | 1 | 8856
122 |  | Analog Meter - Ampere Meter - 0-1000A CTR CL-1.5 | No. | 7588 | 1 | 7588
123 |  | Analog Meter - Ampere Meter - 0-400 CTR CL-1.5 | No | 7588 | 1 | 7588
124 |  | Analog Meter - Ampere Meter - Amp meter DC -WITH DC SHUNT 0-75MV 90-0-200A | No. | 7588 | 1 | 7588
125 |  | Analog Meter - Ampere Meter - Amp meter with transducer for 220 KV & 132KV | No | 5512 | 4 | 22048
126 |  | Digital Meter - KWH (Energy meter) - KWH METER 3P,4W,LEAST COUNT-1KWH | No | 12556 | 1 | 12556
127 |  | Digital Meter - KW METER - KW METER 3P,4W,CTR-1A,90-800KWO | No | 12556 | 1 | 12556
128 |  | Miscellaneous- - Card - Carrier Equipment of Each type | Set | 345672 | 1 | 345672
129 |  | Miscellaneous- - Power supply - module of Bus- bar protection | No | 3000 | 1 | 3000
130 |  | Miscellaneous- - merosil - (Non linear resistor ) | No | 900 | 1 | 900
131 |  | Miscellaneous- - CT & PTs - Inter-posing CT & PTs each type | Set | 2400 | 1 | 2400
132 |  | plcc(carrier) Miscellaneous-items------ - Telephone 4 wire with necessary connecting cable - Telephone 4 wire with necessary connecting cable | set | 5674 | 2 | 11348
133 |  | plcc(carrier) Miscellaneous-items------ - Co-axial connector - Co-axial connector | set | 1356 | 2 | 2712
134 |  | plcc(carrier) Miscellaneous-items------ - Straight through joint - Straight through joint | set | 1234 | 1 | 1234
135 |  | plcc(carrier) Miscellaneous-items------ - Switch - Switch of each type (01 No. 8 LAN port Ethenet switch) | set | 52187 | 1 | 52187
136 |  | Contactor Air Break 30 Amp |  | 3391.4 | 2 | 6782.8
137 |  | MCB 50 V DC 32 A | no | 32000 | 1 | 32000
138 |  | MCCB 415 Volt AC Four pole 400A, Thermal Mag 80-100% setting | no | 19554 | 1 | 19554
139 |  | MCCB 415 Volt AC Four pole 63A, 10ka Thermal Mag 80-100% setting | no | 15447 | 1 | 15447
140 |  | MCCB 415 Volt AC Four pole 32A, Thermal Mag 80-100% setting | no | 13345 | 1 | 13345
141 |  | MCCB 220V DC Double Pole 250A, 4ka Thermal Mag 80-100% setting | no | 15248 | 1 | 15248
142 |  | MCCB 48V DC Double Pole 250A, 4ka Thermal Mag 80-100% setting | no | 13224 | 1 | 13224
143 |  | Annunciations Annunciations windows with necessary Annunciation relay for 220 KV & 132 KV | no | 10092 | 2 | 20184
144 |  | Terminal connector for bushing. HV-100 MVA | No | 2826.15 | 2 | 5652.3
145 |  | Terminal connector for bushing. LV-100 MVA | No | 1170 | 2 | 2340
146 |  | Terminal connector for bushing. HV-80 MVA | No | 2712.65 | 2 | 5425.3
147 |  | Oil Transformer Oil | LTR | 73.16 | 700 | 51212
148 |  | Current Transformer 145KV 800/400/1 A 5 core Accuracy 0.2 | no | 171270 | 2 | 342540
149 |  | Current Transformer 145KV 400/200/1A 5 core Accuracy 0.2 | no | 209975 | 1 | 209975
151 |  | PT (Potential Transformer) PT 1-phase, 33KV/110 Volt - | No | 56563 | 2 | 113126
152 |  | Grading capacitors 220KV |  | 181000 | 1 | 181000
153 |  | Grading capacitors 132KV | No | 181000 | 1 | 181000
154 |  | Battery Charger Relay 220V DC DC Instant U/V Relay With Contineous Setting 40-48%AUX | no | 25623 | 1 | 25623
155 |  | Battery Charger Relay 220V DC Instant ,O/V Relay Setting 110% Aux 230VAC | no | 15662 | 1 | 15662
156 |  | Battery Charger Relay 220V DC Instant ,O/V Relay Setting 95% Aux 230VAC | no | 13554 | 1 | 13554
157 |  | Battery Charger Relay 220V DC Set of Rely | no | 6574 | 1 | 6574
158 |  | Battery Charger Relay 48V DC Instant ,U/V Relay Setting 95% Aux 230VAC | no | 18321 | 1 | 18321
159 |  | Battery Charger Relay 48V DC Instant ,O/V Relay Setting 110% Aux 230VAC | no | 18552 | 1 | 18552
160 |  | Battery Charger Spares 220V DC Thyristor/diode | Set | 3452 | 1 | 3452
161 |  | Battery Charger Spares 220V DC Set of conntractor | Set | 2345 | 1 | 2345
162 |  | Battery Charger Spares 220V DC Set of woun resistor | Set | 2432 | 1 | 2432
163 |  | Battery Charger Spares 220V DC Set of Switches | Set | 456 | 1 | 456
164 |  | Battery Charger Spares 220V DC Potentiometer | No | 1987 | 1 | 1987
165 |  | Battery Charger Spares 48V DC Fuse of thyristor with indicator | No | 987 | 6 | 5922
166 |  | Battery Charger Spares 48V DC Set of wound resistor | Set | 2087 | 1 | 2087
167 |  | Battery Charger Spares 48V DC Set of Switches | Set | 456 | 1 | 456
168 |  | Battery Charger Spares 48V DC Potentiometer | No | 1564 | 1 | 1564
169 |  | Battery Spares Inter cell connector with bolts and nuts for 300 AH | No | 1699 | 7 | 11893
170 |  | Rubber Gaskets rings and seals for SF6 gas (complete replacement for one breaker) | Set | 2878 | 1 | 2878
171 |  | Closing coils with resistors. | No. | 8456 | 2 | 16912
172 |  | fixed, moving and arcing contacts including insulating nozzles for one pole of CB. | Set | 15326 | 1 | 15326
173 |  | Pressure gauges & coupling devices of each type. | set | 26553 | 1 | 26553
174 |  | All types of coupling for SF6 gas. | No. | 8859 | 1 | 8859
175 |  | Terminal pads and connectors. | No. | 12886 | 2 | 25772
176 |  | Corona rings. | No. | 30256 | 1 | 30256
177 |  | Control Relay. | No. | 8992 | 8 | 71936
178 |  | Control Valves. | Set | 38000 | 1 | 38000
179 |  | Copper contact fingers for female and male contacts. | Set | 12456 | 1 | 12456
180 |  | Terminals Connectors. | No. | 5233 | 2 | 10466
181 |  | Terminal Pads. | No. | 4222 | 6 | 25332
182 |  | Rotor housing bearing assembly. | No. | 32236 | 2 | 64472
183 |  | Corona shielding ring of each type. | Set | 2900 | 4 | 11600
184 |  | Bearings . | Set | 12856 | 2 | 25712
185 |  | Interlocking coils with resistor. | No. | 4465 | 5 | 22325
186 |  | Rubber gaskets rings and seals for SF6 gas (complete replacement for one breaker). | Set | 2478 | 1 | 2478
187 |  | Trip coils with resistor. | No. | 8896 | 4 | 35584
188 |  | Closing coils with resistorss. | No. | 8698 | 4 | 34792
189 |  | Fixed, moving and arcing contacts including insulating nozzles for one pole of CB. | Set | 13458 | 1 | 13458
190 |  | Pressor gage and coupling device of each type | set | 22648 | 1 | 22648
191 |  | All types of coupling for SF6 gas. | No. | 7884 | 1 | 7884
192 |  | Terminals pads and connectors. | No. | 11886 | 2 | 23772
193 |  | Corona rings. | No. | 30256 | 1 | 30256
194 |  | Control Relay. | No. | 8233 | 8 | 65864
195 |  | Resister. | No. | 8852 | 1 | 8852
196 |  | Control Valves. | Set | 38000 | 1 | 38000
197 |  | Wattmeter with Transducer for 220 KV & 132 KV. | No. | 12232 | 2 | 24464
198 |  | VAR meter with Transducer for 220 Kv & 132 KV. | No. | 12232 | 2 | 24464
199 |  | Semaphore Indicator for Earth Switch 220 KV & 132 KV. | No. | 5234 | 4 | 20936
200 |  | Trip Transfer Switch 220 KV & 132 KV. | No. | 22645 | 2 | 45290
201 |  | Set of prints for EPAX(24/8). | Set | 189786 | 1 | 189786
202 |  | Set of Prints for Protection coupler. | Set | 198067 | 1 | 198067
203 |  | Shaft sleeves for HVW spray pumps. | Set | 4223 | 1 | 4223
204 |  | Self starter. | No. | 42400 | 1 | 42400
205 |  | Shaft sleeves for hydrant pumps and jockey pump. | Set | 4223 | 1 | 4223
206 |  | Quartzoid Bulb Detector. | No. | 654 | 5 | 3270
207 |  | Projector(merxles). | No. | 1050 | 2 | 2100
208 |  | Deluge Valve. | Set | 8100 | 1 | 8100
209 |  | Isolation Valve(each size). | Set | 8997 | 1 | 8997
210 |  | electrical Control panel Annunciation printed circuit board in the control panel. | Set | 15000 | 1 | 15000
211 |  | strainer. | No. | 1447 | 1 | 1447
212 |  | level Switch. | No. | 1872 | 1 | 1872
213 |  | safety valve for hydro pneumatic system. | No. | 4785 | 1 | 4785
214 |  | Pressure switch . | No. | 4380 | 1 | 4380
215 |  | Bronze pipe fited with nozzle & guide coupling. | No. | 3750 | 1 | 3750
216 |  | Hydrant Valve. | No. | 8755 | 1 | 8755
217 |  | Pressure Gauge. | No. | 1980 | 1 | 1980
218 |  | Self starter assembly for DG set. | No. | 46558 | 1 | 46558
219 |  | Soleniod coil assembly for DG Set. | No. | 26445 | 1 | 26445
220 |  | Switches for DG Set. | Set | 9098 | 1 | 9098
221 |  | Timer for DG. | Set | 22557 | 1 | 22557
222 |  | D.C Starter assembly with clutch engaging and disengaging arrngement complet with motor for DG. | No. | 25664 | 1 | 25664
223 |  | High water temperature safety control for DG. | No. | 2022 | 1 | 2022
224 |  | AVR Card type For DG. | No. | 28776 | 1 | 28776
225 |  | Inter cell connector with bolts and nuts for 500 AH. | No. | 1899 | 10 | 18990
226 |  | Fuse of thyristor with indicator for 220 V. | No. | 1123 | 6 | 6738
227 |  | AUX RELAY WITH 2NO SELF RESET CONTACT 220VDC. | No. | 22323 | 1 | 22323
228 |  | Restrited earth fault protection relay | No. | 34600 | 2 | 69200
229 |  | CURRENT TRANSFORMER 1000/1A,15VA,CL-1. | No. | 32996 | 2 | 65992
230 |  | CURRENT TRANSFORMER 400/1A,15VA,CL-1. | No. | 28996 | 2 | 57992
231 |  | CURRENT TRANSFORMER 400/1A,15VA,CL-5PS. | No. | 26556 | 1 | 26556
232 |  | VOLTAGE TRANSFORMER SINGLE PHASE 415/3,110/3.50VA,CL-0.5. | No. | 26223 | 1 | 26223
233 |  | Terminal connector on 216 kv kv LA to suit single moose ACSR. | No. | 810 | 1 | 810
234 |  | Terminal connector (through)on 216 kv kv LA to suit single moose ACSR. | No. | 810 | 1 | 810
235 |  | Terminal Connector on 132 Kv Wave trap to suit single moose ACSR (Top Terminal). | No. | 810 | 1 | 810
236 |  | Expension type terminal connector on 245 kv CB to suit 4" EH IPS AL Tube. | No. | 5220 | 1 | 5220
237 |  | Expension type terminal connector on 245 kv centre break isolator to suit 4" EH IPS AL Tube. | No. | 5220 | 1 | 5220
238 |  | Terminal connector suitable for 4"EH IPS AL Tube on main way & single moose ACSR on branch way | No. | 2430 | 1 | 2430
239 |  | Expension type terminal connector suitable for 4"EH IPS AL Tube for tandem isolator. | No. | 5220 | 2 | 10440
240 |  | Terminal connector on 245 kv tandem isolator to suit single moose ACSR with 250 mm sub conductor spacing. | No. | 810 | 3 | 2430
241 |  | Sliding(through) type terminal connector on 220 kv BPI to suit 4" Eh IPS AL Tube.@1620.0 | No. | 1620 | 3 | 4860
242 |  | Expension type terminal connector on 220 kv BPI to suit 4" Eh IPS AL Tube.@6480.0 | No. | 6480 | 1 | 6480
243 |  | T connector to suit single moose ACSR on both main & branch way . | No. | 1080 | 0 | 0
244 |  | Corona bell suitable for 4"EH IPS AL Tube. | No. | 1530 | 3 | 4590
245 |  | Connector for 220 kV Circuit Breaker. | No. | 1935 | 3 | 5805
246 |  | Twin Moose Turn buckle tension assambly 220 KV | No. | 16020 | 3 | 48060
247 |  | without turn buckle tension assambly. | No. | 14220 | 3 | 42660
248 |  | twin Moose Suspension assambly. | No. | 6300 | 1 | 6300
249 |  | Single moose tension assambly. | No. | 5940 | 3 | 17820
250 |  | single moose droping assambly. | No. | 5940 | 1 | 5940
251 |  | Clamp for 220 KV Isolator suit for single Moose ACSR. | No. | 1380.6 | 2 | 2761.2
252 |  | Interconnector between single moose ACSR to 4"AL Tube. | No. | 2678.6 | 4 | 10714.4
253 |  | Single moose Through Clamp assambly. | No. | 5940 | 1 | 5940
254 |  | Expension type Terminal connector on 145 kv CB to suit 3" EH IPS AL Tube. | No. | 4680 | 2 | 9360
255 |  | Rigid type terminal connector on 145 kv isolator to suit 3" IPS AL Tube. | No. | 1764 | 4 | 7056
256 |  | Corona Bell suitable for 3" EH IPS AL Tube. | No. | 1044 | 3 | 3132
257 |  | Interconnector between 3"EH IPS AL tube & Single moose ACSR. | No. | 2070 | 2 | 4140
258 |  | Extension type terminal connector suitable for 3"EH IPS AL Tube for tandem isolator. | No. | 4680 | 2 | 9360
259 |  | Sliding (through) type terminal connector suitable for 3"EH IPS AL Tube for tandem isolator. | No. | 1980 | 1 | 1980
260 |  | Terminal Connector on 245 kv tandem isolator to suit single moose ACSR. | No. | 810 | 3 | 2430
261 |  | Sliding (through) type terminal connector on 132 kv BPI to suit 3"EH IPS AL Tube. | No. | 1404 | 3 | 4212
262 |  | T connector to suit single moose ACSR on both and branch way. | No. | 1080 | 3 | 3240
263 |  | Clamp for 132 KV CVT. | No. | 1485 | 1 | 1485
264 |  | Single moose tension assambly 132 KV. | No. | 4141 | 1 | 4141
265 |  | Single moose Through Clamp assambly132 KV. | No. | 4140 | 3 | 12420
266 |  | Terminal connector for 132 KV Isolator suitable for single moose ACSR . | No | 1288.22 | 3 | 3864.66
267 |  | Clamp for 132 KV Isolator. | No | 2077.05 | 0 | 0
268 |  | Terminal Connector on 33Kv LA suit twin moose ACSR. | No. | 2340 | 1 | 2340
269 |  | Terminal Connector (Through) on 33Kv LA twin moose ACSR. | No. | 2340 | 1 | 2340
270 |  | Terminal Connector on horn Gap fuse to suit twin moose ACSR with 250mm sub conductor spacing | No. | 2340 | 1 | 2340
271 |  | Terminal Connector to suit Quard Moose ACSR on main and twin moose ACSR on branch way . | No. | 4500 | 8 | 36000
272 |  | Terminal Connector on 33Kv bushing of 132/33Kv &33/.44Kv Transformer to suit moose ACSR. | No. | 2700 | 1 | 2700
273 |  | Twin Moose tension assambly. | No. | 5940 | 6 | 35640
274 |  | Twin moose droping assambly. | No. | 5940 | 6 | 35640
275 |  | Twin moose Through Clamp assambly. | No. | 6300 | 3 | 18900
276 |  | Quad moose tension assambly with turn buckle . | No. | 17640 | 3 | 52920
277 |  | Quad moose tension assambly without turn buckle. | No. | 17640 | 3 | 52920
278 |  | single ACSR panther Tension assambly. | No. | 1561 | 6 | 9366
279 |  | Single through clamp assemble for ACSR panther | No. | 4676 | 5 | 23380
280 |  | Motorized operating Mechanism for Isolator | No. | 15000 | 3 | 45000
281 |  | Twine moose 250 mm sub conductor spacing to single ACSR panther clamp. | No. | 2820.4 | 3 | 8461.2
282 |  | Cell of Standard qualilty suitable for 33 KV 5 MVAR Capacitor bank. | Job/no | 111911 | 1 | 111911
283 |  | Terminal Clamp for 33 KV PT to suit twine moose ACSR with 250 mm sub conductor spacing. | No. | 2454.4 | 4 | 9817.6
284 |  | pilot fitting (90 KN Disc insulator. | No | 1310 | 5 | 6550
285 |  | pilot fitting for ACSR Zebra conductor. | Set | 1713 | 16 | 27408
286 |  | Pipe type earthing | No. | 9110 | 1 | 9110
287 |  | come along clamp automatic type suitable for 7/10 SWG earth wire upto intial sag tension made up to dia casted galvenized steel. | No. | 13563.3 | 4 | 54253.2
288 |  | Come along clamps bolted type with four number G.I. nut/bolts 7/10 SWG earth wire. | No. | 14528 | 4 | 58112
290 |  | Air Break contactor (siemens make) | no. | 1472.75 | 2 | 2945.5
291 |  | Anti pumping relay | no | 13196.81 | 6 | 79180.86
292 |  | Timer | no | 1473.64 | 2 | 2947.28
293 |  | MCB 16 Amp. 4 pole . | No. | 1961 | 0 | 0
294 |  | Clamp for 220 KV Isolator | No. | 4066.25 | 4 | 16265
296 |  | Terminal connector on 245 kv central break Isolator to suit 4 EH IPS AL TUBE | No. | 3877.48 | 2 | 7754.96
297 |  | Over load relay (siemence make) range 5 to 8 Aamp. For marshlling box. | No. | 1958.7 | 1 | 1958.7
298 |  | Copper contact fingers for female and male contact 245 KV 1600 Amp@ 15938.2 | No. | 15937.2 | 2 | 31874.4
299 |  | Terminal connector on 245 KV suit 4" EH IPS AL Tube @3085.7 | No. | 3086 | 3 | 9258
300 |  | Copper contact fingers for female and male contact 245 KV 800 Amp@ 14726.4 | No. | 14726.4 | 2 | 29452.8
301 |  | Bimetal relay range .9 to 1.5 Amp. | No. | 1961.2 | 1 | 1961.2
302 |  | Terminal connector on 245 KV Wave Trap to suit single moose ACSR(as per sample) | No. | 3646.05 | 5 | 18230.25
303 |  | Terminal connector on 245 KV CVT to suit single moose ACSR(as per sample) | No. | 1569.6 | 4 | 6278.4
304 |  | 245 KV 800/400/1A CT Clamp to suit single moose ACSR (as per sample) | No. | 3646.05 | 5 | 18230.25
305 |  | Rigid type terminal connector ON 245 KV Isolator to suit 4" EH IPS AL Tube (as per sample) | No. | 3646.05 | 5 | 18230.25
306 |  | Terminal connector on 245 KV Cente break isolator to suit single moose ACSR with 250 mm sub conductor spacing(as per sample) | No. | 1569.6 | 5 | 7848
307 |  | Terminal connector suitable for 4" EH IPS AL Tube on main way & single moose ACSR on branch way(as per sample) | No. | 3646.05 | 4 | 14584.2
308 |  | Receive back old repairable D-60 Line 1 Distance Protection relay | No. | 20000 | 1 | 20000
309 |  | Copper flexible bond | No. | 587.64 | 2 | 1175.28
310 |  | 245 KV outdoor Capacitive Voltage Transformer 1 ph 4400 PF with accurecy class0.2 | No. | 406392 | 1 | 406392
311 |  | 120 kv KV Surge aarestor | No. | 57997 | 1 | 57997
312 |  | MCB 63 Amp. 4 pole | No. | 2944.1 | 1 | 2944.1
313 |  | Receive Back old D400 firware version 2.75 | No. | 25000 | 2 | 50000
314 |  | MCB 6 Amp double pole DC | No. | 1958.8 | 1 | 1958.8
315 |  | RCCB 63 Amp 4 Pole | No | 7369.1 | 0 | 0
316 |  | 132 KV Tripping/Closing Coil 220 Volt DC | No | 5894.1 | 4 | 23576.4
317 |  | 132 KV Dismental Tower Materials old & used | Kg | 8.26 | 1552 | 12819.52
318 |  | Disc Insulator Old & Used 70 KN | No | 66 | 54 | 3564
319 |  | ACSR Panther Conductor/Earthwire old & used in pices | meter | 19.56 | 1342 | 26249.52
320 |  | 132 KV Suspension H/F Set old & used | SET | 363 | 6 | 2178
321 |  | 220 KV Dismental Tower Materials old & used | Kg | 8.26 | 2674 | 22087.24
322 |  | Disc Insulator Old & Used 90 KN | No | 45 | 84 | 3780
323 |  | ACSR Zebra Conductor/Earthwire old & used in pises | meter | 34.7 | 1312 | 45526.4
324 |  | 220 KV Suspension H/F Set old & used | SET | 596 | 6 | 3576
325 |  | Phase Failure Relay | No | 7077.64 | 3 | 21232.92
326 |  | N S Type Fuse different 20/16/10/6/2A | No | 376.42 | 10 | 3764.2
328 |  | Old & used ACSR Zebra Conductor | Kg. | 34.7 | 73495 | 2550276.5
329 |  | Old and used Disc insulator 160 KN | No | 40 | 4140 | 165600
330 |  | Old and used Vibration Damper Zebra | No | 20 | 310 | 6200
331 |  | Old and used single tension fitting Zebra | No | 50 | 110 | 5500
332 |  | Old and used single suspension fitting Zebra | No | 55 | 63 | 3465
333 |  | Old and used Double tension fitting Zebra | No | 100 | 48 | 4800
334 |  | Old and used single suspension pilot fitting Zebra | No | 100 | 10 | 1000
335 |  | Old and used Disc insulator 90 KN | No | 45 | 882 | 39690
336 |  | L.E.D. Tube Light 36 Watt | No. | 1116.64 | 0 | 0
337 |  | 2 Core 4 mm PVC Copper armed Cable | Meter | 113.52 | 230 | 26109.6
339 |  | Old and uses ACSR Zebra Conductor in Pices | kg | 34.7 | 1990 | 69053
340 |  | Old and used Disc insulator 160 KN | No. | 40 | 360 | 14400
341 |  | Old and used Double tension fitting Zebra | No. | 50 | 24 | 1200
342 |  | Old and used vibrating damper Zebra | No. | 20 | 24 | 480
343 |  | Copper JAW 1600 Amp 33 KV | No. | 9178 | 3 | 27534
344 |  | Blade 1600 Amp 33 KV | No. | 10001.67 | 2 | 20003.34
345 |  | Terminal connector to twine moose ACSR on branch way | No. | 3234.38 | 3 | 9703.14
346 |  | T CLAMP SUITABLE FOR 220 KV CVT | No. | 2478 | 4 | 9912
347 |  | Closing coil 220 volt DC suitable for 220 KV (Areva make) Circuit Breaker | No. | 7310.1 | 4 | 29240.4
348 |  | Tripping coil 220 volt DC suitable for 220 KV (Areva make) Circuit Breaker | No. | 7310.1 | 4 | 29240.4
349 |  | Closing coil 220 volt DC suitable for 33 KV (ABB make) Circuit Breaker | No. | 5881.1 | 3 | 17643.3
350 |  | Tripping coil 220 volt DC suitable for 33 KV (ABB make) Circuit Breaker | No. | 5882.3 | 3 | 17646.9
352 |  | ACSR Moose Conductor | Meter | 300000 | 1.37 | 411000
353 |  | Dry Battery Cell 50 AH, 2 Volt | No. | 14245.8 | 8 | 113966.4
354 |  | Terminal Connector cell | No. | 962.77 | 8 | 7702.16
356 |  | 220 KV, 1600 Amp, Aluminium alloy made Expension type terminal connector suitable for 4" AL IPS Tube as per sample | No. | 6185.56 | 3 | 18556.68
357 |  | 220 KV, 1600 Amp, Aluminium alloy made Sliding (through) type terminal connector suitable for 4" AL IPS Tube as per sample | No. | 3348.84 | 3 | 10046.52
358 |  | 220 KV, 1600 Amp, Aluminium alloy made terminal connector suitable for 4" AL IPS Tube to center break isolator as per sample | No. | 4707.02 | 2 | 9414.04
359 |  | 220 KV, 1600 Amp, Aluminium alloy made terminal connector suitable twine moose ACSR (on main) and single moose ACSR (on branch ways) as per sample | No. | 2704.56 | 4 | 10818.24
360 |  | 132 KV, 1600 Amp, Aluminium alloy made CT Clamp suitable for 3" AL IPS Tube as per sample | No. | 3530.56 | 4 | 14122.24 |  |  | #REF!
361 |  | Old & used ACSR Zebra Conductor | Kg. | 34.7 | 77730 | 2697231
362 |  | Old and used Disc insulator 160 KN | No | 40 | 4384 | 175360
363 |  | Old and used Disc insulator 90 KN | No | 45 | 860 | 38700
364 |  | Old and used single suspension fitting Zebra | No | 55 | 63 | 3465
365 |  | Old and used single tension fitting Zebra | No | 50 | 204 | 10200
366 |  | Old and used Double tension fitting Zebra | No | 100 | 48 | 4800
367 |  | Old and used single suspension pilot fitting Zebra | No | 100 | 12 | 1200
368 |  | Old and used Vibration Damper Zebra | No | 20 | 345 | 6900
370 |  | HTLS Conductor equivalent to ACSR Zebra conductor (including 2.55 sag +wastages+S/S end conductor) CCC Type | km | 1 | 2.4 | 2.4
371 |  | Single suspansion assembly hardware | No. | 1 | 6 | 6
372 |  | Single suspansion pilot assembly hardware | No. | 1 | 3 | 3
373 |  | Single Tension assembly | No. | 1 | 24 | 24
374 |  | Double suspansion assembly hardware | No. | 1 | 6 | 6
375 |  | Double Tension assembly | No. | 1 | 6 | 6
376 |  | Vibration Dampers | No. | 1 | 16 | 16
377 |  | Mid span joint | No. | 1 | 4 | 4
378 |  | Repair Sleeves | No. | 1 | 3 | 3
379 |  | T Clamp for both end | No. | 1 | 6 | 6
380 |  | Terminal pads without holes | No. | 1 | 6 | 6
381 |  | Terminal pads with holes | No. | 1 | 6 | 6
382 |  | 160 KN Polymer Long Rod Insulator | No. | 1 | 36 | 36
383 |  | 90 KN Polymer Long Rod Insulator | No. | 1 | 21 | 21
|  | 145 KV Outdoor CVT of Standard quality 5 core (04 Protection of PS Accuracy class and 1 Metering core of 0.2 Accuracy class)1 Ph. | No. | 159300 | 1 | 159300
|  | SF-6 Gas | Kg | 5894.1 | 62 | 365434.2
|  | Silica Gel | Kg | 295 | 0 | 0
|  | Supply of special type 33 KV Isolator Jaw rating of 800 Amp with heavy duty copper fingur and tension spring and provided heavy duty aluminium pad for termination 7 G.I. frame as per sample | No. | 6841.54 | 3 | 20524.62
|  | Supply of special type 33 KV Isolator Blade with capacity 800 Amp with heavy duty copper materials with stand for fixing of 800 Amp special type clamps for fixing of Blade at pot and water caps/shielding plates for Jaw as per sample | No. | 4887.62 | 1 | 4887.62
|  | Supply of 33 KV, 1600 Amp CT Clamps suitable for CT to twin moose conductor connection as per sample | No. | 3382.259 | 2 | 6764.518
|  | Supply of 33 KV, 1600 Amp CB Clamps suitable for 33 KV CB to Twin moose conductor connection as per sample | No. | 3382.259 | 2 | 6764.518
|  | Supply of 33 KV, 1600 Amp isolator clamps suitable for isolator to twin moose conductor connection as per sample | No. | 3382.259 | 5 | 16911.295
|  | Supply of 220 KV, 1600 Amp CT Clamps suitable for CT to single moose conductor connection as per sample | No. | 2837.43 | 6 | 17024.58
|  | 132 KV, 800 Amp, CT Clamps suitable for 4" IPS Tube to single moose conductor connection | No. | 2837.43 | 6 | 17024.58
|  | single Tension fitting (120 KN) for ACSR Panther Conductor | No. | 7269.7 | 8 | 58157.6
|  | C-Wedge Clamp suitable for moose connection | No. | 3088.89 | 5 | 15444.45
|  | 245 KV Outdoor Current Transformer 1 P Ratio 1600/800/400/1A 5 core Having accuracy class 0.2S | No. | 622327.28 | 2 | 1244654.56
|  | 33 KV CT 1 P Ratio (400/200/1A 3 core Having accuracy class 0.2S | No. | 88984.98 | 7 | 622894.86
|  | Receive back old and used Nitrojen FEC Panel | Set | 475328 | 1 | 475328
|  | Closing coil CGL Make SF-6 Gas Circuit Breaker | No. | 17700 | 2 | 35400
|  | Tripping coil CGL Make SF-6 Gas Circuit Breaker | Set | 35400 | 1 | 35400
|  | Closing coil CGL Make Vacuum Circuit Breaker | No. | 11800 | 2 | 23600
|  | Tripping coil CGL Make Vacuum Circuit Breaker | Set | 23600 | 1 | 23600
|  | 132 KV Line Protection Panel | No. | 628830 | 0 | 0
|  | RCCB 100A, 4 Pole, 440 Volts | No. | 8834.66 | 2 | 17669.32
|  | RCCB 63A, 4 Pole, 440 Volts | No. | 7363.2 | 2 | 14726.4
|  | MCB 40/32A, 3 Pole, 440 Volts | No. | 2944.1 | 3 | 8832.3
|  | MCB 6/3A, 2 Pole, 240 Volts | No. | 1882.1 | 3 | 5646.3
|  | MCB 32/16A, 2 Pole, 240 Volts | No. | 1412.46 | 10 | 14124.6
|  | MCB 10A, 1 Pole,DC 220 Volts | No. | 2000.1 | 3 | 6000.3
|  | PVC Coated flexible copper wire of 2.5 sqm size of different colour, ISI Mark | Meter | 32.75 | 200 | 6550
|  | PVC Coated flexible copper wire of 1.5 sqm size of different colour, ISI Mark | Meter | 21 | 100 | 2100
|  | TNC(Tripping and closing switch) | No. | 5882.3 | 1 | 5882.3
22687406.921
384 |  | Templates non G.I.(old and used) | Kg | 99.9 | [8 empty] | 1904.2 | 190229.58
385 |  | Templates G.I.(old and used) | Kg | 76.6 | [8 empty] | 10259 | 785839.4
386 |  | Old used and burnt clamps Connector @40.0 | Kg | 40 | [8 empty] | 40 | 1600
387 |  | Old and Burnt and melted clamps20 | Kg | 20 | [8 empty] | 10 | 200
388 |  | Damaged /faulty Charging motor suitable for 33 KV ABB Make circuit breaker. | No. | 2500 | [8 empty] | 3 | 7500
389 |  | Faulty Main-2 Distance relay P442 (AREVA make) | No. | 1500 | [8 empty] | 1 | 1500
390 |  | Damaged old battery cell 12 V 65 AH | No. | 100 | [8 empty] | 4 | 400
391 |  | Faulty Bay Control Unit.@2500 | No. | 2500 | [8 empty] | 2 | 5000
392 |  | Faulty and burnt RXMD2 Relay(CVT Selection Relay) | Set | 500 | [8 empty] | 1 | 500
393 |  | Damaged 2 Volt 500 AH (VRLA type )Battery cells | No. | 100 | [8 empty] | 133 | 13300
394 |  | Burne & damage CT 220 KV 1600/800/1A | No. | 2500 | [8 empty] | 3 | 7500
395 |  | Damaged 2 Volt 300 AH (VRLA type )Battery cells | No. | 100 | [8 empty] | 28 | 2800
396 |  | Faulti Magnetic Pickup | No. | 100 | [8 empty] | 1 | 100
397 |  | Unused brunt melted Clamps connector and aliminium conductor Scrap | Kg | 20 |  | 20 | 60 | 1200
398 |  | Receive back Repaired 220 kv breaker (areva make) spring operating mechanism | No. | 25000 | 1 | 25000
399 |  | Receive Back faulty 132 KV spring operaing mechnism | No. | 2500 | 1 | 2500
400 |  | Receive back Old and Burnt and melted clamps | No. | 20 | [8 empty] | 15 | 300
401 |  | 132 KV Dismental Tower Materials old & used | Kg | 8.26 | [8 empty] | 1518 | 12538.68
402 |  | 220 KV Dismental Tower Materials old & used | Kg | 8.26 | [8 empty] | 2056 | 16982.56
403 |  | Receive back Old and burnt Terminal connector | Kg | 20 | [8 empty] | 10 | 200
404 |  | ACSR moose Conductor (old & used) | Kg | 20 | [8 empty] | 42 | 840
405 |  | Receive back Old crack/damage 120 KV Surge arrester | Set | 17565 | [8 empty] | 1 | 17565
406 |  | Receive back Old and damaged 220 KV CT 1600 Amp. | No. | 10000 | [8 empty] | 1 | 10000
407 |  | Receive back Old and damaged 220 KV CT 1600 Amp. | No. | 2500 | [8 empty] | 1 | 2500
408 |  | Receive back old and brunt clamp &connector and aluminium conductor | Kg. | 20 | [8 empty] | 40 | 800
409 |  | Receive Back damaged/incomplete CB. ABB Make | No. | 2000 | [8 empty] | 1 | 2000
410 |  | Receive back Old and damaged 220 KV CT 1600 Amp. | No. | 2500 | [8 empty] | 1 | 2500
|  | Receive Back old and damaged clamp and connectors | Kg | 20 | [8 empty] | 10 | 200
|  | Receive Back old and damaged aluminium conductor | Kg | 20 | [8 empty] | 50 | 1000
|  | Receive Bacl old 33 KV Circuit Breaker ABB Make | No | 33660 | 1 | 33660
|  | Receive Back old Current Transformer 220 KV, 1600 Amp | No | 45900 | 4 | 183600
|  | Receive Back old Current Transformer 220 KV, 1600 Amp | No | 45900 | 1 | 45900
|  | Receive Back old and damaged 33 KV Outdoor Vacuum circuit breaker alongwith structure | No | 2500 | 1 | 2500
|  | Receive back old and dammaged 800/400/1A CT | No | 1000 | 1 | 1000
|  | Receive back old and dammaged 800/400/1A CT | No | 500 | 2 | 1000
|  | Receive back old and used Nitrojen FEC Panel | Set |  |  | 0
|  | Receive Back old and damaged 33 KV Outdoor Vacuum circuit breaker alongwith structure | No. | 2500 | 1 | 2500
|  | Receive back old and dammaged 800/400/1A CT | No. | 1000 | 1 | 1000
|  | Receive back old and dammaged 800/400/1A CT | No. | 500 | 2 | 1000
|  |  | Total |  |  | 290660 |  | 1200 | [5 empty] | 1083895.22
22978066.921
|  |  | G.Total |  |  | 24063162.141
[10 empty] | Singnature of J.E. |  |  | Date:-
[10 empty] | Singnature of A.E. |  |  | Date:-
[10 empty] | Singnature of E.E. |  |  | Date:-
T&P 220 KV S/S Mahuakheraganj
S. No. | Item code | Name of Item | Unit | Unit rate in Rs. | Useable |  | Unserviceable |  | Non-Moving |  | Obsolete |  | Scrap
[5 empty] | Qty. | Total Amount in Rs. | Qty. | Total Amount in Rs. | Qty. | Total Amount in Rs. | Qty. | Total Amount in Rs. | Qty. | Total Amount in Rs.
1 |  | Computer Chair | No. | 10083.6 | 6 | 60501.6
2 |  | Table T-8 | No. | 8365.72 | 8 | 66925.76
3 |  | Godrej Table T-9 | No. | 12752.83 | 2 | 25505.66
4 |  | Computer Table | No. | 8263.73 | 6 | 49582.38
5 |  | Single Sleeve Pulley Block | No. | 2826.2 | 1 | 2826.2
6 |  | Raincoat with cap | No. | 1010.2 | 5 | 5051
7 |  | Safety Belt | No. | 1055.6 | 5 | 5278
8 |  | Rubber Gum Boots | Pair | 1021.5 | 5 | 5107.5
9 |  | D.F.Hammer | No. | 499.4 | 1 | 499.4
10 |  | Fire Fightng Equipment Fire Bucket | No | 325.66 | 18 | 5861.88
11 |  | Unitezed Table T-104 | No. | 16893 | 1 | 16893
12 |  | Unitezed Table T-102 | No. | 13571.84 | 2 | 27143.68
13 |  | Easy Table-CPRZE | No. | 5781.09 | 2 | 11562.18
14 |  | Conference Table (10 seater) Encarta | No. | 40955.34 | 1 | 40955.34
15 |  | Executive Chair EARL72OR | No. | 6420.74 | 10 | 64207.4
16 |  | Executive Chair 7001D | No. | 13524.07 | 1 | 13524.07
17 |  | Executive Chair 7002D | No. | 12685.15 | 3 | 38055.45
18 |  | Executive Chair 7003 | No. | 6495.61 | 8 | 51964.88
19 |  | Task Chair- 1007 | No. | 3171.76 | 27 | 85637.52
20 |  | Multipurpase Stool | No. | 985.35 | 6 | 5912.1
21 |  | Waiting Chair (Metal perforated)- VIA3STRWI Arm | No. | 5831.73 | 4 | 23326.92
22 |  | Lounge Sofa- Premium Lounge 2STR | No. | 11602.91 | 4 | 46411.64
23 |  | Conventional Storage-KD Plain (4 Shelves) | No. | 12183.54 | 11 | 134018.94
24 |  | Back Storage-Vertcal Fitting Cavinet (4 Sheleves) | No. | 16318.53 | 8 | 130548.24
25 |  | Display-Storage-Book Case @ 17976.20 | No. | 17946.2 | 8 | 143569.6
26 |  | Cupboards-slim line with Locker | No. | 13908.7 | 2 | 27817.4
27 |  | Beds-Vienna King bed | No. | 16163.05 | 2 | 32326.1
28 |  | Digital Multimeter along with accessories Make- Megger | No. | 3594.12 | 1 | 3594.12
29 |  | Digital Earth Leakage Clamp Meter (Tong Tester) along with accessories make Megger | No. | 12062 | 1 | 12062
30 |  | SF-6 Gas Evecuation and Refilling device (SF-6 Gas Trolley with Gas evacuation and Refilling facility) Model PICCOLO series alonge with accessories. Make- DILO (Germany) | No. | 1004265 | 1 | 1004265
|  | (B) RS 485 Cable | mtr. |  | 500 | 0
|  | © 2.5 sq. mm. 25 mtr. | mtr. |  | 20 | 0
|  | (D) RS 485 TO 232 Conerter | No. |  | 2 | 0
|  | € Cable 120 mm (10mtr) for PCITS 2000/2 | No. |  | 6 | 0
|  | (F) PVC Pipe/Conduit | mtr. |  | 500 | 0
31 |  | Oil BDV Testing Kit 0-80KV (Transformer Oil Dielectric Strength Measuring Instrument) along with accessories. Make- DILI (Germany) | No./set | 198088 | 1 | 198088
32 |  | SF-6 Gas Leakage Detector/Sensor along with accessories. Make DILO | No./set | 39641.44 | 2 | 79282.88
33 |  | Gapless Zinc Oxide LA Tester along with accessories as testing unit,laptop lenova,(Make-Beacon) | No. | 194402.4 | 1 | 194402.4
34 |  | Megger 5 KV ,Analouge Motorized Insulation Tester along with accessories | No. | 4479 | 1 | 4479
35 |  | Megger 1 KV ,Analouge Motorized Insulation Tester along with accessories | No. | 3359.2 | 1 | 3359.2
36 |  | D-Spanner Set | No. | 1169.8 | 2 | 2339.6
37 |  | Ring-Spanner Set | No. | 1837.3 | 2 | 3674.6
38 |  | Torqe Wrench Set | No. | 13998.4 | 2 | 27996.8
39 |  | Insulating Gloves | No. | 179.57 | 5 | 897.85
40 |  | Helmets | No. | 111.24 | 5 | 556.2
41 |  | Spliced Extension ladders with step 25.4 mm Dia Aluminium Cprragated pipe and Complete with filly safety lick and Rope etc. Make- Sopan | No. |  |  | 0
|  | (A) 5 Meter |  | 1232.98 | 1 | 1232.98
|  | (B) 10 Meter |  | 2230 | 1 | 2230
|  | (C) 20 Meter |  | 6416.55 | 2 | 12833.1
42 |  | Polymide or Braided White Nylon Rope Make- Rachem | No. |  |  | 0
|  | (A) 12 MM | mtr. | 36.14 | 100 | 3614
|  | (B) 14 MM | mtr. | 30.12 | 100 | 3012
|  | © 20 MM | mtr. | 57 | 100 | 5700
43 |  | UPS APC 600 VA @ 2800 | No. | 2800 | 2 | 5600
44 |  | Printer HP 11008 @ 5250 | No. | 5250 | 2 | 10500
45 |  | ADSL Modem (Broad band modem with IPSEC) @ 3784.20 | No. | 3784.2 | 2 | 7568.4
46 |  | Dining Table along with 06 no. chair | No. | 49770 | 2 | 99540
47 |  | Earh Discharge rod suitable for EHV Line | No. | 5618.25 | 6 | 33709.5
48 |  | Pipe Wrench 18" | No. | 1112.3 | 1 | 1112.3
49 |  | Pipe Wrench 22" | No. | 1396.05 | 1 | 1396.05
50 |  | Rachet Spanner (goti) set | No. | 7888.3 | 2 | 15776.6
51 |  | Vaccum Cleaner with Blower and sunction | No. | 22110 | 1 | 22110
52 |  | Drill Machine with bits | No. | 6583 | 1 | 6583
53 |  | Tool box of Standard size | No. | 5084.8 | 1 | 5084.8
54 |  | First Aid box with standard medicine and shoock chart. | No. | 2247.3 | 1 | 2247.3
55 |  | Pick Axe 1.5 kg. | No. | 488.05 | 1 | 488.05
56 |  | Torch Standard Quality | No. | 567.5 | 2 | 1135
57 |  | Nose plier Standard quaility | No. | 476.7 | 2 | 953.4
58 |  | Cutting plier Standard quality | No. | 624.25 | 2 | 1248.5
59 |  | Screw Driver set standard quality | No. | 851.25 | 2 | 1702.5
60 |  | Non aadhar based biometric attendence system with software @ 11764.20 | No. | 11764.2 | 1 | 11764.2
61 |  | Tullu pump | No. | 5874 | 1 | 5874
62 |  | LED Smart TV | No. | 115687.2 | 1 | 115687.2
63 |  | Common meter reading Instrument | No. | 81184 | 1 | 81184
64 |  | Desktop Computer make HCL | No. | 38627.4 | 2 | 77254.8
65 |  | 12 MM Steel rope drum of 400 MTR Long | No | 58982.3 | 1 | 58982.3
66 |  | Single dheave pulley open of 5 Ton capacity | No | 3168.3 | 4 | 12673.2
67 |  | Double sheave pulley 5 Ton capacity | No | 4112.3 | 2 | 8224.6
68 |  | Hydraulic Conductor cutter | No | 32007.5 | 1 | 32007.5
69 |  | Bolted type come along clamp, 7 bolts, for ACSR Zebra Conductor | No | 4672.8 | 4 | 18691.2
70 |  | Bolted type come along clamp, 7 bolts for ACSR Panther Conductor | No | 4672.8 | 2 | 9345.6
71 |  | Come along clamp 3 bolts type suitable for 7/10 SWG Earth wire | No | 2259.7 | 1 | 2259.7
72 |  | Four sheave sagging pulley 10 Ton capacity | No | 7599.2 | 2 | 15198.4
73 |  | Sling 18 MM 10 MTR | No | 4088.7 | 2 | 8177.4
74 |  | Sling 18 MM 5 MTR | No | 2625.5 | 3 | 7876.5
75 |  | D-Shackle 4.75 Ton | No | 371.7 | 3 | 1115.1
76 |  | Sefetey Belt full body Sefetey Harness PN 42 (01) (REPUTED MAKE LIKE Karam etc.) | No | 4472.2 | 4 | 17888.8
77 |  | PP Rope 12 MM 220 MTR | No | 5196.8 | 1 | 5196.8
78 |  | PP Rope 20 MM 220 MTR | No | 14543.2 | 1 | 14543.2
79 |  | PP Rope 24 MM 220 MTR | No | 19588.8 | 1 | 19588.8
80 |  | Chain Shackle 10 Ton Chain pulley block 3 MTR | No | 38765.36 | 1 | 38765.36
81 |  | Chain Shackle 2 Ton Chain pulley block 3 MTR | No | 12059.6 | 1 | 12059.6
82 |  | 25 Inch 2700 W Petrol Chain Saw of reputed make | No | 53085.84 | 1 | 53085.84
3528833.07
PHYSICAL VERIFICATION STOCK LIST OF 132 KV S/S KATHGODAM MARCH - 2025
Name of Zone :- Kumaon Name of Division:- 220 KV O&M Haldwani
Name of Circle :- Haldwani Name of Substation :- 132 kv substation kathgodam
|  |  |  | Unit Rate in Rs. | USABLE |  | UNSERVICEABLE |  | NON - MOVING |  | OBSOLETE |  | SCRAP
S.No. | Item Code | Name Of Item | Unit |  | Qty. | Total Amount in Rs. | Qty. | Total Amount in Rs. | Qty. | Total Amount in Rs. | Qty. | Total Amount in Rs. | Qty. | Total Amount in Rs.
1 | II0I006001 | 11 K.V Disc Insulator Of Sizes | No | 300 | 3 | 900 | _ | _ | _ | _ | _ | _ | _ | _
2 |  | G.I Bolt Nut Of Sizes | No. | 20 | 4420 | 88400 | _ | _ | _ | _ | _ | _ | _ | _
3 | II5I501004 | Mid Spane Joint w/o Steel | No. | 200 | 10 | 2000 | _ | _ | _ | _ | _ | _ | _ | _
4 | II8I804005 | Single Suspension Fitting For Panther | No. | 700 | 19 | 13300 | _ | _ | _ | _ | _ | _ | _ | _
5 | II8I807004 | Bolted Type Tension Fitting For Zebra | No. | 1050 | 4 | 4200 | _ | _ | _ | _ | _ | _ | _ | _
6 | FF3F302001 | C-Type Tower part Incomplete | MT. | 25000 | 4.257 | 106425 | _ | _ | _ | _ | _ | _ | _ | _
7 | CC3C303003 | Armar polley cable XLPE 3*300mm | Mtr | 85 | 200 | 17000 | _ | _ | _ | _ | _ | _ | _ | _
8 |  | 132 K.V Breacing Insulator | No. | 6000 | 1 | 6000 | _ | _ | _ | _ | _ | _ | _ | _
9 | VV1V104005 | 72.5 K.V 400 Amp Condensor Bushing | No. | 12000 | 2 | 24000 | _ | _ | _ | _ | _ | _ | _ | _
10 |  | Steel Wire Rope | Mtr | 30 | 200 | 6000 | _ | _ | _ | _ | _ | _ | _ | _
11 |  | Anchor Bolt 28mm | No. | 200 | 91 | 18200 | _ | _ | _ | _ | _ | _ | _ | _
12 |  | Anchor Bolt 32mm | No. | 250 | 14 | 3500 | _ | _ | _ | _ | _ | _ | _ | _
13 | CC7C703002 | Alu Lag 240mm | No. | 100 | 22 | 2200 | _ | _ | _ | _ | _ | _ | _ | _
14 |  | Alu Lag 400mm | No. | 120 | 6 | 720 | _ | _ | _ | _ | _ | _ | _ | _
15 |  | 132/33 K.V C.T Connector | No. | 250 | 42 | 10500 | _ | _ | _ | _ | _ | _ | _ | _
16 | HH1H103001 | 145 K.V Bus Isolators | No. | 12600 | 1 | 12600 | _ | _ | _ | _ | _ | _ | _ | _
17 |  | Magnet 110 V-127V D.C(A.B.B) | No. | 6090 | 2 | 12180 | _ | _ | _ | _ | _ | _ | _ | _
18 | JJ1J103041 | Catch(A.B.B) | No. | 2478 | 1 | 2478 | _ | _ | _ | _ | _ | _ | _ | _
19 |  | Linkage(A.B.B) | No. | 9912 | 1 | 9912 | _ | _ | _ | _ | _ | _ | _ | _
20 |  | Pressure Release Valve | No. | 30672 | 1 | 30672 | _ | _ | _ | _ | _ | _ | _ | _
21 |  | Brass Nut Bolt of Sizes | No. | 29.8 | 124 | 3695.2 | _ | _ | _ | _ | _ | _ | _ | _
22 | SS1S104008 | contactors(2 no+2 nc) | No. | 3950 | 5 | 19750 | _ | _ | _ | _ | _ | _ | _ | _
23 | CC0C002011 | PVC control cable 4 core | Mtr | 65 | 150 | 9750 | _ | _ | _ | _ | _ | _ | _ | _
24 | CC0C002008 | PVC control cable 10 core | Mtr | 105 | 150 | 15750 | _ | _ | _ | _ | _ | _ | _ | _
25 |  | selector switches for 132 kv panels | No. | 1702.5 | 8 | 13620 | _ | _ | _ | _ | _ | _ | _ | _
26 |  | Indicators | No. | 278 | 12 | 3336 | _ | _ | _ | _ | _ | _ | _ | _
27 | II1I104002 | PG clamp for zebra to panther | No. | 818.47 | 6 | 4910.82 | _ | _ | _ | _ | _ | _ | _ | _
28 |  | Come Along Clamp for Zebra | No. | 6787.3 | 2 | 13574.6 | _ | _ | _ | _ | _ | _ | _ | _
29 |  | LED Type Semaphore | No. | 2250 | 5 | 11250 | _ | _ | _ | _ | _ | _ | _ | _
30 | YY4Y403001 | 48 V battery charger old and used | No. | 1200 | 1 | 1200 | _ | _ | _ | _ | _ | _ | _ | _
31 | FF3F301042 | 33 KV Isolater structure old and used | No. | 5000 | 10 | 50000 | _ | _ | _ | _ | _ | _ | _ | _
32 | II2I205001 | C Wedge Clamp | No. | 2258.7 | 28 | 63243.6 | _ | _ | _ | _ | _ | _ | _ | _
33 | SS3S301022 | HRC FUSE 6 AMP | NO | 56.523 | 24 | 1356.552 | _ | _ | _ | _ | _ | _ | _ | _
34 | SS3S301020 | HRC FUSE 10 AMP | NO | 56.296 | 26 | 1463.696 | _ | _ | _ | _ | _ | _ | _ | _
35 | FF3F302001 | TOWER PART OLD AND USED | MT | 40000 | 2.142 | 85680 | _ | _ | _ | _ | _ | _ | _ | _
36 | II8I801005 | Single Tension Fitting For Panther Incomplete | NO | 980 | 3 | 2940 | _ | _ | _ | _ | _ | _ | _ | _
37 |  | CONTACTOR MNX-32 | NO | 9068.65 | 1 | 9068.65 | _ | _ | _ | _ | _ | _ | _ | _
38 | SS4S405005 | 3PHASE 10 A 3 POLE MCB | NO | 1464.15 | 7 | 10249.05 | _ | _ | _ | _ | _ | _ | _ | _
39 | VV7V702004 | 33 KV CT CONNECTING ROD | NO | 3399.325 | 6 | 20395.95 | _ | _ | _ | _ | _ | _ | _ | _
40 | VV7V702003 | 132KV CT CONNECTING ROD | NO | 4534.325 | 3 | 13602.975 | _ | _ | _ | _ | _ | _ | _ | _
41 | CC1C102002 | 400 SQMM 3.5CORE AL CABLE | MTR | 755 | 116 | 87580 | _ | _ | _ | _ | _ | _ | _ | _
42 | II0I002001 | DISC INSULATORS 120 KN | NO | 2860.0186 | 4 | 11440.0743 | _ | _ | _ | _ | _ | _ | _ | _
43 |  | G.I STRUCTURE | MT | 108393.3033 | 0.087 | 9430.2174 | _ | _ | _ | _ | _ | _ | _ | _
44 | HH7H701001 | 66 K.V jaw | No | 5096.15 | 2 | 10192.3 | _ | _ | _ | _ | _ | _ | _ | _
45 |  | M.s Earth 40 mm Dia | Mtr | 584 | 19 | 11096 | _ | _ | _ | _ | _ | _ | _ | _
46 | AA0A004001 | ACSR Zebra Conducter In Pieces | Mtr | 279.9 | 70 | 19593 | _ | _ | _ | _ | _ | _ | _ | _
47 |  | Insulating Mat | Mtr | 3123.24 | 25 | 78081 | _ | _ | _ | _ | _ | _ | _ | _
48 | JJ1J103007 | Closing Coil | No | 3955.475 | 3 | 11866.425 | _ | _ | _ | _ | _ | _ | _ | _
49 | JJ1J103005 | Tripping Coil | No | 3961.15 | 4 | 15844.6 | _ | _ | _ | _ | _ | _ | _ | _
50 | JJ5J502001 | O rings | No | 3389.11 | 5 | 16945.55 | _ | _ | _ | _ | _ | _ | _ | _
51 |  | Selector Switch(Manual/ Auto) | No | 2814.8 | 4 | 11259.2 | _ | _ | _ | _ | _ | _ | _ | _
52 | HH6H601002 | 132 K.V Isolater Jaw | NO. | 6129 | 4 | 24516 | _ | _ | _ | _ | _ | _ | _ | _
53 |  | PVC Control Cable old and used in pieces | Mtr | 5 | 410 | 2050 | _ | _ | _ | _ | _ | _ | _ | _
54 | AA0A005001 | ACSR Panther Conductor | KM | 82500 | 6.918 | 570735 | _ | _ | _ | _ | _ | _ | _ | _
55 | VV6V605012 | 33 KV CT 300/150/1 Old and Used Dismantled | No | 4000 | 3 | 12000 | _ | _ | _ | _ | _ | _ | _ | _
56 | II8I804005 | Single Suspension Fitting For Panther | Set | 4580 | 1 | 4580 | _ | _ | _ | _ | _ | _ | _ | _
57 | II801010 | Tension Fitting for earth wire | Set | 1259.5 | 6 | 7557 | _ | _ | _ | _ | _ | _ | _ | _
58 | II8I804010 | Suspension Fitting for earth wire | Set | 1374 | 10 | 13740 | _ | _ | _ | _ | _ | _ | _ | _
59 | II6I603003 | Phase Plate | Set | 458 | 1 | 458 | _ | _ | _ | _ | _ | _ | _ | _
60 | II6I603001 | Number Plate | No | 572.5 | 1 | 572.5 | _ | _ | _ | _ | _ | _ | _ | _
61 | II5I502004 | Repair Sleeve for Panther Conductor | No | 572.5 | 10 | 5725 | _ | _ | _ | _ | _ | _ | _ | _
62 | II5I502009 | Repair Sleeve for Earth Wire | No | 572.5 | 8 | 4580 | _ | _ | _ | _ | _ | _ | _ | _
63 | II6I603006 | Danger Plate | No | 572.5 | 1 | 572.5 | _ | _ | _ | _ | _ | _ | _ | _
64 |  | Counter Poise Earthing | Set | 12595 | 1 | 12595 | _ | _ | _ | _ | _ | _ | _ | _
65 | II7I710001 | Anti Climbing Device Barbared type | Set | 12595 | 1 | 12595 | _ | _ | _ | _ | _ | _ | _ | _
66 | II6I603005 | Circuit Plate | Set | 572.5 | 1 | 572.5 | _ | _ | _ | _ | _ | _ | _ | _
67 |  | ABB PB Unit | No | 5665.92 | 2 | 11331.84 | _ | _ | _ | _ | _ | _ | _ | _
68 | KK0K005001 | 30 KV LA | No | 18892.5 | 1 | 18892.5 | _ | _ | _ | _ | _ | _ | _ | _
69 |  | 1/2 unfscr of 110 V Battery Charger Hsstbb | No | 2290 | 6 | 13740 | _ | _ | _ | _ | _ | _ | _ | _
70 |  | Semi Conductor Fuse75AGSA75 | No | 1145 | 6 | 6870 | _ | _ | _ | _ | _ | _ | _ | _
71 |  | Semi Conductor Fuse 50A GSA50 | No | 1145 | 6 | 6870 | _ | _ | _ | _ | _ | _ | _ | _
72 |  | Diode S8hr55 Size M8 | No | 1145 | 3 | 3435 | _ | _ | _ | _ | _ | _ | _ | _
73 |  | Diode S4hr41 Size M8 | No | 1145 | 3 | 3435 | _ | _ | _ | _ | _ | _ | _ | _
74 |  | Diode S4Hr16 Size M6 | No | 1145 | 3 | 3435 | _ | _ | _ | _ | _ | _ | _ | _
75 |  | Fuse 36AGE SM63A | No | 1145 | 6 | 6870 | _ | _ | _ | _ | _ | _ | _ | _
76 |  | Contactor 25A 3 Phase Coil Voltage 240V DC | No | 2290 | 1 | 2290 | _ | _ | _ | _ | _ | _ | _ | _
77 |  | Contactor 63A 3 Phase Coil Voltage 240 V DC | No | 2290 | 1 | 2290 | _ | _ | _ | _ | _ | _ | _ | _
78 | SS3S311001 | Trip Indicator Fuse GE TI 300 | No | 1030.5 | 20 | 20610 | _ | _ | _ | _ | _ | _ | _ | _
79 |  | Space Heater 2500HM/250W | No | 2290 | 2 | 4580 | _ | _ | _ | _ | _ | _ | _ | _
80 |  | Single Phase Voltmeter (0-200) DC | No | 2290 | 1 | 2290 | _ | _ | _ | _ | _ | _ | _ | _
81 |  | Surger Capacitor 2Uf/440 V AC) | No | 572.5 | 4 | 2290 | _ | _ | _ | _ | _ | _ | _ | _
82 | HH1H103001 | 132 KV Isolator without Structure Old and Used | Nos. | 18000 | 11 | 198000 | _ | _ | _ | _ | _ | _ | _ | _
83 | VV8V810003 | 132 KV CVT Old and Used | Nos. | 20000 | 9 | 180000 | _ | _ | _ | _ | _ | _ | _ | _
84 | VV6V603007 | 132 KV CT Used | Nos. | 100000 | 3 | 300000 | _ | _ | _ | _ | _ | _ | _ | _
85 | VV6V603007 | 132 KV CT Old and Used | Nos. | 20000 | 12 | 240000 | _ | _ | _ | _ | _ | _ | _ | _
86 | KK0K003001 | 132 KV LA Used | Nos. | 12000 | 3 | 36000 | _ | _ | _ | _ | _ | _ | _ | _
87 | KK0K003001 | 132 KV LA Old and Used | Nos. | 5000 | 12 | 60000 | _ | _ | _ | _ | _ | _ | _ | _
88 | KK0K005001 | 33 KV LA Old and Used | Nos. | 2000 | 3 | 6000 | _ | _ | _ | _ | _ | _ | _ | _
89 |  | MS Angle 50*50*6mm | KG | 68.25 | 2619 | 178746.75 | _ | _ | _ | _ | _ | _ | _ | _
90 |  | MS Flat 50*6 mm | KG | 63 | 1874.076 | 118066.788 | _ | _ | _ | _ | _ | _ | _ | _
91 |  | G.I. Wire Mess of 10 SWG Aperture 50mm width 1.8mm | Sqm | 420 | 459 | 192780 | _ | _ | _ | _ | _ | _ | _ | _
92 |  | M.S. Nut & Bolts suitable for fencing work | KG | 84 | 80 | 6720 | _ | _ | _ | _ | _ | _ | _ | _
93 |  | DANGER PLATE & NUMBER PLATE | Nos. | 569.35 | 190 | 108176.5 | _ | _ | _ | _ | _ | _ | _ | _
94 |  | PHASE PLATE | SET | 584.1 | 15 | 8761.5 | _ | _ | _ | _ | _ | _ | _ | _
95 | JJ1J105005 | A.B.B. TRIPPING COIL FOR 33 KV CIRCUIT BREAKER | Nos. | 3923.5 | 2 | 7847 | _ | _ | _ | _ | _ | _ | _ | _
96 |  | 132 KV DOUBLE FEEDER CONTROL PANEL OLD & USED | Nos. | 5000 | 2 | 10000 | _ | _ | _ | _ | _ | _ | _ | _
97 |  | 132 KV TRANSFORMER PANEL W/O RELAY OLD & USED | Nos. | 2000 | 1 | 2000 | _ | _ | _ | _ | _ | _ | _ | _
98 |  | 132 KV RELAY PANEL OLD & USED | Nos. | 5000 | 3 | 15000 | _ | _ | _ | _ | _ | _ | _ | _
99 |  | 66 KV CONTROL & RELAY DOUBLE FEEDER PANEL OLD & USED | Nos. | 5000 | 1 | 5000 | _ | _ | _ | _ | _ | _ | _ | _
100 |  | 33 KV CONTROL & RELAY TRIPPLE FEEDER PANEL OLD & USED | Nos. | 25000 | 1 | 25000 | _ | _ | _ | _ | _ | _ | _ | _
101 |  | 132 KV CONTROL PANEL WITHOUT ALARM ANNUNCIATOR & ENERGY METER OLD & USED | Nos. | 5000 | 1 | 5000 | _ | _ | _ | _ | _ | _ | _ | _
102 |  | 132 KV RELAY PANEL WITHOUT DISTANCE RELAY OLD & USED | Nos. | 25000 | 1 | 25000 | _ | _ | _ | _ | _ | _ | _ | _
103 | AA0A005001 | ACSR Panther Conductor | KM. | 115535 | 1.045 | 120734.075 | _ | _ | _ | _ | _ | _ | _ | _
104 |  | Galvanized Double Circuit Tower Pieces (without leg) old & Dismantled incomplete. | MT. | 8550 | 7.9 | 67545 | _ | _ | _ | _ | _ | _ | _ | _
105 |  | 33 KV (3Core) CT (800/400/1) accuracy class 0.2s | Nos. | 53690 | 1 | 53690 | _ | _ | _ | _ | _ | _ | _ | _
106 |  | 33 KV PT Single Phase | Nos. | 40710 | 1 | 40710 | _ | _ | _ | _ | _ | _ | _ | _
107 |  | 33 KV Surge arrester Single Phase - Polymer | Nos. | 22656 | 2 | 45312 | _ | _ | _ | _ | _ | _ | _ | _
108 |  | 33 KV Isolator Jaws(1250 AMP.) | Nos. | 4655.1 | 4 | 18620.4
109 |  | C Wedge Clamps for ACSR Zebra Conductor | Nos. | 1469.1 | 6 | 8814.6
110 |  | 66 KV CT (400-200-100/1) old and used dismantled | Nos. | 5000 | 5 | 25000
111 |  | 33 KV CT (800-400/1) old and used dismantled | Nos. | 5000 | 4 | 20000
112 |  | 33 KV PT Single Phase old and used dismantled | Nos. | 5000 | 3 | 15000
113 |  | Mid Span Compression Joint complete for ACSR Panther Conductor | Nos. | 1563.5 | 10 | 15635
114 |  | Mid Span Compression Joint for Earth Wire 7/10 | Nos. | 684.4 | 10 | 6844
115 |  | Double Tension Fitting (120KN) complete for Panther Conductor | Nos. | 11800 | 7 | 82600
116 |  | Single Tension Fitting (120KN) complete for Panther Conductor | Nos. | 7139 | 7 | 49973
117 |  | Vibration Damper for Panther Conductor | Nos. | 1923.4 | 20 | 38468
118 |  | Repair Sleeve for Panther Conductor | Nos. | 790.6 | 10 | 7906
119 |  | Bird Guard (Set of six) | Nos. | 885 | 10 | 8850
120 |  | Flexible Copper bond for 7/3.15 mm GS Earthwire or 7/10 SWG | Nos. | 1711 | 11 | 18821
121 |  | 33 KV CT (400-200/1) old and used dismentled damaged. | Nos. | 2500 | 2 | 5000
122 | VV3V301001 | Transformer Oil | Ltr | 73.16 | 36 | 2633.76
123 |  | SF-06 Gas | Kg. | 3915.24 | 20 | 78304.8
124 |  | 33 KV CT clamps suitable for ACSR Panther conductor | Nos. | 2076.8 | 6 | 12460.8
125 |  | 33 KV CT clamps suitable for ACSR Zebra conductor | Nos. | 2076.8 | 10 | 20768
126 |  | 33 KV Isolator clamps suitable for ACSR Zebra conductor | Nos. | 2076.8 | 11 | 22844.8
127 |  | Silica Gel Blue of Speciation as grain size of dia 8mm & above. | Kg. | 468.46 | 45 | 21080.7
128 |  | First Aid Box With Medicine | Set | 14750 | 3 | 44250
129 |  | Shock Treatment Chart & Artificial Rispiratory | Set | 16697 | 4 | 66788
130 | AA0A005001 | ACSR Panther Conductor old and used dismantled in pieces. | MTR. | 30 | _ |  | _ | _ | _ | _ | _ | _ | 555 | 16650
131 |  | Earth Wire 7/10 SWG old and used dismantled in pieces. | KG. | 25 | _ |  | _ | _ | _ | _ | _ | _ | 80 | 2000
132 |  | 33 K.V T/F Bushing | No. | 600 | _ |  | _ | _ | _ | _ | _ | _ | 1 | 600
133 | AA1A102001 | G.I Wire Of size | Kg | 30 | _ |  | _ | _ | _ | _ | _ | _ | 9312 | 279360
134 | AA3A301001 | Stay Wire 7/8 Swg | Kg | 30 | _ |  | _ | _ | _ | _ | _ | _ | 370 | 11100
135 | II4I401002 | Clamp For Rail | No. | 150 | _ |  | _ | _ | _ | _ | _ | _ | 25 | 3750
136 |  | 33 K.V Disc Fitting For Dog | No. | 160 | _ |  | _ | _ | _ | _ | _ | _ | 31 | 4960
137 | II4I409001 | Breacing clamp Of sizes | No. | 150 | _ |  | _ | _ | _ | _ | _ | _ | 401 | 60150
138 | KK4K402001 | 33 K.V Pin Insulator | No. | 300 | _ |  | _ | _ | _ | _ | _ | _ | 69 | 20700
139 |  | 33 K.V F.Clamp | No | 120 | _ |  | _ | _ | _ | _ | _ | _ | 328 | 39360
140 | II1I108001 | P.G Clamp For Dog to Dog | No. | 80 | _ |  | _ | _ | _ | _ | _ | _ | 352 | 28160
141 | II4I403003 | Suspention Clamp For E/W | No. | 300 | _ |  | _ | _ | _ | _ | _ | _ | 13 | 3900
142 | II5I503003 | G.I Hunger Scrap | No. | 60 | _ |  | _ | _ | _ | _ | _ | _ | 50 | 3000
143 |  | G.C Shut Old and Used Scrap | Kg | 20 | _ |  | _ | _ | _ | _ | _ | _ | 77 | 1540
144 | II4I401001 | Stay Clamp 105lb | No. | 210 | _ |  | _ | _ | _ | _ | _ | _ | 16 | 3360
145 | II4I401002 | Stay Clamp 105lb Rail Wool Head Type | No. | 210 | _ |  | _ | _ | _ | _ | _ | _ | 24 | 5040
146 |  | P.P Clamp for 105lb | No. | 210 | _ |  | _ | _ | _ | _ | _ | _ | 40 | 8400
147 | II4I408001 | P.P Clamp for pole | No. | 210 | _ |  | _ | _ | _ | _ | _ | _ | 184 | 38640
148 | II4I401001 | Stay Clamp of sizes | No. | 210 | _ |  | _ | _ | _ | _ | _ | _ | 370 | 77700
149 |  | Breacing clamp Of Rail | No. | 210 | _ |  | _ | _ | _ | _ | _ | _ | 32 | 6720
150 |  | A.C.S.R Panther Conductor(scrap) | Mtr | 30 | _ |  | _ | _ | _ | _ | _ | _ | 4136 | 124080
151 | AA1A103001 | Earth Wire 7/16 swg | Kg | 30 | _ |  | _ | _ | _ | _ | _ | _ | 17.5 | 525
152 |  | Rollery Insulator | No. | 30 | _ |  | _ | _ | _ | _ | _ | _ | 3 | 90
153 | CC9C901003 | 11 K.V Cable Box XLP of Size Outdoor Type | No. | 1240 | _ |  | _ | _ | _ | _ | _ | _ | 2 | 2480
154 | KK4K401004 | 33 K.V Porciling Insulator | No. | 600 | _ |  | _ | _ | _ | _ | _ | _ | 2 | 1200
155 | KK4K401002 | PolLy Cone Insulator Damaged | No. | 300 | _ |  | _ | _ | _ | _ | _ | _ | 1 | 300
156 | CC9C901002 | 11K.V Cable Box Xlp Of Size Indoor Type | No. | 1350 | _ |  | _ | _ | _ | _ | _ | _ | 11 | 14850
157 |  | Alu Strip 3*2.5 mm | Mtr | 350 | _ |  | _ | _ | _ | _ | _ | _ | 10 | 3500
158 | VV3V301002 | T/F Oil Old and Used Carbonized | Ltr | 15 | _ |  | _ | _ | _ | _ | _ | _ | 30352 | 455280
159 | VV3V301007 | Empty T/F Oil Drum | No. | 120 | _ |  | _ | _ | _ | _ | _ | _ | 235 | 28200
160 |  | 33 K.V Bushing Insulator | No. | 600 | _ |  | _ | _ | _ | _ | _ | _ | 2 | 1200
161 |  | Relay Of Sizes | No. | 600 | _ |  | _ | _ | _ | _ | _ | _ | 7 | 4200
162 |  | 3 Phase Energy Meter Old KWH Defective | No. | 600 | _ |  | _ | _ | _ | _ | _ | _ | 18 | 10800
163 |  | Male Contact Of 33K.V O.C.B Damaged | No. | 1000 | _ |  | _ | _ | _ | _ | _ | _ | 1 | 1000
164 | BB0B002006 | Capacitor Unit cell Old And Used | No. | 120 | _ |  | _ | _ | _ | _ | _ | _ | 6 | 720
165 | VV6V603007 | 132 KV C.T. Damaged | No. | 1200 | _ |  | _ | _ | _ | _ | _ | _ | 3 | 3600
166 | VV8V804002 | 66 K.V P.T Defective | No. | 600 | _ |  | _ | _ | _ | _ | _ | _ | 2 | 1200
167 |  | 33 K.V bushing for T/F | No. | 600 | _ |  | _ | _ | _ | _ | _ | _ | 1 | 600
168 | VV6V605013 | 33 K.V C.T 100/1,5.75 M.V.A E.C.E Make old and used | No. | 600 | _ |  | _ | _ | _ | _ | _ | _ | 2 | 1200
169 | VV8V805002 | 33 K.V single Phase P.T Damaged | No. | 600 | _ |  | _ | _ | _ | _ | _ | _ | 2 | 1200
170 | VV8V812001 | Coupling Capacitor cell Old and used | No. | 600 | _ |  | _ | _ | _ | _ | _ | _ | 5 | 3000
171 |  | 4 wire Group Selector Defective | No. | 600 | _ |  | _ | _ | _ | _ | _ | _ | 2 | 1200
172 |  | Wave Trap v/s Damaged | No. | 1000 | _ |  | _ | _ | _ | _ | _ | _ | 1 | 1000
173 | II6I603001 | Number Plate | No. | 30 | _ |  | _ | _ | _ | _ | _ | _ | 110 | 3300
174 |  | Tyre of Truck and Jeep Damaged | No. | 15 | _ |  | _ | _ | _ | _ | _ | _ | 14 | 210
175 |  | Jow Scrap | No. | 10 | _ |  | _ | _ | _ | _ | _ | _ | 2 | 20
176 | JJ1J105012 | Male Contact Scrap | No. | 550 | _ |  | _ | _ | _ | _ | _ | _ | 5 | 2750
177 |  | Vehicle Scrap | Kg | 20 | _ |  | _ | _ | _ | _ | _ | _ | 1 | 20
178 |  | Compressor type Dead Body Clamp Scrap | No. | 15 | _ |  | _ | _ | _ | _ | _ | _ | 57 | 855
179 |  | Fead Light Scrap | No. | 15 | _ |  | _ | _ | _ | _ | _ | _ | 1 | 15
180 | YY1Y101006 | Battery Old & Used | No. | 10 | _ |  | _ | _ | _ | _ | _ | _ | 20 | 200
181 | VV6V606007 | 11 K.V C.T Old & Damaged | No. | 250 | _ |  | _ | _ | _ | _ | _ | _ | 4 | 1000
182 |  | Come Along Clamp V/s Damaged | No. | 60 | _ |  | _ | _ | _ | _ | _ | _ | 1 | 60
183 |  | 11 K.V Cable Box Damaged | No | 30 | _ |  | _ | _ | _ | _ | _ | _ | 1 | 30
184 |  | Tube For Jeep Damaged | No. | 10 | _ |  | _ | _ | _ | _ | _ | _ | 5 | 50
185 |  | 11 K.V U shape Burn Contact Damaged | No | 20 | _ |  | _ | _ | _ | _ | _ | _ | 39 | 780
186 |  | 11 K.V Finger Contact Burn Damaged | No | 10 | _ |  | _ | _ | _ | _ | _ | _ | 76 | 760
187 |  | R.V.T Damaged | No. | 600 | _ |  | _ | _ | _ | _ | _ | _ | 2 | 1200
188 | VV6V606007 | 11K.V C.T's of Size 600-300,400-200,200-100-5 | No. | 600 | _ |  | _ | _ | _ | _ | _ | _ | 22 | 13200
189 |  | 66 K .V tripping Relay Defective | No. | 400 | _ |  | _ | _ | _ | _ | _ | _ | 6 | 2400
190 | KK0K004001 | 60 K.V L.A Old & Used | No. | 600 | _ |  | _ | _ | _ | _ | _ | _ | 14 | 8400
191 |  | Electronic Meter 33/11K.V Deffective | No. | 600 | _ |  | _ | _ | _ | _ | _ | _ | 1 | 600
192 |  | Comes Cord Assembly | No. | 200 | _ |  | _ | _ | _ | _ | _ | _ | 1 | 200
193 | KK4K301004 | 66K.V Insulator Old & used | No. | 600 | _ |  | _ | _ | _ | _ | _ | _ | 5 | 3000
194 |  | 132/66 K.V Male Contact Old &Used | No. | 1000 | _ |  | _ | _ | _ | _ | _ | _ | 2 | 2000
195 | JJ1J104006 | 66 K.V M.O.C.B Pole Old & Used | No | 1200 | _ |  | _ | _ | _ | _ | _ | _ | 2 | 2400
196 | KK4K301002 | 145 K.V Base Insulators Old &Used | No | 600 | _ |  | _ | _ | _ | _ | _ | _ | 3 | 1800
197 | VV8V810003 | 145 K.V C.V.T Damaged | No | 600 | _ |  | _ | _ | _ | _ | _ | _ | 4 | 2400
198 |  | G.I earth Wire Scrap | Kg | 20 | _ |  | _ | _ | _ | _ | _ | _ | 424 | 8480
199 |  | 33K.V V.C.B 1200 Amp Damaged | No. | 1200 | _ |  | _ | _ | _ | _ | _ | _ | 1 | 1200
200 | AA0A012001 | A.C.S.R Weasel Conductor Old &Used | Mtr | 20 | _ |  | _ | _ | _ | _ | _ | _ | 1210 | 24200
201 |  | 11 K.V F-Mail Contact Scrap | No. | 10 | _ |  | _ | _ | _ | _ | _ | _ | 48 | 480
202 |  | Come Along Clamp V/s Damaged | No. | 60 | _ |  | _ | _ | _ | _ | _ | _ | 2 | 120
203 | JJ1J103006 | 132 K.V M.O.C.B POLE OLD AND USED | No. | 600 | _ |  | _ | _ | _ | _ | _ | _ | 6 | 3600
204 |  | Cable Termination Box 450*450*200mm | No. | 1400 | _ |  | _ | _ | _ | _ | _ | _ | 8 | 11200
205 |  | Copper Wire Old & Used | Kg | 110 | _ |  | _ | _ | _ | _ | _ | _ | 50 | 5500
206 |  | 33 K.V Insulator Ciment Type | No. | 250 | _ |  | _ | _ | _ | _ | _ | _ | 1 | 250
207 |  | Gun Metal Scrap | Kg | 60 | _ |  | _ | _ | _ | _ | _ | _ | 4 | 240
208 | VV6V604001 | 66 K.V C.T Repair 400-200 Amp | No. | 5000 | _ |  | _ | _ | _ | _ | _ | _ | 2 | 10000
209 | VV8V809002 | 11K.V P.T Repair | No. | 250 | _ |  | _ | _ | _ | _ | _ | _ | 2 | 500
210 |  | 11 K.V C.T 200-100-5A repaired | No. | 250 | _ |  | _ | _ | _ | _ | _ | _ | 4 | 1000
211 |  | 11K.V Damaged Spoud | No. | 30 | _ |  | _ | _ | _ | _ | _ | _ | 1 | 30
212 | VV6V604001 | 66K.V C.T Old & used | No. | 600 | _ |  | _ | _ | _ | _ | _ | _ | 1 | 600
213 | VV6V604001 | 66 kv CT old and damaged | No. | 500 | _ |  | _ | _ | _ | _ | _ | _ | 6 | 3000
214 | JJ0J004001 | 66 kv GCB old and damaged | No. | 600 | _ |  | _ | _ | _ | _ | _ | _ | 2 | 1200
215 | KK0K004001 | 60 KV LA old and damaged | No. | 400 | _ |  | _ | _ | _ | _ | _ | _ | 6 | 2400
216 | KK0K003001 | 132 KV LA old and damaged | No. | 600 | _ |  | _ | _ | _ | _ | _ | _ | 3 | 1800
217 | HH1H104001 | 66 kv Bus Isolater old and damaged | No. | 500 | _ |  | _ | _ | _ | _ | _ | _ | 2 | 1000
218 | FF3F301037 | 66 kv Isolater structure old and damaged | No. | 500 | _ |  | _ | _ | _ | _ | _ | _ | 2 | 1000
219 | FF3F301038 | 66 kv GCB structure old and damaged | No. | 600 | _ |  | _ | _ | _ | _ | _ | _ | 2 | 1200
220 | VV8V804002 | 66 kv pt OLD AND USED | No. | 1000 | _ |  | _ | _ | _ | _ | _ | _ | 3 | 3000
221 | NN7N707001 | Oltc Panel old and used | No. | 1100 | _ |  | _ | _ | _ | _ | _ | _ | 1 | 1100
222 | BB1B101002 | Capacitor Bank Panel old and used | No. | 1200 | _ |  | _ | _ | _ | _ | _ | _ | 1 | 1200
223 |  | DISMANTLED PANELS old and used | No. | 1000 | _ |  | _ | _ | _ | _ | _ | _ | 3 | 3000
224 | VV8V810003 | 145 KV CVT old and used Defective | No | 1000 | _ |  | _ | _ | _ | _ | _ | _ | 3 | 3000
225 |  | 33 Kv Spring Charging motor Old & Burnt Difective | Nos. | 500 | _ |  | _ | _ | _ | _ | _ | _ | 2 | 1000
226 | AA0A005001 | A.C.S.R Panther Conductor Old & Damaged | Mtr | 30 | _ |  | _ | _ | _ | _ | _ | _ | 2565 | 76950
Total (in Rs.) | [5 empty] | 4438182.7727 | [7 empty] | 1492415
Abstract for stock
Sl. No. | Particulars | Amount
Stock Item
1 | Useable | 0
2 | unservicable | 0
3 | Obosolete | 0
4 | Non Moving | 0
5 | Scrap | 1492415
Total A |  | 1492415
|  | Junior Engineer | [5 empty] | Assistant Engineer
Format of Monthly Inventory for Uploading on PTCUL Website
Name of Circle/ Zone:- O&M Kumaon Zone Haldwani | [5 empty] | Name of Substation 132 KV S/s Ranikhet
Name of Division O&M Div. Almora | [6 empty] | Month of March 2025
SR. No. | Item Code | item Description | Unit | Quantity |  |  |  |  | Book Value Per Unit | Total Cost
|  |  |  | Useable | Unserviceable | Obsolete | Non-Moving | Scrap
1 | AA0A002003 | ACSR Conductor Zebra | Mtr |  |  |  | 35 |  | 160 | 5600
2 | AA0A002004 | Acsr Conductor Panther | Mtr | 180 |  |  |  |  | 118 | 21240
3 | AA0A002011 | ACSR Conductor Weasel | Mtr | 1425 |  |  |  |  | 15.3225 | 21834.5625
4 | AA1A102001 | Stay wire 7/8 SWG | Mtr | 20 |  |  |  |  | 62.6 | 1252
5 | AA1A102002 | Stay wire set | Set | 9 |  |  |  |  | 807.605 | 7268.445
6 | CC0C002008 | PVC Control Cable W/o Armoured- 10x2.5mm | Mtr | 535 |  |  |  |  | 190.68 | 102013.8
7 | CC3C311002 | 33KV Outdoor Cable Bushing Termination Kit- 300Sqmm | No. | 1 |  |  |  |  | 67260 | 67260
8 | FF0F050005 | structure - ALP | MT |  |  |  | 0.1 |  | 50000 | 5000
9 | FF0F050008 | Structure - ATM | MT |  |  |  | 2.83 |  | 108393.303 | 306753.0475
10 | FF0F050020 | Structure - CGR | MT |  |  |  | 0.62572 |  | 67296 | 42108.4531
11 | FF0F050022 | Structure - CCR | MT |  |  |  | 1.9925 |  | 67296 | 134085.2611
12 | FF0F050042 | Structure- 33 KV Isolator | MT |  |  |  | 0.35244 |  | 108393.25 | 38202.117
13 | FF0F050043 | Structure- 33 KV Post Insulator | MT |  |  |  | 0.05 |  | 300460 | 15023
14 | FF1F108003 | U Type bolt- with Nuts and Washer | KG |  |  |  | 79 |  | 260 | 20540
15 | FF2F201004 | MS Earthing rod - 36mm Dia | MT |  |  |  | 1.7541 |  | 38480 | 67497.768
16 | FF2F203002 | Channel - 65x125 mm | MT |  |  |  | 0.09996 |  | 43820 | 4380.2472
17 | FF2F203004 | Channel- C- type | MT |  |  |  | 0.354 |  | 20000 | 7080
18 | FF4F403011 | Copper Bond | No. | 4 |  |  |  |  | 1096.8 | 4387.2
19 | GG0G001001 | Petrollium Jelly | KG | 8.8 |  |  |  |  | 448.325 | 3945.26
20 | II0I001004 | 120KN Polymer Disc Insulator | No. |  |  |  | 4 |  | 9363.75 | 37455
21 | II0I001007 | 70KN Disc Insulator | No. |  |  |  | 368 |  | 280 | 103040
22 | II0I005001 | PG Clamp Zebra to Zebra | No. | 2 |  |  |  |  | 854 | 1708
23 | II0I005002 | PG Clamp Zebra to Panther | No. | 10 |  |  |  |  | 1049.875 | 10498.75
24 | II0I006003 | PG Clamp Panther to Dog | No. | 7 |  |  |  |  | 758.18 | 5307.26
25 | II0I009001 | PG Clamp Dog to Dog | No. | 3 |  |  |  |  | 789.96 | 2369.88
26 | II1I104002 | C-Wedge Clamp Zebra to Panther | No. |  |  |  | 7 |  | 3229.075 | 22603.525
27 | II1I105001 | C-Wedge Clamp Panther to Panther | No. |  |  |  | 9 |  | 2252.975 | 20276.775
28 | II2I201001 | SP Pole Stay Clamp | No. |  |  |  | 9 |  | 186.6233 | 1679.6101
29 | II3I301004 | Panther Conductor Mid Span Joint | No. |  |  |  | 15 |  | 1223.53 | 18352.95
30 | II3I302009 | 7/10 SWG Conductor Repair Sleeve | No. |  |  |  | 10 |  | 508.48 | 5084.8
31 | II3I303009 | 7/10 SWG Wire Vibration Damper | No. |  |  |  | 10 |  | 561.825 | 5618.25
32 | II5I501004 | ACSR Zebra Single Tension Fitting | No. |  |  |  | 46 |  | 2340 | 107640
33 | II5I501005 | ACSR Panther Single Tension Fitting | No. |  |  |  | 9 |  | 3977.0278 | 35793.2502
34 | II5I504004 | ACSR Zebra Single Suspension Fitting | No. |  |  |  | 19 |  | 1133 | 21527
35 | JJ3J301005 | 132 KV SF6 Circuit Breaker 110 V DC Trip Coil | No. | 2 |  |  |  |  | 11293.25 | 22586.5
36 | JJ3J301007 | 132 KV SF6 Circuit Breaker 110 V DC Closing Coil | No. | 2 |  |  |  |  | 9023.25 | 18046.5
37 | JJ3J301014 | 132 KV SF6 Circuit Breaker Spring Charging Motor | No. | 1 |  |  |  |  | 28329.6 | 28329.6
38 | JJ5J501005 | 33KV SF6 Circuit Breaker 220 V AC/DC Spring Charging Motor | No. | 2 |  |  |  |  | 27217.3 | 54434.6
39 | JJ5J501006 | 33 KV SF6 Circuit Breaker 110V DC Trip Coil | No. | 5 |  |  |  |  | 8266.9883 | 41334.9415
40 | JJ5J501008 | 33 KV SF6 Circuit Breaker 110V DC Closing Coil | No. | 4 |  |  |  |  | 7922.3 | 31689.2
41 | JJ7J701004 | Limit switch 110VDC CB Auxiliary Switch for spring | No. | 22 |  |  |  |  | 3489.215 | 76762.73
42 | JJ7J701007 | Local/Remote Switch CB Auxiliary Switch | No. | 5 |  |  |  |  | 5211.92 | 26059.6
43 | JJ7J701013 | 14NO+14NC CB Auxiliary Switch | No. | 2 |  |  |  |  | 13614.325 | 27228.65
44 | JJ7J707001 | SF6 Gas | KG | 19 |  |  |  |  | 3852.7 | 73201.3
45 | JJ7J710028 | Circuit Breaker Operation Counter | No. | 5 |  |  |  |  | 3393.65 | 16968.25
46 | KK0K003001 | 132 KV Lighting Arrestor | No. | 1 |  |  |  |  | 83178.2 | 83178.2
47 | KK0K005001 | 33 KV Lighting Arrestor | No. | 1 |  |  |  |  | 16720.8 | 16720.8
48 | MM2M202015 | Voltmeter 0-500 V AC | No. | 1 |  |  |  |  | 2258.65 | 2258.65
49 | MM3M303007 | Digital Ampere Meter (0-400A) | No. | 3 |  |  |  |  | 5141.05 | 15423.15
50 | MM3M303009 | Digital Ampere Meter (0-200A) | No. | 2 |  |  |  |  | 5141.05 | 10282.1
51 | NN4N403001 | Indication lamp red colour LED 110VDC | No. | 6 |  |  |  |  | 703.28 | 4219.68
52 | NN4N403002 | Indication Lamp Yellow colour LED 110 VDC | No. | 2 |  |  |  |  | 703.28 | 1406.56
53 | NN4N403003 | Indication Lamp Green colour LED 110 VDC | No. | 3 |  |  |  |  | 703.28 | 2109.84
54 | NN4N411005 | 63 Amp 250 V Rotary Switch | No. | 1 |  |  |  |  | 540 | 540
55 | PP0P010002 | Turn Buckle Heavy Duty | No. | 6 |  |  |  |  | 9954 | 59724
56 | PP0P018009 | GI D Shackle | No. | 9 |  |  |  |  | 897 | 8073
57 | PP1P141005 | Submersible pump 5HP | No. | 1 |  |  |  |  | 700 | 700
58 | SS3S301005 | 132KV Isolator Male contact blade | No. | 8 |  |  |  |  | 3400.46 | 27203.68
59 | SS3S301006 | 132KV Isolator Female contact blade | No. | 3 |  |  |  |  | 4653.5 | 13960.5
60 | SS3S301016 | 132KV Isolator supporting Insulator | No. |  |  |  | 5 |  | 6800 | 34000
61 | SS4S402001 | 33KV Isolator Jaw | No. | 10 |  |  |  |  | 3575.3 | 35753
62 | SS4S402004 | 33KV Isolator Jaw 800 Amp. | No. | 2 |  |  |  |  | 2595 | 5190
63 | SS4S402013 | 33 KV Isolator Blade 800Amp. | No. | 2 |  |  |  |  | 2756.25 | 5512.5
64 | SS4S402015 | 33 KV Isolator Blade Copper tube | No. | 10 |  |  |  |  | 3121.3 | 31213
65 | SS4S402020 | 33 KV Isolator porcelain post Insulator | No. | 8 |  |  |  |  | 2190.8375 | 17526.7
66 | SS5S501017 | Single Panther Isolator Clamp | No. | 13 |  |  |  |  | 1139.275 | 14810.575
67 | SS5S501026 | Single Dog Isolator Clamp | No. | 9 |  |  |  |  | 913.71 | 8223.39
68 | SS6S617005 | Fuse 33 KV 4.5 Amp High Glass | No. | 1 |  |  |  |  | 6242.5 | 6242.5
69 | VV0V003007 | 132 KV /33KV 5MVA Power TF (GEC) Defective | No. | 1 |  |  |  |  | 100000 | 100000
70 | VV1V101034 | 132/33 KV HV-40 MVA Transformer Bushing | No. |  |  |  | 1 |  | 15000 | 15000
71 | VV2V204001 | Transformer Oil | Ltr | 149 |  |  |  |  | 81.2135 | 12100.8115
72 | VV2V204003 | Transformer Oil Sampling stainless steel Bottle 2 Ltr | No. | 3 |  |  |  |  | 13614.33 | 40842.99
73 | VV2V204004 | Transformer Oil Sampling stainless steel Bottle 1 Ltr | No. | 3 |  |  |  |  | 10430.65 | 31291.95
74 | VV2V210001 | TF conservator shutoff valve 75mm bore | No. | 1 |  |  |  |  | 18154.325 | 18154.325
75 | VV3V305009 | 33 KV CT 400/200/1A 3 Core | No. | 2 |  |  |  |  | 56455 | 112910
76 | VV4V305012 | 33KV CT 300/150/1 A | No. | 1 |  |  |  |  | 25470 | 25470
77 | VV4V305013 | 33 KV CT 200-100/1 Amp 3 Core | No. | 6 |  |  |  |  | 19000 | 114000
78 | YY0Y003012 | Battery Cell Gravity Meter | No. | 4 |  |  |  |  | 348.1 | 1392.4
79 | N/A | S.T. Round Pole (6.5Mtr cut piece) | No. | 1 |  |  |  |  | 350 | 350
80 | N/A | Interlocking relay for ABB 132 KV Breaker 110 VDC | No. | 5 |  |  |  |  | 2831.825 | 14159.125
81 | N/A | 33 KV Pin Insulator | No. |  |  |  | 2 |  | 125.19 | 250.38
82 | N/A | Clamp for 33 KV Post Insulator for Panther Conductor | No. | 7 |  |  |  |  | 652.625 | 4568.375
83 | N/A | PG Clamp for 33KV Post Insulator for Panther Conductor | No. | 12 |  |  |  |  | 510.75 | 6129
84 | N/A | AC Ampere meter size 65x65 mm range 0-25 Amp | No. | 1 |  |  |  |  | 2264.325 | 2264.325
85 | N/A | ABB Make 33 KV SF6 CB Relay CR-M110DCA (1SVR405613R8000) 110 Volt Aux Supply | No. | 1 |  |  |  |  | 2938.2 | 2938.2
86 | N/A | HRC Fuse 2 AMP | No. | 9 |  |  |  |  | 60 | 540
87 | N/A | HRC Fuse 4 AMP | No. | 15 |  |  |  |  | 62 | 930
88 | N/A | HRC Fuse 6 AMP | No. | 7 |  |  |  |  | 64 | 448
89 | N/A | HRC Fuse 10 AMP | No. | 1 |  |  |  |  | 68 | 68
90 | N/A | Double Pole MCB 02 Amp | No. | 8 |  |  |  |  | 448.33 | 3586.64
91 | N/A | Double Pole MCB 10 Amp 110 Volt | No. | 4 |  |  |  |  | 448.33 | 1793.32
92 | N/A | MCB 2 Pole Rating 2A 240VAc | No. | 6 |  |  |  |  | 675.325 | 4051.95
93 | N/A | Dc MCB 2pole Rating 16A 110V DC | No. | 2 |  |  |  |  | 675.325 | 1350.65
94 | N/A | Dc MCB 2pole Rating 10A 110V DC | No. | 6 |  |  |  |  | 675.325 | 4051.95
95 | N/A | Dc MCB 2pole Rating 4A 110V DC | No. | 5 |  |  |  |  | 675.325 | 3376.625
96 | N/A | Dc MCB 2pole Rating 6A 110V DC | No. | 4 |  |  |  |  | 675.325 | 2701.3
97 | N/A | MCB 2pole 2A 110V DC | No. | 5 |  |  |  |  | 681 | 3405
98 | N/A | 132 kv Peak type structure XPM | Kg |  |  |  | 240.92 |  | 30 | 7227.6
99 | N/A | 2.9 mtr channel 60x30mm | No. |  |  |  | 1 |  | 150 | 150
100 | N/A | 2.9 mtr joist 60x30mm | No. |  |  |  | 4 |  | 150 | 600
101 | N/A | joist 70x150x6 mm | Kg |  |  |  | 167 |  | 20 | 3340
102 | N/A | Air Break Contactor LC -1 250 Volt aux contacts 1 NO + 1 NC 25 Amp | No. | 4 |  |  |  |  | 1401 | 5604
103 | N/A | Thermal over load relay Make Telemechanic | No. | 3 |  |  |  |  | 1856.25 | 5568.75
104 | N/A | LT shackle Insulator | No. | 8 |  |  |  |  | 17.3655 | 138.924
105 | N/A | LT shackle insulator clamp | No. | 4 |  |  |  |  | 178.7625 | 715.05
106 | N/A | GI wire 8 No. | Mtr | 234 |  |  |  |  | 40.86 | 9561.24
107 | N/A | Stay Insulator | No. | 3 |  |  |  |  | 17.3655 | 52.0965
108 | N/A | 33 KV Pin with nut | No. |  |  |  | 2 |  | 125.19 | 250.38
109 | N/A | 33KV E clamp | No. |  |  |  | 4 |  | 125.19 | 500.76
110 | N/A | Foundation bolts for 132 KV CT | Set |  |  |  | 1 |  | 2627.525 | 2627.525
111 | N/A | Supply of Anti pumping relay for 33KV ABB Make Breaker | No. | 2 |  |  |  |  | 4301.65 | 8603.3
112 | N/A | Antipumping Relay for 132KV ABB Make Breaker | No. | 5 |  |  |  |  | 3382.3 | 16911.5
113 | N/A | Auxiliary Power Contact for 132KV ABB Make Breaker | No. | 5 |  |  |  |  | 2831.83 | 14159.15
114 | N/A | Power Contact for 132KV ABB Make Breaker | No. | 5 |  |  |  |  | 4483.25 | 22416.25
115 | N/A | 3 Pole 440 Volt LT Circuit Breaker rated current 60A breaking Capacity Ics-37KA with Lugs of C&S make | No. | 2 |  |  |  |  | 11336.38 | 22672.76
116 | N/A | PG Clamp for 132KV LA for Panther Conductor | No. | 14 |  |  |  |  | 584.525 | 8183.35
117 | N/A | PG Clamp for 33KV LA for Panther Conductor | No. | 9 |  |  |  |  | 584.525 | 5260.725
118 | N/A | Foundation Bolt 25mm | Set |  |  |  | 63 |  | 200 | 12600
119 | N/A | Foundation Bolt 28mm | Set |  |  |  | 3 |  | 200 | 600
120 | N/A | PG Clamp for HV transformer Bushing for 5MVA 132/33KV Transformer | No. | 8 |  |  |  |  | 1360.865 | 10886.92
121 | N/A | PG Clamp for HV Transformer Bushing for 20MVA 132/33KV Transformer | No. | 9 |  |  |  |  | 1371.71 | 12345.39
122 | N/A | PG Clamp for LV Transformer Bushing for 20MVA132/33Kv Transformer | No. | 7 |  |  |  |  | 1139.275 | 7974.925
123 | N/A | PG Clamp for LV Transformer Bushing for 5MVA 132/33Kv Transformer | No. | 6 |  |  |  |  | 1142.71 | 6856.26
124 | N/A | 3 Bolted PG Clamp P/P | No. | 4 |  |  |  |  | 1413.07 | 5652.28
125 | N/A | Silica Gel in blue colour crystal | Kg | 20 |  |  |  |  | 705.05 | 14101
126 | N/A | CT clamp 132 KV for ACSR Panther Conductor | No. | 5 |  |  |  |  | 1229.56 | 6147.8
127 | N/A | Isolator Clamp 132 KV for ACSR Panther Conductor | No. | 5 |  |  |  |  | 2339.94 | 11699.7
128 | N/A | Old & Used Cotton Dhoti | No. | 5 |  |  |  |  | 85.55 | 427.75
129 | N/A | 33 KV Voltmeter | No. | 3 |  |  |  |  | 6985.6 | 20956.8
130 | N/A | 132 KV Voltmeter | No. | 3 |  |  |  |  | 6985.6 | 20956.8
131 | N/A | MW meter | No. | 5 |  |  |  |  | 6979.7 | 34898.5
132 | N/A | MVAR meter | No. | 4 |  |  |  |  | 6979.7 | 27918.8
133 | N/A | Grease Standard Quality | Kg. | 1.9 |  |  |  |  | 590 | 1121
134 | N/A | 145 KV (5 core) CT (200/100/1A) | No. | 1 |  |  |  |  | 178180 | 178180
135 |  | Surge Counter for LA | No. | 6 |  |  |  |  | 12873.8 | 77242.8
136 |  | 145 KV CVT (Accuracy Class 0.5) | No. |  |  | 2 |  |  | 15000 | 30000
137 |  | 145 KV CVT (1 phase) without junction box | No. | 3 |  |  |  |  | 441320 | 1323960
138 |  | CVT clamp suitable for ACSR Panther Conductor | No. | 3 |  |  |  |  | 1298 | 3894
139 |  | 120 KV Lightening Arrester | No. | 15 |  |  |  |  | 135700 | 2035500
140 |  | 30KV Lightening Arrester | No. | 9 |  |  |  |  | 28556 | 257004
141 |  | Solar light system for street light (LED type with pole and other mounting accessories) | No. | 8 |  |  |  |  | 78400 | 627200
142 | MM0M007001 | Bucholz relay (80NB) | No. |  |  |  |  | 4 | 650 | 2600
143 | MM0M007002 | Bucholz relay (50NB) | No. |  |  |  |  | 3 | 650 | 1950
144 | MM0M007004 | Oil Surge Relay Transformer Relay | No. |  |  |  |  | 7 | 500 | 3500
145 | QQ0Q001001 | Fire Fighting Foam type 50 Ltr | No. |  |  |  |  | 8 | 500 | 4000
146 | SS4S402020 | 33 KV Isolator porcelain post Insulator | No. |  |  |  |  | 22 | 50 | 1100
147 | VV1V101037 | 132/33 KV HV-20 MVA Transformer Bushing | No. |  |  |  |  | 3 | 16800 | 50400
148 | VV2V204000 | Transformer Oil Burnt | Ltr |  |  |  |  | 42154 | 20 | 843080
149 | VV2V204007 | TF oil Empty oil drum | No. |  |  |  |  | 246 | 216.2602 | 53200.0018
150 | VV3V303006 | 145 KV CT 200/100/1 A 3 Core Accuracy 0.2 | No. |  |  |  |  | 1 | 13352.5 | 13352.5
151 | YY0Y003005 | 300 AH Tubular lead acid battery cell 2 Volt | No. |  |  |  |  | 55 | 200 | 11000
152 | N/A | Old & defective 145 KV Condenser bushing for 5 MVA TF | No. |  |  |  |  | 1 | 1200 | 1200
153 | N/A | O/C & E/F Relay defective | No. |  |  |  |  | 1 | 5628.4 | 5628.4
154 | N/A | CO2 Type Fire Ext. 2.2 Kg. Capacity scrap | No. |  |  |  |  | 2 | 150 | 300
155 | N/A | CO2 Type Fire Ext. 4.5 Kg. Capacity scrap | No. |  |  |  |  | 4 | 300 | 1200
156 | N/A | Stored pressure type 10 Kg Capacity Fire Ext. Scrap | No. |  |  |  |  | 10 | 100 | 1000
157 | N/A | CO2 Type Fire Ext. 22.5 Kg. Capacity scrap | No. |  |  |  |  | 2 | 1650 | 3300
158 | N/A | CO2 Type Fire Ext. 9 Kg. Capacity scrap | No. |  |  |  |  | 2 | 675 | 1350
159 | N/A | AFFF mechanical foam type 9 Ltr Capacity Fire Ext. Scrap | No. |  |  |  |  | 2 | 100 | 200
160 | N/A | Stored pressure type 10 Kg Capacity Fire Ext. Scrap | No. |  |  |  |  | 4 | 100 | 400
161 | N/A | Stored pressure type 25 Kg Capacity Fire Ext. Scrap | No. |  |  |  |  | 4 | 250 | 1000
162 | VV2V207001 | (WTI) Scrap | No. |  |  |  |  | 1 | 50 | 50
163 | MM0M007004 | Oil Surge Relay Transformer Relay (Scrap) | No. |  |  |  |  | 1 | 500 | 500
164 |  | 33 KV CB (Defective) | No. |  |  |  |  | 1 | 5000 | 5000
165 |  | UB+0 type tower part galv. Damaged | Kg. |  |  |  |  | 70 | 40 | 2800
|  | JE Name |  |  | AE Name |  |  |  | EE Name
|  | Shri Pawan Lohani |  |  | Shri Sunil Singh |  |  | Shri Manish Kumar Tamta
Note: Kindly provide Divisional level compiled inventory details through your respective Superintending Engineer.
Name of Circle/ Zone :- Haldwani / Kumaon Name of Substation :- 132 KV S/s Pithoragarh
Name of Division:- O&M Almora Month : March 2025
Stock & T&P Material Up To : 31 March 2025 of Sri Anand Singh Gobari J.E. At 132 KV Substation Pithoragarh
S.n. | Item code | Item Description | Unit | Quantity |  |  |  |  | Book Value per Unit | Total Cost
|  |  |  | Useable | Unservicable | Obsolete | Non Moving | Scrap
1 | AA0A002001 | ACSR Conductor Moose | Km | 0.098 |  |  |  |  | 300000 | 29400
2 | AA0A004001 | ACSR Conductor Zebra Conductor in pieces | Mtr. | 65 |  |  |  |  | 100 | 6500
3 | AA0A004002 | Damaged ACSR Conductor Zebra Conductor in pieces | Mtr. | 66 |  |  |  |  | 40 | 2640
4 | AA0A005001 | Damaged ACSR Conductor Panther | Mtr. | 545 |  |  |  |  | 50 | 27250
5 | BB0B002001 | 552.50 KVARCapacitor Cell suitable for2X5 MVAR CAPACITOR Bank |  | 1 |  |  |  |  | 115109 | 115109
6 | CC0C002008 | PVC Control Cable - W/o Armoured- 10x2.5mm | Mtr. | 142 |  |  |  |  | 122.76 | 17431.92
7 | CC0C002010 | PVC Control Cable 6core | Km. | 0.065 |  |  |  |  | 120039.3 | 7802.5545
8 | CC0C002010 | PVC Control Cable 6core | Km. | 0.389 |  |  |  |  | 114793 | 44654.477
9 | CC0C002011 | PVC Control Cable 4 core | Km. | 0.105 |  |  |  |  | 88528 | 9295.44
10 | CC0C002013 | PVC Control Cable 2X2.5 sqmm copper | Mtr | 500 |  |  |  |  | 100.24 | 50120
11 | CC6C302002 | 300mm square 33 KV XLPE cable termination kit (out door type) | No | 1 |  |  |  |  | 38940 | 38940
12 | FF3F301036 | 66 KV Dismanteled Colum with Nuts & Bolts | MT | 2.492 |  |  |  |  | 55000 | 137060
13 | FF3F301040 | Galvanised Steelstructure with bolts & Nuts (01 No. Colum) | MT | 0.845 |  |  |  |  | 79980 | 67583.1
14 | FF4F401011 | Galvanised Nuts & Bolts-16x85 mm | No | 50 |  |  |  |  | 9.5 | 475
15 | FF4F401023 | Galvanised Nuts & Bolts-16x50 mm / 16 X 2"/5/8" | No | 964 |  |  |  |  | 7 | 6748
16 | FF6F601006 | GI Pack Washer- 16x8 mm | No | 91 |  |  |  |  | 3 | 273
17 | FF7F701004 | MS Earthing rod- 36 mm dia | kg | 141.9 |  |  |  |  | 30 | 4257
18 | FF9F902001 | Alimunium - Strip 25x3 mm | Mtr. | 37 |  |  |  |  | 15 | 555
19 | HH6H601004 | Jaws Finger of 132 KV Isolater | No. | 7 |  |  |  |  | 5788.5 | 40519.5
20 | HH8H801002 | Jaw of 33 KV Isolater | No. | 4 |  |  |  |  | 3206.38 | 12825.52
21 | HH8H801006 | 132/33 KV Jaw | No. | 5 |  |  |  |  | 3700 | 18500
22 | HH9H901017 | Old & Used Isolator Clamp for Double Panther conductor | No | 6 |  |  |  |  | 500 | 3000
23 | HH9H901020 | Heavy duty terminal connector 6 bolted for ACSR Dog conductor for 33 KV Isolator | No | 11 |  |  |  |  | 1163.38 | 12797.18
24 | II0I004001 | 70 KN Disc Insulator | No | 4 |  |  |  |  | 281 | 1124
25 | II1I102004 | PG Clamp Moose- Panther 3 bolted type | No | 2 |  |  |  |  | 1190.62 | 2381.24
26 | II1I102004 | Old & Used PG Clamp Moose- Panther | No | 15 |  |  |  |  | 350 | 5250
27 | II1I103003 | PG Clamp Deer- Panther | No | 4 |  |  |  |  | 220 | 880
28 | II1I103003 | Old & Used PG Clamp Deer- Panther | No | 6 |  |  |  |  | 200 | 1200
29 | II1I104002 | PG Clamp Zebra- Panther | No | 17 |  |  |  |  | 500 | 8500
30 | II1I104002 | Old & Used PG Clamp Zebra- Panther | No | 10 |  |  |  |  | 300 | 3000
31 | II1I104003 | PG Clamp Zebra- Dog with 16 mm dia 4 bolted type | No | 9 |  |  |  |  | 709.37 | 6384.33
32 | II1I105003 | PG Clamp Panther- Dog 3 bolted type | No | 7 |  |  |  |  | 1100.95 | 7706.65
33 | II1I106001 | PG Clamp Panther to Racoon with 13 mm dia 3 bolted type | No | 5 |  |  |  |  | 698 | 3490
34 | II2I204002 | C-wedge Clamp suitable for ACSR Zebra- Panther conductor | No | 9 |  |  |  |  | 3229.08 | 29061.72
35 | II8I807002 | Bolted Type Tension Fitting Moose Conductor | No | 4 |  |  |  |  | 3405 | 13620
36 | II8I807005 | Bolted Type Tension Fitting Panther | No | 4 |  |  |  |  | 1350 | 5400
37 | II8I807005 | Bolted Type Tension Fitting Panther | No | 6 |  |  |  |  | 3178 | 19068
38 | II8I807005 | Old & Used Bolted Type Tension Fitting Panther | No | 6 |  |  |  |  | 1500 | 9000
39 | JJ1J103005 | Tripping coil of 132 Kv SF6 Ckt. Breaker of AREVA make | No | 2 |  |  |  |  | 4653.5 | 9307
40 | JJ1J103005 | Tripping coil of 132 Kv SF6 Ckt. Breaker of ABB make | No | 2 |  |  |  |  | 5221 | 10442
41 | JJ1J105005 | Tripping coil 110 V DC forABB Breaker | No | 3 |  |  |  |  | 3961.15 | 11883.45
42 | JJ1J105005 | Tripping coil ABB Make | No | 2 |  |  |  |  | 6787.3 | 13574.6
43 | JJ1J105005 | Tripping coil 110 V DC for 33 KV BHEL Ckt. Breaker | No | 1 |  |  |  |  | 5003.2 | 5003.2
44 | JJ1J105007 | Closing coil 110V DC for ABB breaker | No | 5 |  |  |  |  | 3961.15 | 19805.75
45 | JJ1J105007 | Closing coil ABB Make | No | 3 |  |  |  |  | 6804.33 | 20412.99
46 | JJ1J105034 | Single phase Spring charge motor for 33 KV SF6 Ckt. Breaker CGL make | No | 1 |  |  |  |  | 30645 | 30645
47 | KK0K003001 | 145 KV LA with surge counter | No | 1 |  |  |  |  | 74343 | 74343
48 | KK0K005001 | 33 KV Polymer Lightning Arrestor with surge counter | No | 2 |  |  |  |  | 20001 | 40002
49 | KK1K001007 | 132 KV Lightning Arrester counter | No | 2 |  |  |  |  | 11782.3 | 23564.6
50 | LL6L602002 | 1.5 Sq.mm Flexible wire roll (90 mtr. Each) | Nos. | 1 |  |  |  |  | 2944.1 | 2944.1
51 | MM3M301006 | Volt Meter | Nos. | 2 |  |  |  |  | 5835.1 | 11670.2
52 | MM3M302006 | Ampere Meter | Nos. | 3 |  |  |  |  | 5835.1 | 17505.3
53 | MM1M114005 | T&C selector switch | Nos. | 1 |  |  |  |  | 5245.1 | 5245.1
54 | MM1M108016 | 440 V,63 Amp TP Iron Clad Switch make Havells | Nos. | 1 |  |  |  |  | 7706.65 | 7706.65
55 |  | Energy meter | Nos. | 1 |  |  |  |  | 10215 | 10215
56 | QQ1Q106001 | Wire mesh fencing with four row barbed wire | Mtr. | 20 |  |  |  |  | 3972 | 79440
57 | SS1S104007 | Contactor 415V AC 220v ac 38 Amps. 440v with auxilary | Nos. | 2 |  |  |  |  | 5675 | 11350
58 | SS5S501003 | 63 Amp. 4 poleMCCB | Nos. | 10 |  |  |  |  | 7945 | 79450
59 | VV2V201002 | nitril gasket 10mm thickness | Sqmtr. | 5.28 |  |  |  |  | 2542.4 | 13423.872
60 | VV2V201003 | nitril gasket 8mm thickness | Sqmtr. | 7.7 |  |  |  |  | 2264.32 | 17435.264
61 | VV2V201005 | nitril gasket 6mm thickness | Sqmtr. | 6.48 |  |  |  |  | 2037.32 | 13201.8336
62 | VV3V301001 | ElectrolT/F oil as per Is 335:1993 | KL | 0.418 |  |  |  |  | 81213.5 | 33947.243
63 | VV3V301001 | EHV Grade Transformer oil,Conferming IS:335 :1993 | KL. | 0.418 |  |  |  |  | 62540 | 26141.72
64 | VV3V301007 | Empty Trasformer oil Drum | Nos. | 135 |  |  |  |  | 250 | 33750
65 | VV3V301003 | Stainless steel T/F Oil Sampling Container of 2 Ltr. Capacity | No | 6 |  |  |  |  | 13620 | 81720
66 | VV3V301004 | Stainless steel T/F Oil Sampling Container of 1 Ltr. Capacity | No | 3 |  |  |  |  | 10442 | 31326
67 | VV3V302003 | Bucholz relay for transformer | No | 1 |  |  |  |  | 20428.39 | 20428.39
68 | VV4V403002 | magnetic oil level guage | No | 1 |  |  |  |  | 16911.5 | 16911.5
69 | VV5V503002 | 132 KV three core CT having CT ratio 800/400/1A(Hepta care) | No | 1 |  |  |  |  | 105693 | 105693
70 | VV5V503013 | 145 KV CT 200/100/1A with terminal connector | Nos. | 3 |  |  |  |  | 73468 | 220404
71 | VV7V705005 | Junction Box for 33 KV CT | No | 1 |  |  |  |  | 6549 | 6549
72 | VV7V705005 | Junction Box for 33 KV PT | Nos. | 1 |  |  |  |  | 5133 | 5133
73 | VV8V810003 | 145KV C.V.T. ABB make | No | 3 |  |  |  |  | 80000 | 240000
74 | II1I104001 | PG Clamp Zebra to Zebra Conductor | No | 1 |  |  |  |  | 1469 | 1469
75 |  | CT Clamp for Panther Conductor | Nos. | 1 |  |  |  |  | 1175.3 | 1175.3
76 | JJ8J801001 | Sulpher Hexa Fluride (SF6) Gas | Kg | 20 |  |  |  |  | 3882.2 | 77644
77 |  | CT Clamp Suitable for ACSR Panther conductor | Nos. | 2 |  |  |  |  | 1231.92 | 2463.84
78 | HH8H801043 | 132 KV Isolator Clamp Suitable for ACSR Panther conductor | Nos. | 9 |  |  |  |  | 2341.12 | 21070.08
79 | FF4F401043 | 12 mm Thickness 2.5 inches long GI Nuts & bolts with two washer | Nos. | 150 |  |  |  |  | 29.205 | 4380.75
Obselet & Scrap Material
80 | AA1A102001 | Galvanized earth wire for 7/10 S.W.G. (SCRAP) | Mtr. |  |  |  |  | 1202 | 2 | 2404
81 | BB0B002001 | Damaged capacitor cell | Nos. |  |  |  |  | 1 | 500 | 500
82 | CC3C305002 | Old & Used 33 KV XLPE Cable in Pieces | Mtr. |  |  |  |  | 81 | 100 | 8100
83 | CC5C506002 | 11 KV Cable box XLPE 3X400 Sq.mm outdoor type | No. |  |  | 1 |  |  | 0 | 0
84 |  | empty cement Bag | No |  |  |  |  | 4504 | 2 | 9008
85 | HH1H105001 | Bus isolator 33kv old and used incomplete | No |  |  |  |  | 1 | 1500 | 1500
86 | II8I802005 | Double tension fitting for panther incomplete | Nos. |  |  |  |  | 12 | 800 | 9600
87 |  | 11 KV. pin | Nos. |  |  | 8 |  |  | 20 | 160
88 | JJOJ003002 | Old & Used 132 KV Ckt. Breaker (ABB) | No |  |  | 2 |  |  | 50000 | 100000
89 | JJ0J05004 | Old & Used 33 KV Ckt. Breaker (VCB)BHEL | Nos. |  |  | 1 |  |  | 40000 | 40000
90 | JJ0J005005 | B.O.C.B. 33KV old damaged without oil incomplete | No |  |  |  |  | 1 | 50000 | 50000
91 | JJ0J005006 | B.O.C.B. 33KV old and used | No |  |  | 1 |  |  | 100000 | 100000
92 | JJ1J105019 | Defective Spring charge motor of 33 kv ckt. Breaker (ABB) | Nos. |  |  |  |  | 5 | 500 | 2500
93 | JJ1J105019 | Defective Spring charge motor for 33 Kv BHEL Ckt. Breaker | Nos. |  |  |  |  | 1 | 500 | 500
94 | KK0K005001 | Old & Used 30 KV LA | Nos. |  |  | 5 |  |  | 2000 | 10000
95 | MM2M20 | Old & UsedAnalog Amp & Volt Meter | Nos. |  |  | 17 |  |  | 200 | 3400
96 | MM2M20 | old & Used analog MW/Mvar meter | Nos. |  |  | 2 |  |  | 200 | 400
97 | MM3M30 | Defective digital Amp./ Volt,MW & MVAR Meter | Nos. |  |  |  |  | 15 | 20 | 300
98 | MM0M0190051 | Old & used O/C ,E/F relay (Inverse Type) CDG | Nos. |  |  | 3 |  |  | 500 | 1500
99 |  | Defective Energy Meter 3Phase ,3Wire(Secure meter Ltd.) | Nos. |  |  |  |  | 3 | 50 | 150
100 | MM0M019005 | Defective AC fail relay | No. |  |  |  |  | 1 | 200 | 200
101 | MM0M009005 | Defective AC trip ckt. Supervision relay | No. |  |  |  |  | 1 | 200 | 200
102 |  | Old & Used Energy Meter 3Phase ,3Wire | Nos. |  |  | 6 |  |  | 100 | 600
103 |  | Old & Used Energy Meter 3Phase ,4Wire | Nos. |  |  | 12 |  |  | 100 | 1200
104 | NN9N906001 | 11KV, 630 A, 350 MVA ,V.C.B. incoming panel make C.G.L. | No. |  |  | 1 |  |  | 312567 | 312567
105 | NN9N906002 | 11KV, 630 A, 350 MVA,V.C.B. outgoing panel make C.G.L. | No. |  |  | 2 |  |  | 312567 | 625134
106 | NN9N906002 | 11KV, 630 A, 350 MVA ,V.C.B. bus coupler make C.G.L. | No. |  |  | 1 |  |  | 312567 | 312567
107 | NN0N005002 | Old&used, Damaged 33kv Tripple feeder panel | No. |  |  |  |  | 1 | 3000 | 3000
108 | NN2N205001 | Old&used, Damaged 33kv Double feeder panel | No. |  |  |  |  | 2 | 2000 | 4000
109 | NN2N205001 | Damaged old&used 33kv feeder panel | No. |  |  |  |  | 2 | 2000 | 4000
110 | NN5N503001 | Damaged old & used OLTC panel of 3x5mva T/F-I & II,&20mva T/F | No. |  |  |  |  | 3 | 3000 | 9000
111 | VV2V202001 | damaged old & used silica gel jar | Nos. |  |  |  |  | 8 | 50 | 400
112 | VV3V302003 | Bucholtz relay damaged(defective) | Nos. |  |  |  |  | 4 | 500 | 2000
113 | VV3V303002 | Defective Oil surge relay | Nos. |  |  |  |  | 2 | 400 | 800
114 | VV4V401001 | Defective OTI meter | No. |  |  |  |  | 5 | 50 | 250
115 | VV4V402001 | Defective WTI meter | No. |  |  |  |  | 4 | 50 | 200
116 | VV4V404001 | Defective PRV | Nos. |  |  |  |  | 3 | 250 | 750
117 | VV4V406002 | Defective butterfly valve | No.s |  |  |  |  | 6 | 50 | 300
118 | VV4V406002 | Defective shut off valve | Nos. |  |  |  |  | 3 | 300 | 900
119 | VV4V403002 | Defective magnetic oil guage meter | No. |  |  |  |  | 2 | 300 | 600
120 | VV5V505012 | 33 KV CT 300/150/1 Amp. | Nos. |  |  | 3 |  |  | 20000 | 60000
121 | VV5V503009 | Old & Used 132 KV CT 800/400/200/1 Amp | Nos. |  |  | 2 |  |  | 40000 | 80000
122 | VV5V503011 | Old & Used 132 KV CT /400/200/1 Amp | Nos. |  |  | 1 |  |  | 40000 | 40000
123 | VV5V5050 | Old & Used 33 KV CT 400/200/1 Amp | Nos. |  |  | 3 |  |  | 20000 | 60000
124 | VV5V505013 | 33 KV CT 200/100/1 Amp. | nos. |  |  | 1 |  |  | 20000 | 20000
125 | VV5V503009 | repaired 132 KV CT 800/400/200/1A | Nos. |  |  | 1 |  |  | 15000 | 15000
126 | VV7V705002 | 33KV/110V burst &damaged P.T. without oil | No. |  |  |  |  | 1 | 200 | 200
127 | VV7V705002 | Old & Used 33 KV PT (1Ph) | No. |  |  | 6 |  |  | 20000 | 120000
128 | VV3V301002 | Transformer Oil (Carbonised) | Ltr. |  |  |  |  | 150 | 5 | 750
129 | VV3V301002 | Old and used Transformer Oil | Ltr. |  |  |  |  | 8663 | 10 | 86630
130 | YY0Y002005 | Battery set 110V, 60AH, old used and unserviceable | Set |  |  |  |  | 1 | 5000 | 5000
131 | YY1Y101006 | 02 V 300 AH Battery Cell Old & Used Damaged | Nos. |  |  |  |  | 10 | 500 | 5000
132 | YY3Y302003 | Damaged old & used Dc charger Panel | nos. |  |  |  |  | 1 | 10000 | 10000
133 | VV5V505021 | Old & Used 33 KV CT 400/200/1 Amp,2 core | Nos. |  |  | 3 |  |  | 20000 | 60000
134 |  | Battery set 110V, 300 AH Tubular lead acid, old used and unserviceable | Set |  |  |  |  | 1 | 11000 | 11000
135 |  | Old and used 132 KV CT 400/200/100/1A (SCT make) | Nos |  |  | 3 |  |  | 15000 | 45000
136 |  | Old & used 145 Kv CVT (ABB Make) | Nos |  |  | 3 |  |  | 15000 | 45000
137 |  | Old & Used 33 KV Ckt. Breaker (VCB) ABB Make | Nos |  |  | 2 |  |  | 40000 | 80000
T&P at 132 KV Substation Pithoragarh
S.n. | Item code | Item Description | Unit | Quantity |  |  |  |  | Book Value per Unit | Total Cost
|  |  |  | Useable | Unservicable | Obsolete | Non Moving | Scrap
1 | PP4P402010 | Steel Almirah 1830x760x460 | No.s | 1 | [5 empty] | 0
2 | PP4P402013 | Steel Almirah 1280x760x415 | No.s | 1 | [5 empty] | 0
3 | PP4P425022 | Office table with drawer | No.s | 2 | [5 empty] | 0
4 |  | Aram Chair Cane back sheet | No.s | 4 | [5 empty] | 0
5 | PP4P406002 | Office rack solid top 760x930x315 | No.s | 1 | [5 empty] | 0
6 | PP4P411008 | Bench wooden firmed | No.s | 1 | [5 empty] | 0
7 | PP1P117012 | Socket set Taparia | No.s | 1 |  |  |  |  | 2800 | 2800
8 | PP1P119012 | Pipe Wrench18" | No.s | 1 |  |  |  |  | 375 | 375
9 | PP1P121001 | Slide/adjustable wrench 8" | No.s | 1 |  |  |  |  | 150 | 150
10 | PP2P205004 | Digital Multimeter (Small) | No.s | 1 |  |  |  |  | 450 | 450
11 | PP1P118009 | Screw Driver 12" | No.s | 1 |  |  |  |  | 50 | 50
12 |  | Nose Plier | No.s | 1 |  |  |  |  | 125 | 125
13 | PP1P116008 | BOX Spanner | No.s | 2 |  |  |  |  | 40 | 80
14 | PP1P1140020 | D/E Spanner 12x13 | No.s | 2 |  |  |  |  | 18 | 36
15 | PP1P114018 | D/E Spanner 14x15 | No.s | 2 |  |  |  |  | 21 | 42
16 | PP1P114017 | D/E Spanner 16x17 | No.s | 2 |  |  |  |  | 25 | 50
17 | PP1P114013 | D/E Spanner 18x19 | No.s | 2 |  |  |  |  | 31 | 62
18 | PP1P114011 | D/E Spanner 20x22 | No.s | 2 |  |  |  |  | 39 | 78
19 | PP1P115015 | Ring Spanner 12x13 | No.s | 2 |  |  |  |  | 35 | 70
20 | PP1P115016 | RIng Spanner 14x15 | No.s | 2 |  |  |  |  | 37 | 74
21 | PP1P115017 | Ring Spanner 16x17 | No.s | 2 |  |  |  |  | 44 | 88
22 | PP1P115018 | Ring Spanner 18x19 | No.s | 2 |  |  |  |  | 57 | 114
23 | PP1P115019 | Ring Spanner 20x22 | No.s | 2 |  |  |  |  | 67 | 134
24 | PP1P115020 | Ring Spanner 21x23 | No.s | 2 |  |  |  |  | 97 | 194
25 | PP4P426002 | Office table with with sun mica top 4.5'x3' | No.s | 1 |  |  |  |  | 1800 | 1800
26 | PP4P411004 | Office Chair with arm (S) model | No.s | 1 |  |  |  |  | 1000 | 1000
27 |  | Centrifuging machine 500galen capacity | No.s | 1 | [5 empty] | 0
28 | DD0D001010 | Desck Top computer make-HCl | No.s | 1 |  |  |  |  | 26600 | 26600
29 | DD0D005007 | BiLangual key board | No.s | 1 |  |  |  |  | 153 | 153
30 |  | Internal modem(56kbps) | No.s | 1 |  |  |  |  | 187 | 187
31 | PP4P411010 | Office chair | No.s | 6 | [5 empty] | 0
32 | PP4P425020 | office table | No.s | 2 | [5 empty] | 0
33 | PP4P426015 | office table with sunmica top4'x2' | No.s | 1 | [5 empty] | 0
34 | PP4P402009 | Steel Almirah1860x760x430mm | No.s | 1 | [5 empty] | 0
35 | PP4P402020 | Steel Almirah (small) | No.s | 1 | [5 empty] | 0
36 | PP4P413002 | Charan Safe | No.s | 1 | [5 empty] | 0
37 | PP1P101006 | box 67x44x29 | No.s | 1 | [5 empty] | 0
38 | PP2P205001 | Multi meter make - Motwane | No.s | 1 |  |  |  |  | 6750 | 6750
39 | PP2P205001 | Multi meter make - Rishaabh | No.s | 1 |  |  |  |  | 6750 | 6750
40 | PP2P201001 | Tong Tester Make- Motwane | No.s | 1 |  |  |  |  | 10125 | 10125
41 | PP1P144006 | Discharge rod having 4.5 mtr. In 3peices1.5 mtr. Each &25 mtr.long cable | No.s | 1 |  |  |  |  | 13500 | 13500
42 | PP2P211001 | Vaccume cleanerMake-EurekaForbes | No.s | 1 |  |  |  |  | 11812 | 11812
43 | PP1P147006 | Hand Drill With all size bit Make-Bosch | No.s | 1 |  |  |  |  | 9900 | 9900
44 | PP1P126003 | Earth Tester Make -Waco | No.s | 1 |  |  |  |  | 9000 | 9000
45 | PP2P203002 | DC Load Tester | No.s | 1 |  |  |  |  | 11137 | 11137
46 | PP4P425021 | Table with both size drawer of size 5x3 feet | No.s | 1 |  |  |  |  | 15322.5 | 15322.5
47 | PP4P432005 | Computer table with one side drawer | No.s | 1 |  |  |  |  | 3972.5 | 3972.5
48 | PP4P403003 | Filling cabinet with four drawer of 52"x15"x27"(18-20Guage) | No.s | 1 |  |  |  |  | 12768.75 | 12768.75
49 | PP4P402018 | Almirah with five sleves | No.s | 2 |  |  |  |  | 12768.75 | 25537.5
50 | PP4P411008 | Steel bench with 3 seats | No.s | 1 |  |  |  |  | 9874.5 | 9874.5
51 | PP4P409022 | Low back Excutive chair | No.s | 1 |  |  |  |  | 5902 | 5902
52 | PP4P411012 | Vistor chair | No.s | 4 |  |  |  |  | 2724 | 10896
53 | PP4P412010 | Stool | No.s | 2 |  |  |  |  | 1135 | 2270
Scrap T&P at 132 KV Substation Pithoragarh
1 |  | Mobile phone R-220 make -Samsung | Nos. |  |  |  |  | 1 | 0 | 0
2 | PP4P411003 | Office Chair without arm (S) model | No.s |  |  |  |  | 4 | 550 | 2200
3 | DD2D201005 | Mc Afee Anti virus | No.s |  |  |  |  | 1 | 900 | 900
4 | DD2D203003 | Ms office 2007 standard molp without media | No.s |  |  |  |  | 1 | 11036 | 11036
5 | DD1D102011 | Combo drive | No.s |  |  |  |  | 1 | 297 | 297
6 | DD0D004003 | TFT 39.5cm Monitor make HCL | No.s |  |  |  |  | 1 | 3330 | 3330
7 | DD1D101005 | UPS 1.0kva,/68vahmake-Uniline | No.s |  |  |  |  | 1 | 5157 | 5157
8 | PP2P204007 | Hand driven analog megger 5kv make-waco | No.s |  |  |  |  | 1 | 14062.5 | 14062.5
9 | PP2P204010 | Electronic Analog Megger5kv Make-Waco | No.s |  |  |  |  | 1 | 16312 | 16312
10 | DD0D007019 | Multi functionPrinter Samsung SCX4521F Sl.No.-8p67bacz801714b | No.s |  |  |  |  | 1 | 12733 | 12733
Stock material up to : 31 March 2025 of Sri Jitendra Joshi J.E. At 132 KV Sub Division Pithoragarh
S.n. | Item code | Item Description | Unit | Quantity |  |  |  |  | Book Value per Unit | Total Cost
|  |  |  | Useable | Unservicable | Obsolete | Non Moving | Scrap
1 | AA0A005001 | ACSR Panther Conductor | Mtr. | 331 |  |  |  |  | 82.5 | 27307.5
2 | AA0A005001 | Old used & damaged ACSR panther conductor | Mtr. | 1904 |  |  |  |  | 50 | 95200
3 | AA0A005001 | ACSR panther conductor | KM | 1.3 |  |  |  |  | 82500 | 107250
4 | AA0A008001 | old & used ACSR Dog conductor in pieces | Mtr. | 2010 |  |  |  |  | 76.5 | 153765
5 | AA1A102001 | old & used 7/10 SWG earth wire in pieces | Kg | 217 |  |  |  |  | 10 | 2170
6 | AA0A008001 | ACSR dog conductor | km | 0.99 |  |  |  |  | 85125 | 84273.75
7 | FF2F233012 | Template for “C” type tower | M.T. | 0.71 |  |  |  |  | 29841 | 21187.11
8 | FF2F233010 | Template for “B” type tower | M.T. | 0.666 |  |  |  |  | 27000 | 17982
9 | FF4F402123 | Hot dip galv. Flat washer 16*5 mm | No. | 1000 |  |  |  |  | 3.38 | 3380
10 | FF0F003011 | Galv. Tower parts for “C” type | M.T. | 9.8112 |  |  |  |  | 116905 | 1146978.336
11 | FF4F401027 | Galv. Nuts & bolts16*35 , W.T/Pcs.= 0.117kg | kg | 69.852 |  |  |  |  | 116.905 | 8166.0481
12 | FF4F401024 | Galv. Nuts & bolts16*40 , W.T/Pcs.= 0.125kg | kg | 28.625 |  |  |  |  | 116.905 | 3346.4056
13 | FF4F401025 | Galv. Nuts & bolts16*45 , W.T/Pcs.= 0.133kg | kg | 40.305 |  |  |  |  | 116.905 | 4711.856
14 | FF4F401023 | Galv. Nuts & bolts16*50 , W.T/Pcs.= 0.141kg | kg | 51.906 |  |  |  |  | 116.905 | 6068.0709
15 | FF4F401022 | Galv. Nuts & bolts16*55 , W.T/Pcs.= 0.149kg | kg | 5.372 |  |  |  |  | 116.905 | 628.0137
16 | FF4F401019 | Galv. Nuts & bolts16*60 , W.T/Pcs.= 0.157kg | kg | 0.310 |  |  |  |  | 116.905 | 36.2405
17 | FF4F401008 | Galv. Nuts & bolts16*175 , W.T/Pcs.= 0.417kg | kg | 85.352 |  |  |  |  | 116.905 | 9978.0756
18 | FF4F402104 | M 16 pack washer 6mm w.t/Pcs=0.034kg | kg | 4.9 |  |  |  |  | 116.905 | 572.8345
19 | FF4F402103 | M 16 pack washer 8mm w.t/Pcs=0.045kg | kg | 5.4 |  |  |  |  | 116.905 | 631.287
20 | FF4F402104 | M 16 pack washer 10mm w.t/Pcs=0.057kg | kg | 3.43 |  |  |  |  | 116.905 | 400.9841
21 | FF4F402105 | M 16*5 pack washer w.t/Pcs=0.011kg | kg | 8.687 |  |  |  |  | 116.905 | 1015.5537
22 | FF4F402139 | MS channel size 125*65 mm for top channel of SP-72 pole | M.T. | 0.386 |  |  |  |  | 73775 | 28477.15
23 | FF2F233003 | GI template B-type | M.T. | 3.587 |  |  |  |  | 76250 | 273508.75
24 | FF2F233005 | GI template C-type | M.T. | 4.065 |  |  |  |  | 76250 | 309956.25
25 | II5I501004 | Mid Span Joints | No. | 102 |  |  |  |  | 80 | 8160
26 | II5I502004 | Repair Sleeve for Panther | No. | 62 |  |  |  |  | 40 | 2480
27 | II5I501009 | Mid Span Joint for Earth wire | No. | 23 |  |  |  |  | 30 | 690
28 | II0I002001 | 11kv 120 KN disc insulator | No. | 0 |  |  |  |  | 464 | 0
29 | II0I002002 | 120 KN silicon rubber/polymer disc insulator including cross arm & conductor end fitting | Nos. | 2 |  |  |  |  | 9363.75 | 18727.5
30 | II1I102004 | PG clamp moose to panther 4 bolted type | Nos. | 19 |  |  |  |  | 1475.5 | 28034.5
31 | II1I102001 | PG clamp moose to moose | Nos. | 15 |  |  |  |  | 2258.65 | 33879.75
32 | II0I002001 | disc insulator | Nos | 157 |  |  |  |  | 464 | 72848
33 | II0I004001 | 70 KN 11kv disc insulator | Nos | 555 |  |  |  |  | 300 | 166500
34 | II8I801005 | Tension Fitting (120Kn) for Panther conductor complete | Nos | 6 |  |  |  |  | 9555.64 | 57333.84
35 |  | Steel rope ½” dia best quality ISI mark | Mtr. | 280 |  |  |  |  | 355.95 | 99666
36 |  | Banded & damaged tower parts | M.T. | 4.19 |  |  |  | 1 | 29841 | 154874.79
37 |  | Dismantled old & damaged tower parts | M.T. | 3.24947 |  |  |  |  | 29841 | 96967.4343
38 |  | MS angel size 65*65*6 mm for bracing of SP-72 pole | M.T. | 0.3574 |  |  |  |  | 79450 | 28395.43
39 |  | old & used tower parts | M.T. | 7.6325 |  |  |  |  | 29841 | 227761.4325
40 |  | PG Clamp Panther to Panther | Nos | 1 |  |  |  |  | 1175.28 | 1175.28
41 | FF2F233003 | Galvanized Template (2 Nos.) of B type tower including bolts,nuts & washers | MT | 1.3662 |  |  |  |  | 156751.2 | 214153.4894
42 | FF2F233005 | Galvanized Template (2 Nos.) of C type tower including bolts,nuts & washers | MT | 2.3904 |  |  |  |  | 156751.2 | 374698.0685
43 | FF2F233007 | Galvanized Template of Speciaal/C type tower including bolts,nuts & washers | MT | 2.1537 |  |  |  |  | 156751.2 | 337595.0594
44 | AA0A005001 | ACSR Panther Conductor in pieces | Kms | 7.437 |  |  |  |  | 294287.28 | 2188614.5014
45 |  | GS Earth wire7/10 SWG | Kms | 0.801 |  |  |  |  | 57806.43 | 46302.9504
46 | II8I802005 | Double Tension fitting for ACSR Panther Conductor suitable for 120 KN disc insulator | Sets | 13 |  |  |  |  | 6352.176 | 82578.288
47 |  | Pilot fitting forACSRR Panther conductor suitable for 70 KN disc insulator | Sets | 24 |  |  |  |  | 2064.292 | 49543.008
48 |  | Tension fitting for GS earth wire 7/10 SWG | Sets | 2 |  |  |  |  | 1058.696 | 2117.392
49 | II5I501004 | mid span compression joint for ACSR Panther conductor | Nos | 21 |  |  |  |  | 1164.5656 | 24455.8776
50 | II5I501009 | mid span compression joint for GS Earth wire 7/10 SWG | Nos | 5 |  |  |  |  | 476.4132 | 2382.066
51 | FF4F402184 | Flexible copper bond | Nos | 2 |  |  |  |  | 1164.5656 | 2329.1312
52 | II0I002001 | Disc insulator 120 KN | Nos | 65 |  |  |  |  | 315.3078 | 20495.007
53 | II0I004001 | Disc insulator 70 KN | Nos | 121 |  |  |  |  | 289.0292 | 34972.5332
54 | AA0A006001 | AACSR conductor panther equivalent | Kms | 1.245 |  |  |  |  | 366729.274 | 456577.9461
55 |  | Modified earth wire (7/4 m.m.) | Kms | 1.199 |  |  |  |  | 110572.431 | 132576.3448
56 | II8I802006 | Double Tension fitting for Single AACSR Panther Conductor suitable for 160 KN disc insulator | Sets | 2 |  |  |  |  | 14484.5 | 28969
57 |  | mid span joint for AACSR panther conductor | Nos | 6 |  |  |  |  | 2655 | 15930
58 | II5I502005 | Repair sleevefor AACSR panther conductor | Nos | 6 |  |  |  |  | 1071.617 | 6429.702
59 |  | Vibration damper forAACSR panther conductor | Nos | 3 |  |  |  |  | 2912.7946 | 8738.3838
60 |  | Flexible copper bond for modified earth wire (7/4 m.m.) | Nos | 3 |  |  |  |  | 1726.104 | 5178.312
61 |  | MSJ for modifiedearth wire (7/4 m.m.) | Nos | 3 |  |  |  |  | 359.605 | 1078.815
62 |  | vibration damper for modified earth wire (7/4 m.m.) | Nos | 1 |  |  |  |  | 2414.28 | 2414.28
63 |  | Compression type tension fitting for modified earth wire (7/4 m.m.) | Sets | 1 |  |  |  |  | 2013.788 | 2013.788
64 | II0I001001 | 160 KN porcelain insulator | Nos | 7 |  |  |  |  | 1124.1506 | 7869.0542
T&P at 132 KV Substation Pithoragarh (Line)
S.n. | Item code | Item Description | Unit | Quantity |  |  |  |  | Book Value per Unit | Total Cost
|  |  |  | Useable | Unservicable | Obsolete | Non Moving | Scrap
1 | PP0P001004 | Bolted type come along clamp,7 bolts for ACSR Panther conductor | No.s | 2 |  |  |  |  | 6619.8 | 13239.6
2 | PP0P001013 | come along clamp,4 bolted type suitable for 7/10 SWG Earth wire, | No.s | 1 |  |  |  |  | 4590.2 | 4590.2
3 | PP0P021012 | Single sheave pulley open type of 5 ton capacity, | No.s | 2 |  |  |  |  | 3964.8 | 7929.6
4 | PP3P301001 | Helmet yellow | No.s | 2 |  |  |  |  | 342.2 | 684.4
5 | PP3P301005 | Safety belt PN 17 full body, | No.s | 2 |  |  |  |  | 2808.4 | 5616.8
6 |  | Hydraulic conductor cutter, | No.s | 1 |  |  |  |  | 46728 | 46728
7 | PP0P017021 | Steel rope endless sling 10 ton capacity 12 mm 1.5 Mtr, | No.s | 1 |  |  |  |  | 3410.2 | 3410.2
8 | PP0P017021 | Steel rope endless sling 10 ton capacity 12 mm 3 Mtr, | No.s | 1 |  |  |  |  | 6442.8 | 6442.8
Name of Circle/ Zone :- Haldwani / Kumaon Name of Substation :- 132 KV S/s Bageshwar
Name of Division:- O&M Almora Month : March- 2025
Stock & T&P Material Up To : 22 February 2025 of Sri Mukesh Kumar Pandey J.E. At 132 KV Substation Bageshwar
S.n. | Item code | Item Description | Unit | Quantity |  |  |  |  | Book Value per Unit | Total Cost
|  |  |  | Useable | Unservicable | Obsolete | Non Moving | Scrap
1 | VV2V204001 | Transformer Oil | Ltr | 20 |  |  |  |  | 73.16 | 1463.2
2 | FF4F403007 | Flexible Copper Bond for Earthing | Nos. | 34 |  |  |  |  | 1312.16 | 44613.44
3 |  | Solar light system for street light (LED type with pole & other mounting accessories) | Nos. | 8 |  |  |  |  | 78400 | 627200
4 |  | Defective 16 A SINGLE POLE MCB | No. |  |  |  |  | 1 | 1 | 1
5 |  | Defective BAJAJ BZRSQL 36W GZI (LED CEILING PANEL Light) | No. |  |  |  |  | 5 | 10 | 50
6 |  | Defective BAJAJ 13975 BI PC ( LED Tubelight) | No. |  |  |  |  | 3 | 5 | 15
7 |  | Defective BAJAJ BCLAB ( LED Tubelight) | No. |  |  |  |  | 3 | 10 | 30
8 |  | Defective & Damaged FLOOD LIGHT FIXTURE WITH ALUMINIUM ENCLOSURE | No. |  |  |  |  | 2 | 15 | 30
9 |  | Defective Cartridge for Printer | No. |  |  |  |  | 1 | 5 | 5
10 |  | Defective Set of Filters (1 No. Lube oil,fuel &Air ckt) | Set. |  |  |  |  | 1 | 75 | 75
11 |  | Defective VOLTMETER ANALOG TYPE 110V DC (300-0-300V) | No. |  |  |  |  | 1 | 1 | 1
12 |  | Defective 120 AH 12 V Lead Acid Battery | No. |  |  |  |  | 2 | 200 | 400
13 |  | Defective LED CEILING PANEL Light | No. |  |  |  |  | 2 | 10 | 20
14 |  | Defective Street Lighting LED Light | No. |  |  |  |  | 5 | 10 | 50
15 |  | Defective & Damaged High water temp. safety controller | No. |  |  |  |  | 1 | 1 | 1
16 |  | Old & Used 33 KV GIS Type single phase current transformers (CT Ratio400-200-100/1) | No. | 3 |  |  |  |  | 632380 | 1897140
17 |  | Defective 80 mm NB Butterfly Valb | No. |  |  |  |  | 2 | 80 | 160
T&P at 132 KV Substation Bageshwar
S.n. | Item code | Item Description | Unit | Quantity |  |  |  |  | Book Value per Unit | Total Cost
|  |  |  | Useable | Unservicable | Obsolete | Non Moving | Scrap
1 | PP2P220004 | Ciling Fan (Bajaj) | No | 1 |  |  |  |  | 1475 | 1475
2 | PP2P204007 | Meggar 5KV | No | 1 |  |  |  |  | 334420.63 | 334420.63
3 | PP2P204009 | Meggar 1KV | No | 1 |  |  |  |  | 1114735.43 | 1114735.43
4 | DD0D002006 | Automatic capacitor and Tand delta measuring kit | No | 1 |  |  |  |  | 2675365.02 | 2675365.02
5 | PP2P205005 | Digital Multimeter | Nos | 1 |  |  |  | 1 | 7431.57 | 14863.14
6 | PP2P203003 | Leakage teaster (tong type) | No | 2 |  |  |  |  | 14863.14 | 29726.28
7 | PP1P126005 | Selective level meter | No | 1 |  |  |  |  | 350977.5 | 350977.5
8 | N/A | Signal Generator | No | 1 |  |  |  |  | 350977.5 | 350977.5
9 | N/A | Micro ohm meter | No | 1 |  |  |  |  | 21058.65 | 21058.65
10 | PP1P114034 | D-spanner set (Insulated) | No | 2 |  |  |  |  | 2105.87 | 4211.74
11 | PP1P115008 | Ring Spanner set (Insulated) | No | 2 |  |  |  |  | 1403.91 | 2807.82
12 | PP1P103002 | Torque Wrench set | No | 2 |  |  |  |  | 1403.91 | 2807.82
13 | PP3P301013 | insulating gloves | Set | 5 |  |  |  |  | 561.56 | 2807.8
14 | PP3P301001 | Helmates | Set | 5 |  |  |  |  | 561.56 | 2807.8
15 | PP1P148017 | Spliced ladders (5 Mtrs) | Set | 1 |  |  |  |  | 21058.65 | 21058.65
16 | PP1P148016 | Spliced ladders (10 Mtrs) | Set | 1 |  |  |  |  | 28078.2 | 28078.2
17 | N/A | Spliced ladders (20 Mtrs) | Set | 2 |  |  |  |  | 49136.85 | 98273.7
18 | PP0P015007 | Polymide or Braided white nylon rope 20 mm | mtr |  |  |  |  | 100 | 561.56 | 56156
19 | PP2P203004 | Gapless Zinc oxide LA Tester | No | 1 |  |  |  |  | 491368.5 | 491368.5
20 | PP1P123002 | Oil BDV Kit 0-80 KV | No | 1 |  |  |  |  | 222947.09 | 222947.09
21 | PP1P122003 | Gas Evacuvating and Refilling device | Set | 1 |  |  |  |  | 3715784.75 | 3715784.75
22 | PP1P122004 | Gas leakage Moniter | Nos | 2 |  |  |  |  | 222947.09 | 445894.18
23 | DD0D002003 | Circuit breaker analyzer | Nos | 1 |  |  |  |  | 1754887.5 | 1754887.5
24 | DD0D004013 | Portable partial discharge Monitering System | No | 1 |  |  |  |  | 2229470.85 | 2229470.85
25 | PP1P126017 | Dew Point meter | No | 1 |  |  |  |  | 445894.17 | 445894.17
26 | N/A | Gas Mask | No | 1 |  |  |  |  | 1403.91 | 1403.91
27 | PP1P126027 | Primary Injection Set 1000Amp | No | 1 |  |  |  |  | 371578.48 | 371578.48
28 | PP4P426005 | Table T-9 | No | 1 |  |  |  |  | 22607.266 | 22607.266
29 | N/A | Computer Table Stylo | No | 3 |  |  |  |  | 13288.924 | 39866.772
30 | N/A | Bravo Revolving Mid Back | No | 6 |  |  |  |  | 9474.102 | 56844.612
31 | N/A | Bravo Visitor Chair | No | 12 |  |  |  |  | 7174.046 | 86088.552
32 | N/A | Chair Diva 704GR | No | 3 |  |  |  |  | 6522.45 | 19567.35
33 | N/A | Storewel KD Plain (4 Shelves) | No | 3 |  |  |  |  | 18203.152 | 54609.456
34 | PP4P402002 | 4 Drawers Vertical Filling Cabinets | No | 2 |  |  |  |  | 23336.742 | 46673.484
35 | PP4P414001 | 4 Door Book Case | No | 4 |  |  |  |  | 30491.318 | 121965.272
36 | N/A | KD Plain (4 Shelves) | No | 2 |  |  |  |  | 18203.152 | 36406.304
37 | PP4P426006 | Table T-8 | No | 2 |  |  |  |  | 14319.536 | 28639.072
38 | N/A | Senate Conference Table | No | 1 |  |  |  |  | 23800.128 | 23800.128
39 | N/A | CPU Trolly | No | 3 |  |  |  |  | 1103.3 | 3309.9
40 | N/A | Conference Table Talk 10 Seater Boat Convex | No | 1 |  |  |  |  | 91075.468 | 91075.468
41 | N/A | Conference Chair Kareena (PCH 9P02TC) | No | 10 |  |  |  |  | 13216.236 | 132162.36
42 | N/A | Pisa CPR CT 03 | No | 2 |  |  |  |  | 12290.762 | 24581.524
43 | N/A | Slim Line with Locker | No | 2 |  |  |  |  | 19386.928 | 38773.856
44 | PP4P404002 | Premium Lounge Sofa 2 str | No | 2 |  |  |  |  | 18515.97 | 37031.94
45 | N/A | Eudora King Bed | No | 2 |  |  |  |  | 53390.634 | 106781.268
46 | N/A | Eudora Dressing Table | No | 2 |  |  |  |  | 15784.978 | 31569.956
47 | PP4P417003 | Pillo Apollo (43*69 cm) | No | 4 |  |  |  |  | 1579.666 | 6318.664
48 | PP4P420001 | Blanket (@ 12%) | No | 4 |  |  |  |  | 2599.8 | 10399.2
49 | PP4P419001 | Bed Sheet (@ 5%) | No | 4 |  |  |  |  | 1284.8 | 5139.2
50 | PP4P415003 | Matress | No | 2 |  |  |  |  | 14537.6 | 29075.2
51 | PP4P411002 | Cushion Stool rev. w/o Back | No | 3 |  |  |  |  | 3335.86 | 10007.58
52 | PP4P433005 | T-102 | No | 2 |  |  |  |  | 23035.606 | 46071.212
53 | N/A | Matrix 3 Seater Common arm W/O Chushion | No | 1 |  |  |  |  | 20861.456 | 20861.456
54 | N/A | Syncronizing Trolley | Nos | 1 |  |  |  |  | 210586.5 | 210586.5
55 | N/A | Moveable Ladder of Suitable Capicity for 132KV&33 KV GIS room. | Nos | 2 |  |  |  |  | 280782 | 561564
Stock & T&P Material Up To: 22 February -2025 of Sri Chandra Shekhar Bhatt JE 132 Kv Ranikhet-Bageshwar Line
S.n. | Item code | Item Description | Unit | Quantity |  |  |  |  | Book Value per Unit | Total Cost
|  |  |  | Useable | Unservicable | Obsolete | Non Moving | Scrap
1 | AA0A002004 | ACSR Panther Conductor | Kmtrs | 0.565 |  |  |  |  | 118000 | 66670
2 | II0I006001 | Four Bolted PG Clamp For ACSR Panther To Panther Conductor | Nos | 4 |  |  |  |  | 1191.8 | 4767.2
3 | II0I001003 | 120 KN Disc Insualtor | No | 5 |  |  |  |  | 250 | 1250
4 | FF1F101024 | Hot Dip Galv. Nuts & Bolts 16*40 mm | No | 40 |  |  |  |  | 10.92 | 436.8
5 | FF1F101025 | Hot Dip Galv. Nuts & Bolts 16*45 mm | No | 40 |  |  |  |  | 11.35 | 454
6 | FF1F101023 | Hot Dip Galv. Nuts & Bolts 16*50 mm | No | 5 |  |  |  |  | 15.35 | 76.75
7 | FF1F101014 | Galv. Nut & Bolts of dia 16 mm & Length 75 mm with Spring & Plane Washer 02 mm Thikness | No | 10 |  |  |  |  | 25.54 | 255.4
8 | II5I501005 | Tension Fitting (120 kn) for Panther conductor complete | No | 2 |  |  |  |  | 9555.64 | 19111.28
9 | II3I301004 | Mid Span Joint for Panther conductor | No | 4 |  |  |  |  | 80 | 320
10 | II3I302004 | Reparing Sleve for Panther | No | 2 |  |  |  |  | 40 | 80
11 | II3I301009 | Mid Span Joint for Earth Wire | No | 3 |  |  |  |  | 30 | 90
12 | AA0A002004 | ACSR Panther Conductor(Damaged) | mtr |  |  |  |  | 200 | 50 | 10000
13 | FF0F015002 | Damage and Broken DB Type tpwer cross arm pieces | kg |  |  |  |  | 50 | 15 | 750
14 | II5I502005 | Double tension fitting 120 KN Panther | Set. | 5 |  |  |  |  | 10679 | 53395
15 | II5I501005 | Single tension fitting 120 KN Panther | Nos. | 9 |  |  |  |  | 6380.26 | 57422.34
16 | II5I501010 | Tension Fitting for GI Earthwire | Set. | 2 |  |  |  |  | 1180 | 2360
17 | II0I001003 | 120 KN Disc Insualtor | No | 5 |  |  |  |  | 464 | 2320
T&P at 132 KV Substation Bageshwar (Line)
S.n. | Item code | Item Description | Unit | Quantity |  |  |  |  | Book Value per Unit | Total Cost
|  |  |  | Useable | Unservicable | Obsolete | Non Moving | Scrap
1 | PP0P015015 | Polymide or Braided white nylon rope 12 mm | mtr | 100 |  |  |  |  | 210.59 | 21059
2 | PP0P015014 | Polymide or Braided white nylon rope 14 mm | mtr | 100 |  |  |  |  | 280.78 | 28078
3 | PP0P001004 | Bolted type come along clamp 7 bolts for ACSR Panther conductor | No. | 2 |  |  |  |  | 6619.8 | 13239.6
4 | PP0P001013 | Come along clamp 4 bolted type suitable for 7/10 earth wire | No. | 1 |  |  |  |  | 4590.2 | 4590.2
5 | PP0P021012 | Single sleeve pully open type 5 ton capacity | No. | 2 |  |  |  |  | 3964.8 | 7929.6
6 | PP0P021008 | Double sleeve pully open type 5 ton capacity | No. | 2 |  |  |  |  | 6324.8 | 12649.6
7 | PP0P016004 | 12 MM Steel rope | Mtr. | 200 |  |  |  |  | 138.06 | 27612
8 | N/A | D-Shackle 3 ton | No. | 12 |  |  |  |  | 221.84 | 2662.08
9 | N/A | D-Shackle 6.5 ton | No. | 8 |  |  |  |  | 460.2 | 3681.6
10 | PP3P301001 | Helmet yellow | No. | 4 |  |  |  |  | 342.2 | 1368.8
11 | PP3P301005 | Sefety belt PN 17 full body | No. | 4 |  |  |  |  | 2808.4 | 11233.6
12 | N/A | Poly propylene rope 24 mm ,220 Mtr. | Bundle | 2 |  |  |  |  | 24438.4 | 48876.8
13 | PP0P015008 | Poly propylene rope 20 mm ,220 Mtr. | Bundle | 1 |  |  |  |  | 22276.8 | 22276.8
14 | N/A | Steel rope endless siling 10 ton capacity 1.5 mtr. | No. | 1 |  |  |  |  | 3410.2 | 3410.2
15 | PP0P017008 | Steel rope endless siling 10 ton capacity 3 mtr | No. | 1 |  |  |  |  | 6442.8 | 6442.8