## Inventory Substation
Name of Circle/Zone:- 400KV ETC, Kashipur | [5 empty] | Name of Substation:- 400KV S/s, Kashipur
Name of Division:- 400KV O&M Division, Kashipur | [7 empty] | Month of May-2025
SR. No. | Item Code | Item Description | Unit | Quantity |  |  |  |  | Book Value (In Rs.) | Total Amount (In Rs.)
|  |  |  | Useable | Unserviceable | Obsolete | Non-Moving | Scrap
1 | CC0C001002 | Control cable 14X2.5sqmm | Km. | 0.2 |  |  |  |  | 695356.3 | 139071.26
2 | FF4F404003 | Nut bolt washer 16X40mm | Kg. | 12 |  |  |  |  | 206.5 | 2478
3 | HH4H405002 | 400KV male arm assembly | No. | 3 |  |  |  |  | 68653.02 | 205959.06
4 | HH4H403001 | 400KV earth rod and fixed contact | Set | 2 |  |  |  |  | 50561.17 | 101122.34
5 | HH4H405002 | Female arm 400KV | Set | 2 |  |  |  |  | 68653.02 | 137306.04
6 | JJ1J103013 | Overhauling Kit 145KV CB for 3 pole | No. | 1 |  |  |  |  | 100600 | 100600
7 | KK0K003001 | 132KV L.A. terminal | No. | 26 |  |  |  |  | 1293.75 | 33637.5
8 | VV2V204001 | Terminal connector 420KV HV bushing. | No. | 5 |  |  |  |  | 3232.48 | 16162.4
9 | VV2V204002 | Terminal connector 245KV LV bushing. | No. | 3 |  |  |  |  | 3126.92 | 9380.76
10 | VV4V402001 | WTI | No. | 2 |  |  |  |  | 64762.5 | 129525
11 | VV4V401001 | OTI | No. | 2 |  |  |  |  | 64762.5 | 129525
12 | OI | Earthing Rods 2500 X 20 mm | No. | 16 |  |  |  |  | 0 | 0
13 | OI | 400KV Single suspension fitting, hardware with single anchoring point and complete with all hardware accessories with suspension clamp, d-shackle, corona ring etc. suitable for twin ACSR Moose conductor with sub-conductor spacing of 450mm | [7 empty] | 0
|  | (a) With thorough type suspension clamp | No. | 1 |  |  |  |  | 0 | 0
|  | (b) With drop type clamp | No. | 2 |  |  |  |  | 0 | 0
14 | OI | 650mm long welding sleeves for Alumn. Tube 4S414 | No. | 3 |  |  |  |  | 0 | 0
15 | OI | 220KV Double Tension Fitting with double anchoring point and complete with all hardware accessories viz. tension clamp, d-shackle, corana ring etc. suitable for quad moose Conductor with sub-condutor spacing of 250mm | [7 empty] | 0
|  | (a) With turn buckle | No. | 2 |  |  |  |  | 0 | 0
|  | (b) Without turn buckle | No. | 2 |  |  |  |  | 0 | 0
17 | OI | Insulator hardware with double anchoring point and complete with all hardware accessories viz. tension clamp, d-shackle etc. suitable for single ACSR Moose Conductor | [7 empty] | 0
|  | (a) With turn buckle (Per Conductor) | No. | 1 |  |  |  |  | 0 | 0
|  | (b) Without turn buckle (Per Conductor) | No. | 1 |  |  |  |  | 0 | 0
18 | OI | 132KV terminal connector to suit for ACSR moose on C.T. & CVT | No. | 7 |  |  |  |  | 2265.45 | 15858.15
19 | OI | 420/215 KV system terminal connector to suit twin moose ACSR on CT | No. | 3 |  |  |  |  | 8512.5 | 25537.5
20 | OI | 420/215 KV system terminal connector to suit twin moose ACSR on CVT | No. | 20 |  |  |  |  | 4522.56 | 90451.2
21 | OI | Multifunction Timer for 132KV CB. | No. | 5 |  |  |  |  | 6810 | 34050
22 | OI | Single suspension fitting to suit for ACSR moose. | No. | 5 |  |  |  |  | 5731.75 | 28658.75
23 | OI | CVT connecter to suit for ACSR zebra / moose. | No. | 4 |  |  |  |  | 1816 | 7264
24 | OI | Double suspension fitting for twin moose. | No. | 7 |  |  |  |  | 15759.4 | 110315.8
25 | OI | 245KV Connector 4" Al. Tube to ACSR Moose. | No. | 8 |  |  |  |  | 3516.23 | 28129.84
26 | OI | 245KV Connector 4" Al. Tube to Isolator. | No. | 7 |  |  |  |  | 2551.48 | 17860.36
27 | OI | 245KV Connector Twin moose to Isolator. | No. | 8 |  |  |  |  | 3002.07 | 24016.56
28 | OI | 245KV Connector for ACSR Moose. | No. | 8 |  |  |  |  | 2947.56 | 23580.48
29 | OI | Terminal connector for Nuetral bushing. | No. | 4 |  |  |  |  | 1759.25 | 7037
30 | OI | 245KV connector Al tube to isolator (2500A) | No. | 4 |  |  |  |  | 9477.25 | 37909
31 | OI | 245KV connector Al tube to isolator (1600A) | No. | 3 |  |  |  |  | 10215 | 30645
32 | OI | 245KV connector Al tube to CB | No. | 2 |  |  |  |  | 9477.25 | 18954.5
33 | OI | Clamp 4" AL tube to BPI | No. | 2 |  |  |  |  | 1613.97 | 3227.94
34 | OI | 245KV isolator clamp(2500A) | No. | 5 |  |  |  |  | 2605.96 | 13029.8
35 | OI | 245KV isolator clamp(1600A) | No. | 3 |  |  |  |  | 4369.75 | 13109.25
36 | OI | 245KV clamp AL tube to Breaker | No. | 2 |  |  |  |  | 4644.42 | 9288.84
37 | OI | 245KV Twin moose clamp | No. | 4 |  |  |  |  | 4535.46 | 18141.84
38 | OI | 400KV Terminal Connector moose to moose | No. | 2 |  |  |  |  | 3847.65 | 7695.3
39 | OI | 400KV universal terminal connector twin moose to isolator | No. | 3 |  |  |  |  | 9080 | 27240
40 | OI | 400KV universal terminal connector twin moose to LA | No. | 2 |  |  |  |  | 8732.69 | 17465.38
41 |  | 400KV rigid terminal connector AL tube to CT | No. | 1 |  |  |  |  | 6806.59 | 6806.59
42 | OI | 400KV expen.terminal connector 4" AL tube to CB | No. | 3 |  |  |  |  | 10550.96 | 31652.88
43 | OI | 400KV rigid terminal connector 4" AL tube to isolator | No. | 3 |  |  |  |  | 6687.42 | 20062.26
44 | OI | Inter terminal connector 4" AL tube to twin moose | No. | 2 |  |  |  |  | 8853 | 17706
45 | OI | 245KV, 2000A male arm (PR Engg.make) | No. | 2 |  |  |  |  | 7377.5 | 14755
46 | OI | 245KV, 2000A female arm (PR Engg.make) | No. | 2 |  |  |  |  | 7945 | 15890
47 | OI | Discharge Counter | No. | 3 |  |  |  |  | 11066.2 | 33198.6
48 | OI | 400KV Terminal Connector CT | No. | 4 |  |  |  |  | 4408.25 | 17633
49 | OI | Buchholz relay with gas collection device | No. | 2 |  |  |  |  | 29143.12 | 58286.24
50 | OI | Expansion bellow 200N.B | No. | 2 |  |  |  |  | 14571.56 | 29143.12
51 | OI | Expansion bellow 80N.B | No. | 2 |  |  |  |  | 6476.25 | 12952.5
52 | OI | Universal connector 245KV quard moose | No. | 8 |  |  |  |  | 14140.75 | 113126
53 | OI | Rigid 4" Al. to isolator clamp | No. | 6 |  |  |  |  | 11152.3 | 66913.8
54 | OI | Male arm 245KV, 2500A | Set | 3 |  |  |  |  | 71133.6 | 213400.8
55 | OI | Female arm 245KV, 2500A | Set | 3 |  |  |  |  | 71133.6 | 213400.8
56 | OI | 400KV counter balance spring | No. | 5 |  |  |  |  | 2808 | 14040
57 | OI | 145KV counter balance spring | No. | 6 |  |  |  |  | 2808 | 16848
58 | OI | 245KV twin CT connector | No. | 4 |  |  |  |  | 19481.8 | 77927.2
59 | OI | Through type clamp | No. | 13 |  |  |  |  | 1693.3 | 22012.9
60 | OI | Flexible clamp for isolator | No. | 2 |  |  |  |  | 6413.3 | 12826.6
62 | OI | Transformer oil (209 letre per berral) | Berral | 2 |  |  |  |  | 15290.45 | 30580.9
63 | OI | 245KV inter connector to suit 4" IPS AL. tube to isolator (2500Amp.) with GI nut bolt | No. | 3 |  |  |  |  | 7142.54 | 21427.62
64 | OI | 245KV inter connector to suit 4" IPS AL. tube to isolator (1600Amp.) with GI nut bolt | No. | 8 |  |  |  |  | 3764.2 | 30113.6
65 | OI | 245KV universal type connector suit to twin moose to CT with GI nut bolt | No. | 7 |  |  |  |  | 4938.3 | 34568.1
66 | OI | 245KV Universal type connector suit to BPI to 4" Al.tube with circuit breaker with GI nut bolt | No. | 8 |  |  |  |  | 3221.4 | 25771.2
67 | OI | C-wegde connector for ACSR moose | No. | 188 |  |  |  |  | 1758.2 | 330541.6
69 | OI | 145KV transformer bushing connector suitable for ACSR moose conductor | No. | 3 |  |  |  |  | 5413.84 | 16241.52
70 | OI | 400KV female arm assembly | No. | 1 |  |  |  |  | 68653.02 | 68653.02
71 | OI | Rigid clamp of isolator | No. | 7 |  |  |  |  | 5515.32 | 38607.24
72 | OI | 420KV aluminium universal terminal connector | No. | 4 |  |  |  |  | 15190.14 | 60760.56
73 | OI | Flexible copper bond | No. | 3 |  |  |  |  | 1572.36 | 4717.08
74 |  | Control cable 14cx2.5sqmm. | Km. | 1 |  |  |  |  | 617394 | 617394
75 | OI | Ms round 40mm dia | MT. | 3 |  |  |  |  | 79251.38 | 237754.14
76 | OI | Expansion type terminacl connecotr 4" AL tube to isolator | No. | 4 |  |  |  |  | 17700 | 70800
78 | OI | 220V DC closing latch catch gear assembly | No. | 1 |  |  |  |  | 125438.72 | 125438.72
80 | OI | 220V DC close/trip electromagnet coil | No. | 6 |  |  |  |  | 12630.72 | 75784.32
81 | OI | SF-6 gas | Kg. | 3 |  |  |  |  | 3888.1 | 11664.3
83 | OI | 245KV (5Core) Current Transformer(1PH.) 1600/800/1A with junction box. | No. | 1 |  |  |  |  | 403307.41 | 403307.41
84 | OI | 400KV male arm assembly with corona ring. | No. | 3 |  |  |  |  | 107329.26 | 321987.78
85 | OI | 400KV female arm assembly with corona ring. | No. | 3 |  |  |  |  | 124014.46 | 372043.38
86 | OI | 145KV male and female arm assembly with corona ring. | No. | 1 |  |  |  |  | 143191.82 | 143191.82
87 | OI | 630A, 3P, ACB without release. | No. | 1 |  |  |  |  | 336292.92 | 336292.92
88 | OI | Exp. connector 4" AL tube to circuit breaker | No | 3 |  |  |  |  | 11440.1 | 34320.3
90 | OI | Refrigerent gas | Kg. | 21 |  |  |  |  | 2183 | 45843
91 | OI | Outdoor fan blade for 36TR chiller | No. | 1 |  |  |  |  | 11564 | 11564
92 | OI | PG clamp moose to moose with G.I. nut bolt washer | No. | 15 |  |  |  |  | 1922.22 | 28833.3
93 | OI | PG clamp panther to panther with G.I. nut bolt washer | No. | 11 |  |  |  |  | 1721.62 | 18937.82
94 | OI | PG clamp moose to panther with G.I. nut bolt washer | No. | 15 |  |  |  |  | 2015.44 | 30231.6
95 | OI | T-clamp for G-Nandy make 132KV isolator dia 20mm. with G.I. nut bolt washer | No. | 15 |  |  |  |  | 2179.46 | 32691.9
96 | OI | 160MVA transformer 33KV bushing | No. | 1 |  |  |  |  | 151882.81 | 151882.81
97 | OI | 160MVA transformer 220KV HV side bushing | No. | 1 |  |  |  |  | 468342 | 468342
98 | OI | 132KV LV side bushings (160MVA T/F) | No. | 1 |  |  |  |  | 304422.3 | 304422.3
99 | OI | Connector rigid type for CT | No. | 6 |  |  |  |  | 11446 | 68676
100 | OI | Connector rigid type for CVT/LA | No. | 4 |  |  |  |  | 11682 | 46728
101 | OI | SF-6 gas | Kg. | 30 |  |  |  |  | 3864.5 | 115935
102 | OI | 6CX2.5 Sqmm. Control cable | Km. | 1 |  |  |  |  | 321768.3 | 321768.3
103 | OI | 4CX2.5 Sqmm. Control cable | Km. | 0.85 |  |  |  |  | 231085.3 | 196422.505
104 | OI | Good quality silica gel blue | Kg. | 150 |  |  |  |  | 558.13 | 83719.5
105 | OI | Catch gear opening assembly | No. | 1 |  |  |  |  | 229211.85 | 229211.85
106 | OI | Closing latch assembly | No. | 2 |  |  |  |  | 231521.74 | 463043.48
107 | OI | Proximity switch | No. | 1 |  |  |  |  | 47286.53 | 47286.53
108 | OI | 245KV CT (old and used/Dismantle) | No. | 1 |  |  |  |  | 1000 | 1000
109 | OI | 400KV CVT (old and Used) | No. | 2 |  |  |  |  | 700 | 1400
110 | OI | 245 CT 1600/800/1Amp. (old and used oil sepage make Heptacare). | No. | 1 |  |  |  |  | 500 | 500
111 | OI | 245KV Capacitive voltage transformer(old &used ABB). | No. | 6 |  |  |  |  | 400 | 2400
112 | OI | 245KV CT 1000/500/1Amp. (old and used, ABB). | No. | 1 |  |  |  |  | 500 | 500
113 | OI | Chiller Pump 5HP (old and used) | No. | 1 |  |  |  |  | 1100 | 1100
114 | OI | 2V, 800Ah battery bank cell (old and used) | No. | 108 |  |  |  |  | 35 | 3780
115 | OI | ACB 1000Amp. LT panel (old and used) | No. | 3 |  |  |  |  | 2000 | 6000
116 | OI | ACB 630Amp. LT panel (old and used) | No. | 2 |  |  |  |  | 2000 | 4000
117 | OI | 145KV CT 1000/500/1 Amp. (old and used) | No. | 2 |  |  |  |  | 500 | 1000
118 | OI | 400KV CT 2000/1000/1 Amp. (old and used) | No. | 3 |  |  |  |  | 600 | 1800
119 | OI | Aluminium scrap male and female arm of isolator (old and used) | Kg. | 40 |  |  |  |  | 15 | 600
120 | OI | 245KV 1600/800/1Amp. (old and used) CT | No. | 3 |  |  |  |  | 500 | 1500
121 | OI | 245KV CVT (old and used) | No. | 3 |  |  |  |  | 400 | 1200
122 | OI | 245KV 1600/1000/1Amp. CT (old and used mkg bay) | No. | 3 |  |  |  |  | 500 | 1500
123 | OI | Isolator male and female melted assembly | Kg. | 60 |  |  |  |  | 15 | 900
124 | OI | 2V800Ah cell (old and used) B/B-II | No. | 108 |  |  |  |  | 35 | 3780
Total Useable | [9 empty] | 8733277.565
1 | OI | 145KV C.T. 1000/500/1A | No. |  |  | 6 |  |  | 106280 | 637680
2 | OI | Main-I numerical distance relay REL-521 | No. |  |  | 2 |  |  | 52000 | 104000
3 | OI | (Deformation in metal base) 245KV C.T. 100/500/1A | No. |  |  | 2 |  |  | 182280 | 364560
4 | OI | 245kV CT (tank Buging) 1600/800/1A | No. |  |  | 4 |  |  | 164640 | 658560
5 | OI | 400KV circuit breaker | No. |  |  | 8 |  |  | 438092.87 | 3504742.96
6 | OI | 245KV circuit breaker | No. |  |  | 7 |  |  | 208956.42 | 1462694.94
7 | OI | 245KV circuit breaker | No. |  |  | 1 |  |  | 155914 | 155914
8 | OI | 420KV isolator | No. |  |  | 5 |  |  | 131762.8 | 658814
9 | OI | 245KV isolator | No. |  |  | 7 |  |  | 49191.28 | 344338.96
10 | OI | 145KV isolator | No. |  |  | 8 |  |  | 32325.75 | 258606
11 | OI | 145KV C.T. 1000/500/1A | No. |  |  | 1 |  |  | 500 | 500
Total Obsolete | [9 empty] | 8150410.86
1 | OI | Empty SF-6 Gas Cylinder | No. |  |  |  |  | 7 | 1500 | 10500
2 | OI | Empty Transformer Oil Drum Rusted | No. |  |  |  |  | 130 | 20 | 2600
3 | OI | Aluminium scrap 400/220/132KV Isulator Arm | No. |  |  |  |  | 24 | 300 | 7200
4 | OI | Lead acide battery T 800 P 2V. | No. |  |  |  |  | 8 | 35 | 280
5 | OI | Disk Insulator 70 KN | No. |  |  |  |  | 7 | 5 | 35
6 | OI | Molecular filter FOR SF6 Circuit Breaker | Set |  |  |  |  | 3 | 2 | 6
7 | OI | Contactor CA - 3 - 9C - 10, 220V DC | No. |  |  |  |  | 1 | 2 | 2
8 | OI | Operation Counter | No. |  |  |  |  | 2 | 1 | 2
9 | OI | Micro filter set | No. |  |  |  |  | 1 | 2 | 2
10 | OI | Rubber gas kit, O ring and sells complete | Set |  |  |  |  | 1 | 3 | 3
11 | OI | Molecular filter FOR SF6 Circuit Breaker | Set |  |  |  |  | 3 | 3 | 9
12 | OI | Auxiliary contact assembly | No. |  |  |  |  | 1 | 5 | 5
13 | OI | Operation counter | No. |  |  |  |  | 2 | 1 | 2
14 | OI | All types of coupling for SF6 gas | Set |  |  |  |  | 1 | 3 | 3
15 | OI | Rubber gas kit, O ring and sells complete | Set |  |  |  |  | 1 | 3 | 3
16 | OI | Molecular filter | Set |  |  |  |  | 3 | 2 | 6
17 | OI | Contactor 3 phase, 250V, 20Amp. | No. |  |  |  |  | 1 | 3 | 3
18 | OI | Operation Counter. | No. |  |  |  |  | 2 | 1 | 2
19 | OI | Auxiliary contact ( 1 No + 1 NC) | No. |  |  |  |  | 10 | 1 | 10
20 | OI | Auxiliary contact switch | No. |  |  |  |  | 3 | 3 | 9
21 | OI | Limit switch and auxiliary switch | Set |  |  |  |  | 1 | 2 | 2
22 | OI | Motor hosing varing assembly rusted | Set |  |  |  |  | 1 | 5 | 5
23 | OI | Auxiliary contact | No. |  |  |  |  | 1 | 1 | 1
24 | OI | MCB, 2 pole, 415/220V | No. |  |  |  |  | 1 | 2 | 2
25 | OI | MCB, 3 pole, 6 Amp. | No. |  |  |  |  | 1 | 2 | 2
26 | OI | MCB, 2 pole, 10 Amp. | No. |  |  |  |  | 1 | 2 | 2
27 | OI | Motor hosing assembly | Set |  |  |  |  | 1 | 5 | 5
28 | OI | Semaphore for isolator | No. |  |  |  |  | 2 | 2 | 4
29 | OI | Semaphore for earth switch | No. |  |  |  |  | 2 | 1 | 2
30 | OI | Filter capacitor | No. |  |  |  |  | 2 | 4 | 8
31 | OI | Potentio meter | No. |  |  |  |  | 2 | 10 | 20
32 | OI | Set of switches | Set |  |  |  |  | 2 | 3 | 6
33 | OI | Tap changer contact | Set |  |  |  |  | 2 | 20 | 40
34 | OI | Auxiliary contact set | Set |  |  |  |  | 1 | 3 | 3
35 | OI | 420KV surge counter | No. |  |  |  |  | 3 | 15 | 45
36 | OI | 245KV Surge counter | No. |  |  |  |  | 3 | 15 | 45
37 | OI | 145KV Surge Counter | No. |  |  |  |  | 3 | 15 | 45
38 | OI | Lead acid battery 900AH | No. |  |  |  |  | 1 | 35 | 35
39 | OI | Compressor | No. |  |  |  |  | 15 | 2000 | 30000
40 | OI | DC Isolator switch of specification RPM2410CM, 25Amp. 440V (KAYCEE Make) | No. |  |  |  |  | 1 | 180 | 180
41 | OI | Voltmeter Selector Switch for 400,220&132 KV | No. |  |  |  |  | 1 | 90 | 90
42 | OI | Set of Wound Resistor | Set |  |  |  |  | 2 | 10 | 20
43 | OI | Condensor Fan Motor | No. |  |  |  |  | 1 | 500 | 500
44 | OI | Lead acid battery 12 volt | No. |  |  |  |  | 10 | 250 | 2500
45 | OI | LZ 96 Distance Relay | No. |  |  |  |  | 2 | 2500 | 5000
46 |  | 400kV CVT | No |  |  |  |  | 1 | 264600 | 264600
47 | OI | Empty SF-6 Gas Cylinder (gas capacity 40 Kg.) | Kg. |  |  |  |  | 160 | 10 | 1600
48 | OI | Aluminium scrap 400/220/132KV Isulator Arm (400KV isolator arm) | Kg. |  |  |  |  | 140 | 15 | 2100
49 | OI | 145KV CT 1000/500/1 Amp. | No. |  |  |  |  | 1 | 500 | 500
50 | OI | Lead acide battery T 800 P 2V. | No. |  |  |  |  | 4 | 35 | 140
51 | OI | Lead acide battery T 900 P 2V. | No. |  |  |  |  | 2 | 35 | 70
52 | OI | Pole street light | Kg. |  |  |  |  | 136 | 2.5 | 340
53 | OI | 145KV CT 1000/500/1 Amp. | No. |  |  |  |  | 2 | 500 | 1000
54 | OI | Compressor capacity 12Ton | No. |  |  |  |  | 3 | 1500 | 4500
55 | OI | 390KV LA | No. |  |  |  |  | 15 | 22395.53 | 335932.95
56 | OI | 196KV LA | No. |  |  |  |  | 18 | 8531.73 | 153571.14
57 | OI | 120KV LA | No. |  |  |  |  | 21 | 5972.09 | 125413.89
58 | OI | 245KV CVT (old and used) defective | No. |  |  |  |  | 1 | 400 | 400
Total Scrap...…... | [9 empty] | 949411.98
Total Obsolete... | [9 empty] | 8150410.86
Total Useable….. | [9 empty] | 8733277.565
Grand Total (Useable+Obsolete+Scrap) | [9 empty] | 17833100.405
|  | P.P.Pant | [5 empty] | N.S. Negi
|  | J.E., 400KV S/s, Kashipur | [5 empty] | A.E., 400KV S/s, Kashipur
Name of Zone: |  | Kumaun | [11 empty] | For the Month
Name of Circle : |  | 400 KV Kashipur | [11 empty] | May | 2025
Name of Division : |  | 132 KV Kashipur
Name of Substation : |  | 132 KV Kashipur
S. No. | Item code | Name of Item | Unit | Unit rate in Rs. | Useable |  | Unserviceable |  | Non-Moving |  | Obsolete |  | Scrap |  | Total Inventory Amt.
[5 empty] | Qty. | Total Amount in Rs. | Qty. | Total Amount in Rs. | Qty. | Total Amount in Rs. | Qty. | Total Amount in Rs. | Qty. | Total Amount in Rs.
1 |  | 33 KV Flange Collar for 'BHEL' MOCB | No. | 450 |  | 0 |  | 0 |  | 0 |  | 0 | 2 | 900 | 900
2 |  | 33 KV Flange Collar(Damaged) | No. | 25 |  | 0 |  | 0 |  | 0 |  | 0 | 8 | 200 | 200
3 |  | Bottom & Top (Metallic) of old LA | No. | 10 |  | 0 |  | 0 |  | 0 |  | 0 | 18 | 180 | 180
4 | YY3Y302002 | 110 Volt DC charger along with DB (old & used) | No | 20000 |  | 0 |  | 0 |  | 0 |  | 0 | 1 | 20000 | 20000
5 | YY0Y002003 | 110 Volt Battery set (old and used) | No | 27500 |  | 0 |  | 0 |  | 0 |  | 0 | 1 | 27500 | 27500
6 |  | (Old )48 V D/C DB Charger | No. | 8000 |  | 0 |  | 0 |  | 0 |  | 0 | 1 | 8000 | 8000
7 |  | (Old and used)Battery Set (48 Volt) | No. | 4800 |  | 0 |  | 0 |  | 0 |  | 0 | 1 | 4800 | 4800
8 | YY3Y303001 | Battery charger 48 volt(dismantle) | No | 15000 |  | 0 |  | 0 |  | 0 |  | 0 | 1 | 15000 | 15000
9 | VV3V301002 | T/F Oil (old and used) | Ltr. | 12 |  | 0 |  | 0 |  | 0 |  | 0 | 900 | 10800 | 10800
10 | VV3V301002 | T/F Oil old used & dirty | Ltr. | 10 |  | 0 |  | 0 |  | 0 |  | 0 | 535 | 5350 | 5350
11 | VV3V301002 | T/F Oil (old, used ,dirty) | Ltr. | 10 |  | 0 |  | 0 |  | 0 |  | 0 | 200 | 2000 | 2000
12 | VV5V505009 | 33 KV CT Burnt and damaged | No | 1000 |  | 0 |  | 0 |  | 0 |  | 0 | 1 | 1000 | 1000
13 |  | 36 KV CT 800/400/1A defective | No | 2000 |  | 0 |  | 0 |  | 0 |  | 0 | 1 | 2000 | 2000
14 |  | CT 33 KV damaged and burnt | No | 1000 |  | 0 |  | 0 |  | 0 |  | 0 | 1 | 1000 | 1000
15 |  | 33 KV CT burnt and Damage (in Pieces} | No | 1000 |  | 0 |  | 0 |  | 0 |  | 0 | 1 | 1000 | 1000
16 |  | 33 KV CT 400/1A Defective( old and used) | No | 1000 |  | 0 | 1 | 1000 |  | 0 |  | 0 |  | 0 | 1000
17 | VV5V503011 | 132 KV CT400/200/1A (burnt Scrap) | Nos | 1000 |  | 0 |  | 0 |  | 0 |  | 0 | 1 | 1000 | 1000
18 | VV5V503011 | 132 KV CT400/200/1A (burnt) | Nos | 1000 |  | 0 |  | 0 |  | 0 |  | 0 | 1 | 1000 | 1000
19 | VV5V503009 | 132 KV CT 800/400/1A Damaged & burnt | No | 2000 |  | 0 |  | 0 |  | 0 |  | 0 | 2 | 4000 | 4000
20 | VV5V503009 | 145 KV CT of rating 800/400/1A,3core 1.0 accuracy class, old and used | Nos | 2000 |  | 0 |  | 0 |  | 0 |  | 0 | 1 | 2000 | 2000
21 |  | 145 KV CT 400/200/1A(old& used) Brown Broveri Accuracy 1.0 | No | 5000 |  | 0 | 1 | 5000 |  | 0 |  | 0 |  | 0 | 5000
22 |  | 132 KV CT Old and Used | No | 1000 |  | 0 |  | 0 |  | 0 |  | 0 | 1 | 1000 | 1000
23 | VV7V713001 C | 145 KV CVT Defective | No | 2000 |  | 0 |  | 0 |  | 0 |  | 0 | 1 | 2000 | 2000
24 | VV7V713001 C | 132 KV CVT damaged | No | 2000 |  | 0 |  | 0 |  | 0 |  | 0 | 1 | 2000 | 2000
25 |  | 145 KV CVT (old& used) ASIA make | No | 5000 |  | 0 | 5 | 25000 |  | 0 |  | 0 |  | 0 | 25000
26 |  | 145 KV CVT (old& used) CGL make Accuracy 0.5 | No | 5000 |  | 0 | 5 | 25000 |  | 0 |  | 0 |  | 0 | 25000
27 |  | 145 KV CVT (old& used) ABB make Accuracy 0.5 | No | 5000 |  | 0 | 1 | 5000 |  | 0 |  | 0 |  | 0 | 5000
28 |  | 145 KV CVT (old& used)WS Insulation make Accuracy 0.5 | No | 5000 |  | 0 | 1 | 5000 |  | 0 |  | 0 |  | 0 | 5000
29 |  | 145 KV PT (old& used)BHEL make Accuracy 0.5 | No | 5000 |  | 0 | 2 | 10000 |  | 0 |  | 0 |  | 0 | 10000
30 |  | 145 KV PT (old& used)SCT make Accuracy 0.5 | No | 5000 |  | 0 | 3 | 15000 |  | 0 |  | 0 |  | 0 | 15000
31 |  | 33 KV PT (1-Phase),Savio Transformermake, Accuracy class 0.5 | No | 2000 |  | 0 | 3 | 6000 |  | 0 |  | 0 |  | 0 | 6000
32 |  | 33 KV PT (1-Phase),Perfect rmake, | No | 2000 |  | 0 | 3 | 6000 |  | 0 |  | 0 |  | 0 | 6000
33 |  | RTCC panel (Dismenteled) | Nos | 5000 |  | 0 |  | 0 |  | 0 |  | 0 | 2 | 10000 | 10000
34 |  | Pale Fencing damaged | Kg. | 20 |  | 0 |  | 0 |  | 0 |  | 0 | 450 | 9000 | 9000
35 | JJ0J003004 | 132 KV MOCB Dismanteled | No | 10000 |  | 0 |  | 0 |  | 0 |  | 0 | 1 | 10000 | 10000
36 |  | ACSR mix conductor in pcs | Kg. | 80 |  | 0 |  | 0 |  | 0 |  | 0 | 180 | 14400 | 14400
37 |  | M S srape (Wire fencing) | Kg. | 25 |  | 0 |  | 0 |  | 0 |  | 0 | 750 | 18750 | 18750
38 |  | SF-6 Gas Cylinder (Empty) | No. | 300 |  | 0 |  | 0 |  | 0 | 6 | 1800 |  | 0 | 1800
39 |  | Empty Gas Cylinder | No. | 250 |  | 0 |  | 0 |  | 0 | 2 | 500 |  | 0 | 500
40 |  | 145 KV CT 100/1A | No. | 114682.21 |  | 0 |  | 0 |  | 0 | 2 | 229364.42 |  | 0 | 229364.42
41 |  | 33 KV PT(Completely Damaged) | No. | 1000 |  | 0 | 1 | 1000 |  | 0 |  | 0 |  | 0 | 1000
510544.42
42 | FF4F402128 | M.S Rod 40 mm2 | MT | 20000 | 0.44 | 8800 |  | 0 |  | 0 |  | 0 |  | 0 | 8800
43 |  | Fencing Angle | Kg. | 20 | 150 | 3000 |  | 0 |  | 0 |  | 0 |  | 0 | 3000
44 | HH7H704001 | 33 KV Post Insulator for Cap Bank | No. | 300 | 12 | 3600 |  | 0 |  | 0 |  | 0 |  | 0 | 3600
45 | FF4F402160 | Steel Tubular Pole | No. | 3000 | 2 | 6000 |  | 0 |  | 0 |  | 0 |  | 0 | 6000
46 | VV3V301008 | Empty Drum 45 Gallon | No. | 300 | 25 | 7500 |  | 0 |  | 0 |  | 0 |  | 0 | 7500
47 |  | Fabricated Support for fencing | No. | 120 | 8 | 960 |  | 0 |  | 0 |  | 0 |  | 0 | 960
48 | HH7H704001 | 33 KV Post Insulator | No. | 250 | 3 | 750 |  | 0 |  | 0 |  | 0 |  | 0 | 750
49 | FF3F301028 | PN Structure | No. | 2000 | 2 | 4000 |  | 0 |  | 0 |  | 0 |  | 0 | 4000
50 |  | Blade for 132 KV Isolator 800X SMC | No. | 4990 | 6 | 29940 |  | 0 |  | 0 |  | 0 |  | 0 | 29940
51 | II5I501003 | Mid Spam Joint for Zebra | No. | 60 | 4 | 240 |  | 0 |  | 0 |  | 0 |  | 0 | 240
52 |  | Hanger for 'A' type Tower | No. | 110 | 10 | 1100 |  | 0 |  | 0 |  | 0 |  | 0 | 1100
53 |  | P T Jn, box for 33 KV PT | No. | 3140.81 | 1 | 3140.81 |  | 0 |  | 0 |  | 0 |  | 0 | 3140.81
54 | FF3F301016 | BCT Structure | No. | 11226.25 | 4 | 44905 |  | 0 |  | 0 |  | 0 |  | 0 | 44905
55 | FF3F301013 | BBL Structure | No. | 31720.29 | 4 | 126881.16 |  | 0 |  | 0 |  | 0 |  | 0 | 126881.16
56 | MM0M009002 | 110 Volt DC Relay For Breaker | No. | 1129.33 | 3 | 3387.99 |  | 0 |  | 0 |  | 0 |  | 0 | 3387.99
57 |  | 3.56,36 KVAR,7.3 KV,50A,22 micro farad single phase 50 Hz internal fuse ,APP type HV capacitor unit "MAGNEWIN" make | No | 124848.87 | 1 | 124848.87 |  | 0 |  | 0 |  | 0 |  | 0 | 124848.87
58 | KK0K005001 | 33 KV lightning arrester complete with connector | No | 37455 | 2 | 74910 |  | 0 |  | 0 |  | 0 |  | 0 | 74910
59 | AA0A004001 | ACSR Zebra conductor in Pecs. (old & used) | Mtr | 100 | 45 | 4500 |  | 0 |  | 0 |  | 0 |  | 0 | 4500
60 | FF3F301042&43 | Hot dip Galvanized structure column and beam | Kg. | 100 | 770 | 77000 |  | 0 |  | 0 |  | 0 |  | 0 | 77000
61 | JJ1J103050 | Anti pumping devices suitable for CGL make breakers as per sample | No | 783.15 | 4 | 3132.6 |  | 0 |  | 0 |  | 0 |  | 0 | 3132.6
62 | HH0H005001 | 33 KV heavy duty isolator complet jaw,and blade& connector(Panther) along with earth switch | No | 56523 | 1 | 56523 |  | 0 |  | 0 |  | 0 |  | 0 | 56523
63 | MM3M304013 | Digital MW meter Type 3 Phase 4 wire 50-0-50 MW CTR 200/1A PTR132KV /110 V. Aux Supply 110 V DC | No | 8824.63 | 4 | 35298.52 |  | 0 |  | 0 |  | 0 |  | 0 | 35298.52
64 | LL6L601002 | Flexible PVC coated copper wire 16 sq mm | Mtr | 183.2 | 50 | 9160 |  | 0 |  | 0 |  | 0 |  | 0 | 9160
65 | MM3M303006 | Digital A C Ammeter range 0-500 A (programmable) Aux Supply 110 V DC | No | 5357.2 | 4 | 21428.8 |  | 0 |  | 0 |  | 0 |  | 0 | 21428.8
66 | VV3V301001 | EHV GradeTransformer oil,conferming IS:335:1993 | Ltr. | 62.54 | 169 | 10569.26 |  | 0 |  | 0 |  | 0 |  | 0 | 10569.26
67 | CC2C201009 | 4X2.5 mm2 control cable(armoured) | Km | 203700 | 0.14 | 28518 |  | 0 |  | 0 |  | 0 |  | 0 | 28518
68 | VV3V301001 | EHV GradeTransformer oil, (COLUMBIA- OIL) | Liter | 73.16 | 209 | 15290.44 |  | 0 |  | 0 |  | 0 |  | 0 | 15290.44
69 |  | 145 KV Current Transformers 140 / 1 A, (0.2S Class) ,1 core. | No | 176539.8 | 1 | 176539.8 |  | 0 |  | 0 |  | 0 |  | 0 | 176539.8
70 |  | 145 KV Current Transformers 300 / 1 A, (0.2S Class) ,3 core. | No | 188309.12 | 1 | 188309.12 |  | 0 |  | 0 |  | 0 |  | 0 | 188309.12
71 | VV7V713001 C | 145 KV CVT old and used | No | 10000 | 1 | 10000 |  | 0 |  | 0 |  | 0 |  | 0 | 10000
72 | VV7V713002 | 145 KV CVT (1-Phase) accuracy class 0.2 | No | 190586.52 | 1 | 190586.52 |  | 0 |  | 0 |  | 0 |  | 0 | 190586.52
73 | VV5V505008 | 36 KV CT (3 core,1 Phase) 400/200/1A Accuracy class 0.2S | No | 58823 | 1 | 58823 |  | 0 |  | 0 |  | 0 |  | 0 | 58823
74 | HH5H502001 | Isolator Blade 145 KV Isolator center operated, double break ,1600 Amp make G. Nandi | No | 15635 | 3 | 46905 |  | 0 |  | 0 |  | 0 |  | 0 | 46905
75 | HH5H501004 | Jaw with clamp 145 KV Isolator center operated, double break ,1600 Amp make G. Nandi | No | 9115.5 | 6 | 54693 |  | 0 |  | 0 |  | 0 |  | 0 | 54693
76 | HH5H502001 | Male contact assembly 145 KV Isolator center Break , 1250 Amp make Rama Engineers | No | 6136 | 1 | 6136 |  | 0 |  | 0 |  | 0 |  | 0 | 6136
77 | HH5H501001 | Female contact assembly 145 KV Isolator center Break , 1250 Amp make Rama Engineers | No | 6136 | 1 | 6136 |  | 0 |  | 0 |  | 0 |  | 0 | 6136
78 | HH7H702003 | Isolator Blade 36 KV Isolator center operated, double break ,800 Amp make G. Nandi | No | 5723 | 4 | 22892 |  | 0 |  | 0 |  | 0 |  | 0 | 22892
79 | HH7H701001 | Jaw with clamp 36 KV Isolator center operated, double break ,800 Amp make G. Nandi | Nos | 3569.5 | 4 | 14278 |  | 0 |  | 0 |  | 0 |  | 0 | 14278
80 | VV5V503001 | 145 KV CT of rating 800/400/200/1A,5core 0.2 accuracy class | Nos | 171750 | 2 | 343500 |  | 0 |  | 0 |  | 0 |  | 0 | 343500
81 | HH8H801043 | Isolator clamp for ACSR panther conductor | Nos | 1292.1 | 1 | 1292.1 |  | 0 |  | 0 |  | 0 |  | 0 | 1292.1
82 | JJ4J401003 | Breaker clamp for ACSR Moose conductor | Nos | 1286.2 | 4 | 5144.8 |  | 0 |  | 0 |  | 0 |  | 0 | 5144.8
83 |  | 145 KV CT 400/200/1AHeptacare Accuracy 0.2 | No | 35000 | 1 | 35000 |  | 0 |  | 0 |  | 0 |  | 0 | 35000
84 | JJ8J801001 | Sulphur Hexa Flouride (SF-6) gas | Kg. | 6454.6 | 42 | 271093.2 |  | 0 |  | 0 |  | 0 |  | 0 | 271093.2
85 | JJ1J103007 | Closing coil for 145 KV SF-6 Circuit Breaker, CGL Make,Type 70- SFM-32 B | Nos | 19458.2 | 1 | 19458.2 |  | 0 |  | 0 |  | 0 |  | 0 | 19458.2
86 | JJ1J103006 | Tripping coil for 145 KV SF-6 Circuit Breaker, CGL Make,Type 70- SFM-32 B | Nos | 19458.2 | 1 | 19458.2 |  | 0 |  | 0 |  | 0 |  | 0 | 19458.2
87 | JJ1J103007 | Closing coil for 145 KV SF-6 Circuit Breaker, ABB Make,1600 Amp, Type LTB 145D1/B,Mfd2005,Sr 17000525 | Nos | 21238.82 | 1 | 21238.82 |  | 0 |  | 0 |  | 0 |  | 0 | 21238.82
88 | JJ1J103006 | Tripping coil for 145 KV SF-6 Circuit Breaker, ABB Make,1600 Amp, Type LTB 145D1/B,Mfd2005,Sr 17000525 | Nos | 21238.82 | 1 | 21238.82 |  | 0 |  | 0 |  | 0 |  | 0 | 21238.82
89 | JJ1J105007 | Closing coil for 36 KV SF-6 Circuit Breaker, CGL Make,1600 Amp, Type 30-SFGP-25A | Nos | 17694.1 | 1 | 17694.1 |  | 0 |  | 0 |  | 0 |  | 0 | 17694.1
90 | JJ1J105005 | Tripping coil for 36 KV SF-6 Circuit Breaker, CGL Make,1600 Amp, Type 30-SFGP-25A | Nos | 17694.1 | 1 | 17694.1 |  | 0 |  | 0 |  | 0 |  | 0 | 17694.1
91 | LL6L601003 | Flexible PVC coated copper wire 04 Sq mm | Mtr | 99.71 | 50 | 4985.5 |  | 0 |  | 0 |  | 0 |  | 0 | 4985.5
92 | LL6L601004 | Flexible PVC coated copper wire 2.5 Sq mm (RYB and black colour) | Mtr | 58.41 | 220 | 12850.2 |  | 0 |  | 0 |  | 0 |  | 0 | 12850.2
93 | LL6L607002 | 5 Pin ,5 Amp socket | No | 52.51 | 11 | 577.61 |  | 0 |  | 0 |  | 0 |  | 0 | 577.61
94 | LL6L607001 | 5 Pin ,15 Amp socket | No | 76.11 | 5 | 380.55 |  | 0 |  | 0 |  | 0 |  | 0 | 380.55
95 | MM1M108014 | Switch 5 Amp | No | 46.61 | 38 | 1771.18 |  | 0 |  | 0 |  | 0 |  | 0 | 1771.18
96 | MM1M108015 | Switch 15 Amp | No | 76.11 | 1 | 76.11 |  | 0 |  | 0 |  | 0 |  | 0 | 76.11
97 | SS5S501003 | MCCB 63Amp ,415 V,TPN Heavels Make | No | 17698.82 | 0 | 0 |  | 0 |  | 0 |  | 0 |  | 0 | 0
98 | SS5S501004 | MCCB 32Amp ,415 V,TPN Heavels Make | No | 8258.82 | 3 | 24776.46 |  | 0 |  | 0 |  | 0 |  | 0 | 24776.46
99 | LL5L501006 | LED tube light 20 watt,220 volt complete | No | 353.41 | 8 | 2827.28 |  | 0 |  | 0 |  | 0 |  | 0 | 2827.28
100 | MM1M101001 | Indicator for panel (LED type ) | No | 58.41 | 17 | 992.97 |  | 0 |  | 0 |  | 0 |  | 0 | 992.97
101 | KK0K003001 | 120 KV LA ( 10 KV , Gapless Type ) | Nos | 236000 | 1 | 236000 |  | 0 |  | 0 |  | 0 |  | 0 | 236000
102 | CC2C201006 | 2.5 sqmm 10 core armoured copper control cable | Km | 413000 | 1.308 | 540204 |  | 0 |  | 0 |  | 0 |  | 0 | 540204
103 | CC2C201007 | 2.5 sqmm 06 core armoured copper control cable | Km | 259600 | 0.746 | 193661.6 |  | 0 |  | 0 |  | 0 |  | 0 | 193661.6
104 | CC2C201009 | 2.5 sqmm 04 core armoured copper control cable | Km | 224200 | 1.624 | 364100.8 |  | 0 |  | 0 |  | 0 |  | 0 | 364100.8
105 | II0I001001 | Disc Insulator 120 KN | Nos | 1416 | 174 | 246384 |  | 0 |  | 0 |  | 0 |  | 0 | 246384
106 | II2I202001 | C - Wedge clamp suitable for ACSR Moose to Moose conductor | Nos | 3540 | 42 | 148680 |  | 0 |  | 0 |  | 0 |  | 0 | 148680
107 | CC3C306006 | 11 KV Power cable ( 3 X 185 Sqmm ) | Mtr | 2360 | 657 | 1550520 |  | 0 |  | 0 |  | 0 |  | 0 | 1550520
108 | CC5C506005 | Cable mid joint kit ( 3 X 185 sqmm ) 11KV XLPE Cable | Nos | 23600 | 10 | 236000 |  | 0 |  | 0 |  | 0 |  | 0 | 236000
109 | CC1C107012 | AL Power cble ( PVC 3.5C x 35 sqmm) | Km | 294528 | 0.446 | 131359.488 |  | 0 |  | 0 |  | 0 |  | 0 | 131359.488
110 |  | CT Clamp suitable for AL Pipe tube 4" | Nos | 1770 | 9 | 15930 |  | 0 |  | 0 |  | 0 |  | 0 | 15930
111 |  | Distance Protection Relay | Nos | 10431.2 | 1 | 10431.2 |  | 0 |  | 0 |  | 0 |  | 0 | 10431.2
112 |  | Directional Over current Relay | Nos | 11044.8 | 1 | 11044.8 |  | 0 |  | 0 |  | 0 |  | 0 | 11044.8
113 | II0I001001 | 160KN Disc Insulator | Nos | 160 | 20 | 3200 |  | 0 |  | 0 |  | 0 |  | 0 | 3200
114 | II8I805005 | Suspension Double fitting for panther | Nos | 180 | 5 | 900 |  | 0 |  | 0 |  | 0 |  | 0 | 900
115 | I4I402001 | Tension clamp for Earth wire | Nos | 628.94 | 4 | 2515.76 |  | 0 |  | 0 |  | 0 |  | 0 | 2515.76
116 |  | Dead End clamp complete for ACSR panther conductor | Nos | 4953.14 | 4 | 19812.56 |  | 0 |  | 0 |  | 0 |  | 0 | 19812.56
117 |  | Silica Gel blue in colour(In sealed container) | Kg. | 558.14 | 178 | 99348.92 |  | 0 |  | 0 |  | 0 |  | 0 | 99348.92
118 |  | Isolator clamp for ACSR panther conductor | No | 1508.04 | 20 | 30160.8 |  | 0 |  | 0 |  | 0 |  | 0 | 30160.8
119 |  | Isolator clamp for ACSR Moose conductor | No | 1508.04 | 6 | 9048.24 |  | 0 |  | 0 |  | 0 |  | 0 | 9048.24
120 |  | Breaker clamp for ACSR panther conductor | No | 1508.04 | 11 | 16588.44 |  | 0 |  | 0 |  | 0 |  | 0 | 16588.44
121 |  | Breaker clamp for ACSR Moose conductor | No | 1508.04 | 12 | 18096.48 |  | 0 |  | 0 |  | 0 |  | 0 | 18096.48
122 |  | C T terminal connector different type | No | 1878.56 | 19 | 35692.64 |  | 0 |  | 0 |  | 0 |  | 0 | 35692.64
123 |  | C-wedge clamps Moose-Moose | No | 2357.64 | 15 | 35364.6 |  | 0 |  | 0 |  | 0 |  | 0 | 35364.6
124 |  | C-wedge clamps Moose-Panther | No | 2116.92 | 9 | 19052.28 |  | 0 |  | 0 |  | 0 |  | 0 | 19052.28
125 |  | CT rod | No | 5890.56 | 9 | 53015.04 |  | 0 |  | 0 |  | 0 |  | 0 | 53015.04
6329844.738
6840389.158
Abstract
Opening balance |  | received | Total |  | Total Issue |  | Closing Balance
6898207.6036 |  | 48790 | 6946997.6036 |  | 106608.52 |  | 6840389.0836
0.07444
Format of Monthly Inventory for Uploading on PTCUL Website
Issued By- Rajan Singh Junior Engineer (Line)132KV S/S Kashipur
Issued to-Umesh Kumar Junior Engineer 132KV S/S Kashipur
Name of Circle/ Zone:- |  |  | 400KV(O&M)Kashipur |  |  |  | Name of Substation |  | 132KV S/SKashipur
Name of Division |  |  | 132KV(O&M)Div Kashipur |  |  |  | Month of |  | 2025-05-01
SR. No. | Item Code | item Description | Unit |  | Quantity |  |  |  | Book Value per unit | Total Cost
|  |  |  | Useable | Unserviceable | Obsolete | Non-Moving | Scrap
1 | FF3F302001 | Tower part banded (Old and Used) | MT. | 7.095 | 0 | 0 | 0 | 0 | 24000 | 170280
2 | FF2F207036 | Template for 'A' Type Tower (Incomplete) | No. | 0 | 0 | 0 | 0 | 1 | 100 | 100
3 |  | Scrap of rusted Tower Part | MT. | 0 | 0 | 0 | 0 | 0.205 | 10000 | 2050
4 | II8I804005 | Suspension single fitting for Panther | No. | 34 | 0 | 0 | 0 | 0 | 60 | 2040
5 | II0I004001 | 70 KN Disc insulator (B&S) | No. | 46 | 0 | 0 | 0 | 0 | 281 | 12926
6 | AA0A005001 | ACSR Panther Conductor | Mtr. | 0.5 | 0 | 0 | 0 | 0 | 98.5 | 49.25
7 | FF2F207038 | Template for B Type Tower | M.T | 0 | 0 | 0 | 0 | 0.844 | 54161 | 45711.884
8 | FF2F207040 | Template for C Type Tower | M.T | 0 | 0 | 0 | 0 | 1.008 | 54161 | 54594.288
9 | II5I502004 | Repair Sleeve for panther | No. | 8 | 0 | 0 | 0 | 0 | 484.65 | 3877.2
10 | II5I501004 | Mid Span Joint for Panther | No. | 3 | 0 | 0 | 0 | 0 | 1150.8 | 3452.4
11 | II8I801005 | Single Tension Fitting for panther | Sets | 20 |  |  |  |  | 7003.3 | 140066
12 |  | Vibration Damper | No | 50 |  |  |  |  | 1829 | 91450
13 | II5I501009 | (A)Mid Span Joint for 7/10SWG Earth Wire | No. | 0 | 0 | 0 | 0 | 0 | 636.02 | 0
|  | (B)Mid Span Joint for 7/10SWG Earth Wire | No. | 7 | 0 | 0 | 0 | 0 | 590 | 4130
14 | II8I801010 | (A) Tension fitting for GS earth wire 7/10SWG or 7/3.15mm. | set | 8 | 0 | 0 | 0 | 0 | 1739.32 | 13914.56
|  | (B) Tension fitting for GS earth wire 7/10SWG or 7/3.15mm. |  | 8 | 0 | 0 | 0 | 0 | 1622.5 | 12980
15 | II8I804010 | (A)Suspension fitting for GS earth wire 7/10SWG or 7/3.15mm. | set | 7 | 0 | 0 | 0 | 0 | 1739.32 | 12175.24
|  | (B)Suspension fitting for GS earth wire 7/10SWG or 7/3.15mm. | set | 5 | 0 | 0 | 0 | 0 | 1864.4 | 9322
16 | II5I502009 | Repair Sleeve for earth wire 7/10SWG or 7/3.15mm | Nos | 4 | 0 | 0 | 0 | 0 | 626.58 | 2506.32
17 |  | Steel pilot wire | Mtr. | 155 | 0 | 0 | 0 | 0 | 20 | 3100
18 |  | 7/10SWG damage /rusted broken earth wire | Kg | 0 | 0 | 0 | 0 | 248 | 10 | 2480
|  | 7/10SWG earth wire | Km | 1.46 | 0 | 0 | 0 | 0 | 78735.5 | 114953.83
19 |  | C-Wedge clamp (Panther to Panther) | No | 12 | 0 | 0 | 0 | 0 | 3770.1 | 45241.2
20 |  | Tower GI nut&bolt(3/4X5/8) | Kg | 20 | 0 | 0 | 0 | 0 | 348.1 | 6962
21 | II8I802005 | Double tension fitting for ACSR panther(Incomplete) | Set | 0 | 0 | 0 | 0 | 6 | 4965.62 | 29793.72
[7 empty] | Total(Useable+Scrap) |  |  | 784155.892
T&P Items
Sr. No. | Item Code | item Description | Unit |  | Quantity |  |  |  | Book Value per unit | Total Cost
|  |  |  | Useable/Qty | Unserviceable | Obsolete | Non-Moving | Scrap
1 |  | Hydraulic compressor of 100 Ton,portable,hand operated completed with accessories/tools. | No | 1 |  |  |  |  | 82718 | 82718
2 |  | Compressor die sets suitable for jointing ACSR panther Conductor(Aluminium portion) | Set | 1 |  |  |  |  | 11782.3 | 11782.3
3 |  | Compressor die sets suitable for jointing ACSR panther Conductor(Steel portion) | Set | 1 |  |  |  |  | 11782.3 | 11782.3
4 |  | Compressor die sets suitable for jointing ACSR ZebraConductor(Aluminium portion) | Set | 1 |  |  |  |  | 13623.1 | 13623.1
5 |  | Compressor die sets suitable for jointing ACSR MooseConductor(Aluminium portion) | Set | 1 |  |  |  |  | 14803.1 | 14803.1
6 |  | 12mm steelrope drum of 200mtr long | No | 1 |  |  |  |  | 29441 | 29441
7 |  | Single sheave pulley open type of 5 ton capacity. | No | 2 |  |  |  |  | 3127 | 6254
8 |  | Double sheave pulley 5 ton capacity | No | 1 |  |  |  |  | 4071 | 4071
9 |  | Hydraulic conductor cutter | No | 1 |  |  |  |  | 31978 | 31978
10 |  | Bolted type come along clamp, 7 bolts for ACSR Zebra Conductor | No | 4 |  |  |  |  | 4661 | 18644
11 |  | Bolted type come along clamp, 7 bolts for ACSR Panther Conductor | No | 2 |  |  |  |  | 4661 | 9322
12 |  | Come along clamp 3 bolted type suitable for 7/10 SWG earth wire. | No | 2 |  |  |  |  | 2265.6 | 4531.2
13 |  | Four Sheave sagging pulley 10 Ton Capacity. | No | 2 |  |  |  |  | 7599.2 | 15198.4
14 |  | Sling 18mm 10MTR | No | 2 |  |  |  |  | 4082.8 | 8165.6
15 |  | Sling 18mm 5 MTR | No | 5 |  |  |  |  | 2631.4 | 13157
16 |  | D-Shackle 4.75 Ton | No | 6 |  |  |  |  | 407.1 | 2442.6
17 |  | Safety belt full body safety harness PN42(01 reputed make like karam etc.) | No | 5 |  |  |  |  | 4436.8 | 22184
18 |  | Poly amide or Braided white nylon rope 14mm | Mtr | 130 |  |  |  |  | 1270.86 | 165211.8
19 |  | Chain Shackle 10Ton Chain pulley block 3 MTR | No | 2 |  |  |  |  | 38768.9 | 77537.8
20 |  | Chain Shackle 2 Ton Chain pulley block 3 MTR | No | 1 |  |  |  |  | 12059.6 | 12059.6
[9 empty] | Total | 554906.8
|  | Issued By |  | Received By
|  | J.E 132KV S/S Kashipur(Line) |  | J.E 132kv S/S Kashipur |  |  |  |  | A.E 132kv S/S Kashipur
|  | Rajan singh |  | Umesh Kumar |  |  |  | Er Vishal Kr Gupta
Format of Monthly Inventory for Uploading on PTCUL Website
Name of Circle/ Zone:-400kv o&m circle Kashipur | [6 empty] | Name of Substation |  |  | 132kv s/s Bazpur
Name of Division 132 KV O&M Div. PTCUL KASHIPUR | [6 empty] | Stock Inventory for the Month of April.2025
SR. No. | Item Code | item Description | Unit | Quantity | [5 empty] | Book Value
|  |  |  | Useable | Unserviceable | Obsolete | Non-Moving | Scrap | Unit Rate
1 | II5I502005 | Double Tention fitting for panther conductor. | Set | 4 |  |  |  |  | 3230 | 12920
2 | II3I305004 | Armour rod for panther conductor. | Set | 3 |  |  |  |  | 910 | 2730
3 | II3I308001 | Bird Guard. | No. | 70 |  |  |  |  | 410 | 28700
4 | II3I301004 | Mid span joint for panther conductor. | No. | 16 |  |  |  |  | 510 | 8160
5 | II3I302004 | Ropier slave for panther conductor. | No. | 2 |  |  |  |  | 185 | 370
6 |  | Pilot Fitting for 70 KN Disc Insulator. | Nos. | 3 |  |  |  |  | 225 | 675
7 | II3I302004 | Repair sleeve for panther conductor. | Nos. | 2 |  |  |  |  | 210 | 420
8 | FF0F013001 | A' Normal Tower. | KG | 379 |  |  |  |  | 66.2 | 25089.8
9 |  | 120 KN Disc Insulator. | No | 32 |  |  |  |  | 120 | 3840
10 |  | ACSR Panther conductor old & used. | KM | 0.87 |  |  |  |  | 18000 | 15660
11 |  | Single tension fitting suitable for panther conductor. | Nos. | 8 |  |  |  |  | 3376.63 | 27013.04
12 |  | Repair sleeve. | Nos. | 1 |  |  |  |  | 900 | 900
13 |  | Single tension fitting suitable for panther conductor. | Nos. | 12 |  |  |  |  | 7003.3 | 84039.6
14 |  | single Suspension fitting suitable for panther conductor. | Nos. | 12 |  |  |  |  | 5835.1 | 70021.2
15 |  | Repair sleeve suitable for ACSR panther conductor. | Nos. | 12 |  |  |  |  | 690.3 | 8283.6
16 |  | Repair sleeve suitable for GS earth wire 7/10 SWG. | Nos. | 8 |  |  |  |  | 672.6 | 5380.8
17 |  | GI hanger as per sample. | Nos. | 8 |  |  |  |  | 2171.2 | 17369.6
18 |  | Vibration damper suitable for ACSR Panther conductor. | Nos. | 8 |  |  |  |  | 1823.1 | 14584.8
19 |  | vibration damper suitable for GS earth wire 7/10 SWG. | Nos. | 6 |  |  |  |  | 1085.6 | 6513.6
20 |  | Tension fitting suitable for GS Earth 7/10 SWG. | Nos. | 8 |  |  |  |  | 1616.6 | 12932.8
21 |  | Suspension fitting suitable for GS earth wire 7/10SWG. | Nos. | 8 |  |  |  |  | 1858.5 | 14868
[7 empty] | Total |  |  | 360471.84
Scrap
SR. No. | Item Code | item Description | Unit | Quantity | [5 empty] | Book Value
|  |  |  | Useable | Unserviceable | Obsolete | Non-Moving | Scrap
1 |  | Earth wire old & used,rusted and deteriorated | KG |  |  |  |  | 410 | 35 | 14350
[7 empty] | Total |  |  | 14350
|  | JE Name |  |  | AE Name |  |  |  |  | EE Name
Name of Zone -Kumoun Zone | [5 empty] | stock | STOCK |  |  |  |  | For the Month of MAY -2025
Name of Circule -Kashipur Circle
Name of Division -132 KV O&M Division Kashipur
Name of Sub- Station -132 KV S/S Ramnagar
S. No. | Item code | Name of Item | Unit | Unit rate in Rs. | Useable |  | Unserviceable |  | Non-Moving |  | Obsolete |  | Scrap |  | Total Inventory Amt.
[5 empty] | Qty. | Total Amount in Rs. | Qty. | Total Amount in Rs. | Qty. | Total Amount in Rs. | Qty. | Total Amount in Rs. | Qty. | Total Amount in Rs.
1 |  | ACSR Panther Conductor | Mtr | 80 | 98 | 7840 |  | 0 |  | 0 |  | 0 | 0 | 0 | 7840
2 |  | ACSR Zebra Conductor | Mtr | 85 | 34 | 2890 |  | 0 |  | 0 |  | 0 | 0 | 0 | 2890
3 |  | ACSR Tarantula Conductor | Mtr | 257 | 41 | 10537 |  | 0 |  | 0 |  | 0 | 0 | 0 | 10537
4 |  | Empty Drum | No. | 350 | 8 | 2800 |  | 0 |  | 0 |  | 0 | 0 | 0 | 2800
5 |  | 36 mm MS Round | Kg | 19.6 | 718 | 14072.8 |  | 0 |  | 0 |  | 0 | 0 | 0 | 14072.8
6 |  | SP-45 Old steel pole | No. | 2000 | 1 | 2000 |  | 0 |  | 0 |  | 0 | 0 | 0 | 2000
7 |  | Gal. S/S strecture ATM | Kg | 28.74 | 2465 | 70844.1 |  | 0 |  | 0 |  | 0 | 0 | 0 | 70844.1
8 |  | Gal. S/S strecture AXM | Kg | 28.74 | 1119.65 | 32178.741 |  | 0 |  | 0 |  | 0 | 0 | 0 | 32178.741
9 |  | Gal. S/S strecture BTM | Kg | 28.74 | 2903.705 | 83452.4817 |  | 0 |  | 0 |  | 0 | 0 | 0 | 83452.4817
10 |  | Gal. S/S strecture CCM | Kg | 28.74 | 354.23 | 10180.5702 |  | 0 |  | 0 |  | 0 | 0 | 0 | 10180.5702
11 |  | 95mm2 ,3 1/2 Al. Cable | Mtr | 250 | 38 | 9500 |  | 0 |  | 0 |  | 0 | 0 | 0 | 9500
12 |  | Control Cable 6x2.5mm2 | Mtr | 132.75 | 57 | 7566.75 |  | 0 |  | 0 |  | 0 | 0 | 0 | 7566.75
13 |  | OSR relay suitable for NGEF make 20 MVA T/f | No. | 11917.5 | 1 | 11917.5 |  | 0 |  | 0 |  | 0 | 0 | 0 | 11917.5
14 |  | Fired C-Wedge clamp suitable for Panther to Panther | No. | 1912.48 | 18 | 34424.64 |  | 0 |  | 0 |  | 0 | 0 | 0 | 34424.64
15 |  | 33 KV CT(200-100/1A) old and used | No. | 12100 | 2 | 24200 |  | 0 |  | 0 |  | 0 | 0 | 0 | 24200
16 |  | Trip coil 110 Vsuitable for CGL make 132 KV Circuit Breader | No. | 2815 | 2 | 5630 |  | 0 |  | 0 |  | 0 | 0 | 0 | 5630
17 |  | PG Clamp Zebra to Zebra | No. | 1123.6 | 3 | 3370.8 |  | 0 |  | 0 |  | 0 | 0 | 0 | 3370.8
18 |  | Eye bolt suitable for 33 KV BHEL make VCB Circuit breaker. | No. | 519.8 | 5 | 2599 |  | 0 |  | 0 |  | 0 | 0 | 0 | 2599
19 |  | 2.5mm2x2 core control cable | Km. | 81207 | 0.465 | 37761.255 |  | 0 |  | 0 |  | 0 | 0 | 0 | 37761.255
20 |  | 2.5mm2x4 Core Control Cable | Km. | 140002.3 | 0.3 | 42000.69 |  | 0 |  | 0 |  | 0 | 0 | 0 | 42000.69
21 |  | 36 KV PT with 0.2 S Accuracy class | No. | 47790 | 0 | 0 |  | 0 |  | 0 |  | 0 | 0 | 0 | 0
22 |  | 132KV CT 1 Phase Heptacare Power (PSDF) | No. | 179286.22 | 1 | 179286.22 |  | 0 |  | 0 |  | 0 | 0 | 0 | 179286.22
23 |  | Blades for 33 KV isolator | No. | 3825 | 7 | 26775 |  | 0 |  | 0 |  | 0 | 0 | 0 | 26775
24 |  | Tension fitting | No. | 900 | 10 | 9000 |  | 0 |  | 0 |  | 0 | 0 | 0 | 9000
25 |  | Old used and defective 33 KV CT 3Core 400/200/1A Hepta Care | No. | 1500 | 0 | 0 | 1 | 1500 |  | 0 |  | 0 | 0 | 0 | 1500
26 |  | GI foundation Anchor bolt (size 28 mm) | No. | 1041.87 | 20 | 20837.4 |  | 0 |  | 0 |  | 0 | 0 | 0 | 20837.4
27 |  | GI foundation Anchor bolt (size32 mm) | No. | 1095.16 | 10 | 10951.6 |  | 0 |  | 0 |  | 0 | 0 | 0 | 10951.6
28 |  | 33 KV Lightning arrestor with all accessories and surge counter | No. | 32915 | 2 | 65830 |  | 0 |  | 0 |  | 0 | 0 | 0 | 65830
29 |  | Complete damage 145 KV CT | No. | 5000 | 0 | 0 |  | 0 |  | 0 |  | 0 | 1 | 5000 | 5000
30 |  | Old used and damaged battery bak of 110 Volt | Set | 27500 | 0 | 0 |  | 0 |  | 0 |  | 0 | 1 | 27500 | 27500
31 |  | Old used & damaged exghaust fan of 18" size | No. | 1000 | 2 | 2000 |  | 0 |  | 0 |  | 0 | 0 | 0 | 2000
32 |  | Old used and damaged battery Cell of 2 Volt 300 Ah | No. | 500 | 0 | 0 |  | 0 |  | 0 |  | 0 | 5 | 2500 | 2500
33 |  | Auxllary contractor operating 110 Volt DC | No. | 2940.56 | 2 | 5881.12 |  | 0 |  | 0 |  | 0 | 0 | 0 | 5881.12
34 |  | Zebra to Panther Clamp | No. | 1177.64 | 2 | 2355.28 |  | 0 |  | 0 |  | 0 | 0 | 0 | 2355.28
35 |  | Control Cable 2.5 Sqmmx6 Core | Mtr. | 197.53 | 200 | 39506 |  | 0 |  | 0 |  | 0 | 0 | 0 | 39506
36 |  | Control Cable armoed 2.5 Sqmmx10 Core | Mtr. | 238.1965 | 160 | 38111.4432 |  | 0 |  | 0 |  | 0 | 0 | 0 | 38111.4432
37 |  | Transformer oil (209 letre per berrel ) | Berrel | 15290.45 | 4 | 61161.8 |  | 0 |  | 0 |  | 0 | 0 | 0 | 61161.8
38 | * | 36 KV CT (3 Core) (1 Phase) 400/200/1 A, 0.2s accuracy | No. | 58823 | 1 | 58823 |  | 0 |  | 0 |  | 0 | 0 | 0 | 58823
39 |  | HV Bushing Clamp for 40 MVA/20MVA T/Fas per sample | No, | 1321.6 | 2 | 2643.2 |  | 0 |  | 0 |  | 0 | 0 | 0 | 2643.2
40 |  | HLVBushing Clamp for 40 MVA/20MVA T/Fas per sample | No. | 1144.6 | 2 | 2289.2 |  | 0 |  | 0 |  | 0 | 0 | 0 | 2289.2
41 |  | 2.5 mm2* 4core control cable in piesces | Mtr | 10 | 300 | 3000 |  | 0 |  | 0 |  | 0 | 0 | 0 | 3000
42 |  | 2.5 mm2*10 core control cable inpisces | Mtr | 15 | 100 | 1500 |  | 0 |  | 0 |  | 0 | 0 | 0 | 1500
43 |  | 132 Kv CT 200/100/1 A. Old &Used | No. | 12000 | 2 | 24000 |  | 0 |  | 0 |  | 0 | 0 | 0 | 24000
44 |  | 132 KV LA Old & Used | No. | 6000 | 1 | 6000 |  | 0 |  | 0 |  | 0 | 0 | 0 | 6000
45 |  | 33 KV CT 800/400/200/1A . Old & Used | No. | 6000 | 2 | 12000 |  | 0 |  | 0 |  | 0 | 0 | 0 | 12000
46 |  | 33 Kv LA Old & Used | No. | 4000 | 2 | 8000 |  | 0 |  | 0 |  | 0 | 0 | 0 | 8000
47 |  | 33 KV PT | No. | 55501.5 | 1 | 55501.5 |  | 0 |  | 0 |  | 0 | 0 | 0 | 55501.5
48 |  | 33 KV LA Damaged | NO. | 500 | 0 | 0 |  | 0 |  | 0 |  | 0 | 1 | 500 | 500
49 |  | Multi Standred copper Control Cable (Armoured)2x2.5mm2 | Kms. | 76086.4 | 3 | 228259.2 |  | 0 |  | 0 |  | 0 | 0 | 0 | 228259.2
50 |  | Multi Standred copper Control Cable (Armoured)4x2.5mm2 | Kms. | 127907.66 | 7.946 | 1016354.2664 |  | 0 |  | 0 |  | 0 | 0 | 0 | 1016354.2664
51 |  | Multi Standred copper Control Cable (Armoured)6x2.5mm2 | Kms. | 165710.46 | 1.491 | 247074.2959 |  | 0 |  | 0 |  | 0 | 0 | 0 | 247074.2959
52 |  | Multi Standred copper Control Cable (Armoured)10x2.5mm2 | Kms. | 263266.31 | 3.489 | 918536.1556 |  | 0 |  | 0 |  | 0 | 0 | 0 | 918536.1556
53 |  | Old used and defective 132 KV CVT | No. | 12500 | 0 | 0 |  | 0 |  | 0 |  | 0 | 3 | 37500 | 37500
54 |  | New SF-6 Gas cylinder | Kg. | 6454.6 | 30 | 193638 |  | 0 |  | 0 |  | 0 | 0 | 0 | 193638
55 | 1 | 40 MVA T/F HV SideBushing Terminal ConnectorFor ACSR Panthor Conductor | No. | 2653.82 | 2 | 5307.64 |  | 0 |  | 0 |  | 0 | 0 | 0 | 5307.64
56 | 2 | 40 MVA T/F LV SideBushing Terminal ConnectorFor ACSR Panthor Conductor | No. | 2653.82 | 4 | 10615.28 |  | 0 |  | 0 |  | 0 | 0 | 0 | 10615.28
57 | 3 | 20 MVA T/F HV SideBushing Terminal ConnectorFor ACSR Panthor Conductor | No. | 2653.82 | 3 | 7961.46 |  | 0 |  | 0 |  | 0 | 0 | 0 | 7961.46
58 | 4 | 20 MVA T/F LV SideBushing Terminal ConnectorFor ACSR Panthor Conductor | No. | 2653.82 | 2 | 5307.64 |  | 0 |  | 0 |  | 0 | 0 | 0 | 5307.64
59 | 5 | 33 KV Isolator Connector For ACSR Panthor conductor | No. | 2581.84 | 3 | 7745.52 |  | 0 |  | 0 |  | 0 | 0 | 0 | 7745.52
60 | 6 | 33 KV Isolator Connector For ACSR Zebra conductor | No. | 2581.84 | 2 | 5163.68 |  | 0 |  | 0 |  | 0 | 0 | 0 | 5163.68
61 | 7 | 33 KV Circuit Breaker Terminal Connector For ACSR Panthor conductor | No. | 2571.22 | 4 | 10284.88 |  | 0 |  | 0 |  | 0 | 0 | 0 | 10284.88
62 | 8 | 33 KV Circuit Breaker Terminal Connector For ACSR Zebra conductor | No. | 2571.22 | 2 | 5142.44 |  | 0 |  | 0 |  | 0 | 0 | 0 | 5142.44
63 | 9 | 33 KV main bus clamp For ACSR Taramtulla to Panthor conductor | No. | 2653.82 | 4 | 10615.28 |  | 0 |  | 0 |  | 0 | 0 | 0 | 10615.28
64 | 10 | 33 KV main bus clamp For ACSR Taramtulla to zebra conductor | No. | 2653.82 | 2 | 5307.64 |  | 0 |  | 0 |  | 0 | 0 | 0 | 5307.64
65 | 11 | 33 KV Main bus Isolator Connector For ACSR taramtula conductor | No. | 2653.82 | 1 | 2653.82 |  | 0 |  | 0 |  | 0 | 0 | 0 | 2653.82
66 | 12 | Terminal connector for 132 KV CGL make C.B | No. | 2742.32 | 2 | 5484.64 |  | 0 |  | 0 |  | 0 | 0 | 0 | 5484.64
67 | 13 | Terminal connector for 132 KV C.B | No. | 2742.32 | 2 | 5484.64 |  | 0 |  | 0 |  | 0 | 0 | 0 | 5484.64
68 | 14 | Terminal connector for 132 KV CVT | No. | 2742.32 | 2 | 5484.64 |  | 0 |  | 0 |  | 0 | 0 | 0 | 5484.64
69 | 15 | Terminal connector required for HV Bushing of 20 MVA T/F | No. | 2938.2 | 2 | 5876.4 |  | 0 |  | 0 |  | 0 | 0 | 0 | 5876.4
70 | 16 | Terminal connector required for LV Bushing of 20 MVA T/F | No. | 2348.2 | 2 | 4696.4 |  | 0 |  | 0 |  | 0 | 0 | 0 | 4696.4
71 | 17 | Terminal connector required for HV Bushing of 40 MVA T/F | No. | 3534.1 | 2 | 7068.2 |  | 0 |  | 0 |  | 0 | 0 | 0 | 7068.2
72 | 18 | Terminal connector required for LV Bushing of 40 MVA T/F | No. | 2938.2 | 2 | 5876.4 |  | 0 |  | 0 |  | 0 | 0 | 0 | 5876.4
73 | 19 | Terminal connector for 33 KV Circuit Breaker | No. | 3534.1 | 1 | 3534.1 |  | 0 |  | 0 |  | 0 | 0 | 0 | 3534.1
74 | 21 | CRC Standred Size | No. | 590 | 2 | 1180 |  | 0 |  | 0 |  | 0 | 0 | 0 | 1180
75 | 22 | Contactor 110 V DC for 132 KV Circuit Breaker | No. | 3829.1 | 2 | 7658.2 |  | 0 |  | 0 |  | 0 | 0 | 0 | 7658.2
76 | 23 | Contactor 110 V DC for 33 KV Circuit Breaker | No. | 2944.1 | 2 | 5888.2 |  | 0 |  | 0 |  | 0 | 0 | 0 | 5888.2
77 | 24 | Contractor for fan control of 40 MVA T/F | No. | 5888.2 | 2 | 11776.4 |  | 0 |  | 0 |  | 0 | 0 | 0 | 11776.4
78 | 25 | MCB Single Pole 32 Amp | No. | 330.4 | 6 | 1982.4 |  | 0 |  | 0 |  | 0 | 0 | 0 | 1982.4
79 | 26 | MCB Three Pole 32 Amp | No. | 997.1 | 10 | 9971 |  | 0 |  | 0 |  | 0 | 0 | 0 | 9971
80 | 27 | HRC Fuse 2 Amp | No. | 34.22 | 10 | 342.2 |  | 0 |  | 0 |  | 0 | 0 | 0 | 342.2
81 | 28 | HRC Fuse 4 Amp | No. | 46.02 | 10 | 460.2 |  | 0 |  | 0 |  | 0 | 0 | 0 | 460.2
82 | 29 | HRC Fuse 10 Amp | No. | 57.82 | 10 | 578.2 |  | 0 |  | 0 |  | 0 | 0 | 0 | 578.2
83 | 30 | HRC Fuse 16 Amp | No. | 69.62 | 10 | 696.2 |  | 0 |  | 0 |  | 0 | 0 | 0 | 696.2
84 | 31 | Contactor 110 V DC for 33 KV Circuit Breaker | No. | 1528.1 | 5 | 7640.5 |  | 0 |  | 0 |  | 0 | 0 | 0 | 7640.5
85 | 32 | Contactor 110 V DC for 132 KV Circuit Breaker | No. | 1528.1 | 2 | 3056.2 |  | 0 |  | 0 |  | 0 | 0 | 0 | 3056.2
86 | 33 | Multi Stand 2.5 mm Sqr Copper wire of different colour | No. | 53.1 | 350 | 18585 |  | 0 |  | 0 |  | 0 | 0 | 0 | 18585
87 |  | 33KV LA(OLD & USED) | No. | 5000 | 4 | 20000 |  | 0 |  | 0 |  | 0 | 0 | 0 | 20000
88 |  | ACSR Panthor conductor | Mtr | 20 | 0 | 0 |  | 0 |  | 0 |  | 0 | 15 | 300 | 300
89 |  | ACSR Zebra conductor | Mtr | 30 | 0 | 0 |  | 0 |  | 0 |  | 0 | 12 | 360 | 360
90 |  | Silika Gel | Kg | 375.24 | 135 | 50657.4 |  | 0 |  | 0 |  | 0 | 0 | 0 | 50657.4
91 |  | 145 KV CVT(Single Phase)Of Accurecy Class 0.2S( Without Juntion Box) | NO | 395819.2 | 3 | 1187457.6 |  | 0 |  | 0 |  | 0 | 0 | 0 | 1187457.6
[6 empty] | 5102621.4089 |  | 1500 |  | 0 |  | 0 |  | 73660 | 5177781.4089
[6 empty] | Total Amt. of Useable |  | Total Amt. of Unserviceable |  | Total Amt. of Non. Moving |  | Total Amt. of obsolete |  | Total Amt. of Scrap | Total Inventory Amt.
[5 empty] | Total Usable | 4923335.1889 | [5 empty] | Singnature of J.E. |  |  | 31/04/25
[12 empty] | Singnature of A.E. |  |  | Date:-
[12 empty] | Singnature of E.E. |  |  | Date:-
Name of Zone: Kumoun Zone | [5 empty] | T & P |  |  |  | For the Month- MAY-25
Name of Circle : Kashipur circuil
Name of Division : O & M Division Kashipur
Name of Substation : 132 KV S/S Ramnagar
S. No. | Item code | Name of Item | Unit | Unit rate in Rs. | Useable |  | Unserviceable |  | Non-Moving |  | Obsolete |  | Scrap |  | Total Inventory Amt.
[5 empty] | Qty. | Total Amount in Rs. | Qty. | Total Amount in Rs. | Qty. | Total Amount in Rs. | Qty. | Total Amount in Rs. | Qty. | Total Amount in Rs.
1 |  | Hydraulic Crimping Tool 400-1000sqm | No. | 36750 | 1 | 36750 | [7 empty] | 0 | 36750
2 |  | 2500V Motorized Insulation Tester | No. | 58800 | 1 | 58800 | [7 empty] | 0 | 58800
3 |  | Single Sheave Pully Block | No. | 3098 | 1 | 3098 | [7 empty] | 0 | 3098
4 |  | Double Sheave Pully Block | No. | 4142 | 1 | 4142 | [7 empty] | 0 | 4142
5 |  | Triple Sheave Pully Blocl | No. | 5586 | 1 | 5586 | [7 empty] | 0 | 5586
6 |  | Portable Air Blower | No. | 7298 | 2 | 14596 | [7 empty] | 0 | 14596
7 |  | Steel Table 5"x3"x2 1/2" | No. | 3468 | 2 | 6936 | [7 empty] | 0 | 6936
8 |  | Steel Rack | No. | 1632 | 2 | 3264 | [7 empty] | 0 | 3264
9 |  | Wooden Telephonen Desk | No. | 988 | 1 | 988 | [7 empty] | 0 | 988
10 |  | Wooden Dining Set | No. | 9360 | 1 | 9360 | [7 empty] | 0 | 9360
11 |  | Steel Almirah | No. | 4080 | 2 | 8160 | [7 empty] | 0 | 8160
12 |  | Canter table | No. | 866 | 1 | 866 | [7 empty] | 0 | 866
13 |  | Single Bed Wooden | No. | 1570 | 2 | 3140 | [7 empty] | 0 | 3140
14 |  | Allen Key Set | No. | 242 | 2 | 484 | [7 empty] | 0 | 484
15 |  | Socket Spanner Set(JHALANI) | No. | 2428 | 1 | 2428 | [7 empty] | 0 | 2428
16 |  | D/E Spanner Set 6mm to 32mm | No. | 475 | 2 | 950 | [7 empty] | 0 | 950
17 |  | Detachable Screw Driver | No. | 125 | 1 | 125 | [7 empty] | 0 | 125
18 |  | 300mm Screw Driver | No. | 125 | 1 | 125 | [7 empty] | 0 | 125
19 |  | Box Spanner Set | No. | 3860 | 1 | 3860 | [7 empty] | 0 | 3860
20 |  | Crimping Tool for Pressing Lugs for of cable 2.5 mm to 35mm hand operated | No. | 995 | 1 | 995 | [7 empty] | 0 | 995
21 |  | Hydraulic Crimping Tool for pressing Lugs of Cable size 35 mm to 300mm | No. | 19495 | 1 | 19495 | [7 empty] | 0 | 19495
22 |  | Desk Top Computer HCL Make | No. | 26600 | 1 | 26600 | [7 empty] | 0 | 26600
23 |  | TFT 39.5 Monitor HCL Make | No. | 3330 | 1 | 3330 | [7 empty] | 0 | 3330
24 |  | Biligual Key Board | No. | 153 | 1 | 153 | [7 empty] | 0 | 153
25 |  | Combo Drive | No. | 297 | 1 | 297 | [7 empty] | 0 | 297
26 |  | Internal Modem(56kbps) | No. | 187 | 1 | 187 | [7 empty] | 0 | 187
27 |  | Multi function Printer samsung SCX-4521F S.No. -8P67BACZ801698 | No. | 12733 | 1 | 12733 | [7 empty] | 0 | 12733
28 |  | Combination Plier | No. | 280 | 1 | 280 | [7 empty] | 0 | 280
29 |  | Nose Plier | No. | 250 | 1 | 250 | [7 empty] | 0 | 250
30 |  | Hammer 500gm | No. | 300 | 1 | 300 | [7 empty] | 0 | 300
31 |  | First Aid Box | No. | 1300 | 1 | 1300 | [7 empty] | 0 | 1300
32 |  | Screw Driver Set | No. | 890 | 1 | 890 | [7 empty] | 0 | 890
33 |  | Pick Axe 500gm | No. | 485 | 1 | 485 | [7 empty] | 0 | 485
34 |  | Scissor | No. | 400 | 1 | 400 | [7 empty] | 0 | 400
35 |  | Sefety Belt half Body | No. | 681 | 6 | 4086 | [7 empty] | 0 | 4086
36 |  | First Aid Box Complete With All Medicines | No. | 2264.33 | 1 | 2264.33 | [7 empty] | 0 | 2264.33
37 |  | Double Bed | No. | 18000 | 1 | 18000 | [7 empty] | 0 | 18000
38 |  | Matters (CHL) | No. | 3375 | 2 | 6750 | [7 empty] | 0 | 6750
39 |  | Table with both side door | No. | 14142.1 | 1 | 14142.1 | [7 empty] | 0 | 14142.1
40 |  | Computer table with one side door | No. | 3359.6 | 1 | 3359.6 | [7 empty] | 0 | 3359.6
41 |  | Steel Almirah with five shelves (20-22 gauge) | No. | 25378.6 | 2 | 50757.2 | [7 empty] | 0 | 50757.2
42 |  | Steel bench with three seat | No. | 9624.8 | 2 | 19249.6 | [7 empty] | 0 | 19249.6
43 |  | High back executive chair | No. | 7888.25 | 1 | 7888.25 | [7 empty] | 0 | 7888.25
44 |  | Low Back executive chair | No. | 5606.9 | 2 | 11213.8 | [7 empty] | 0 | 11213.8
45 |  | Visitor Chair | No. | 2814.8 | 10 | 28148 | [7 empty] | 0 | 28148
46 |  | Biomatric Attendance Machine | No. | 11741 | 1 | 11741 | [7 empty] | 0 | 11741
47 |  | Steel Stool 1'x1 1/2'x1 1/2' | No. | 158 | 1 | 158 | [7 empty] | 0 | 158
48 |  | Digital Multi meter | No. | 49263.15 | 1 | 49263.15 | [7 empty] | 0 | 49263.15
49 |  | Gas Refilling Device | No. | 35688.05 | 1 | 35688.05 | [7 empty] | 0 | 35688.05
50 |  | Torch | No. | 120 | [8 empty] | 1 | 120 | 120
51 |  | Earth Resistivity Tester | No. | 18375 | [8 empty] | 1 | 18375 | 18375
52 |  | 5000V Motorized Insulation Tester | No. | 71400 | [8 empty] | 1 | 71400 | 71400
53 |  | 3 1/2 Digit Digital Multimeter | No. | 6825 | [8 empty] | 1 | 6825 | 6825
54 |  | Armed Steel Chair 'S' Type | No. | 535 | [8 empty] | 6 | 3210 | 3210
55 |  | Steel Stool 1'x1 1/2'x1 1/2' | No. | 158 | [8 empty] | 1 | 158 | 158
56 |  | Wooden Easy Chair (Cushion) | No. | 940 | [8 empty] | 4 | 3760 | 3760
57 |  | D/E Spanner Set 6-7 to 30-32 | No. | 523 | [8 empty] | 1 | 523 | 523
58 |  | Ring Spanner Set 6-7 to 30-32 | No. | 1181 | [8 empty] | 1 | 1181 | 1181
59 |  | Screw Driver SET | No. | 160 | [8 empty] | 1 | 160 | 160
60 |  | Combination Pliers | No. | 150 | [8 empty] | 1 | 150 | 150
61 |  | Cutting Pliers | No. | 135 | [8 empty] | 1 | 135 | 135
62 |  | Nose Pliers | No. | 138 | [8 empty] | 1 | 138 | 138
63 |  | Hack Saw Frame | No. | 78 | [8 empty] | 1 | 78 | 78
64 |  | Screw Driver Large | No. | 78 | [8 empty] | 1 | 78 | 78
65 |  | Screw Driver Medium | No. | 48 | [8 empty] | 1 | 48 | 48
66 |  | Soldring Iron | No. | 75 | [8 empty] | 1 | 75 | 75
67 |  | Nokia Hand Set Model3100352974005000120 | No. | 0 | [8 empty] | 1 | 0 | 0
68 |  | Slide Wrench 300mm | No. | 230 | [8 empty] | 1 | 230 | 230
69 |  | Aluminum Ladder Wall Suporting Folding type in Two Pieces Total Working length 24 Ft with Pully &sisal Rope | No. | 7900 | [8 empty] | 1 | 7900 | 7900
70 |  | Aluminum Ladder Wall Suporting Having Total Working Length of 18 Ft Long in two parts with sliding arrangment safe length up to 24 Ft with suitable Pully & sisal Rope | No. | 5850 | [8 empty] | 1 | 5850 | 5850
71 |  | Oil Testing Set (0 to 100 KV)Motorized | No. | 39800 | [8 empty] | 1 | 39800 | 39800
72 |  | UPS 1.0 KVA,168 VAH Uniline Make | No. | 5157 | [8 empty] | 1 | 5157 | 5157
73 |  | McAfee Anti Virus | No. | 900 | [8 empty] | 1 | 900 | 900
74 |  | Pipe Wrench 18' | No. | 700 | [8 empty] | 1 | 700 | 700
75 |  | Earth Chain | No. | 1500 | [8 empty] | 1 | 1500 | 1500
76 |  | Digital Multimeter | No. | 3500 | [8 empty] | 1 | 3500 | 3500
77 |  | Safety Helmet | No. | 681 | [8 empty] | 6 | 4086 | 4086
78 |  | Sefety Belt full Body | No. | 1696.83 | [8 empty] | 6 | 10180.98 | 10180.98
79 |  | Hand Gloves | No. | 681 | [8 empty] | 6 | 4086 | 4086
80 |  | Gum Boot | No. | 737.75 | [8 empty] | 6 | 4426.5 | 4426.5
81 |  | Earth discharge rod | No. | 2837.5 | [8 empty] | 2 | 5675 | 5675
82 |  | Rain coats | No. | 1816 | [8 empty] | 6 | 10896 | 10896
[6 empty] | 494062.08 | [7 empty] | 211301.48 | 705363.56
[6 empty] | Total Amt. of Useable |  | Total Amt. of Unserviceable |  | Total Amt. of Non. Moving |  | Total Amt. of obsolete |  | Total Amt. of Scrap | Total Inventory Amt.
Singnature of J.E.
[12 empty] | Singnature of A.E. |  |  | Date:-
[12 empty] | Singnature of E.E. |  |  | Date:-
Name of Zone: Kumoun Zone | [6 empty] | Month |  | 2025-04-01
Name of Circle: Kashipur
Name of Division:- 220 KV O&M Division Mahuakheraganj
Name of Substation:- 220 KV Substation Mahuakheraganj
S. No. | Item code | Name of Item | Unit | Unit rate in Rs. | Useable |  | Unserviceable |  | Non-Moving |  | Obsolete |  | Scrap
[5 empty] | Qty. | Total Amount in Rs. | Qty. | Total Amount in Rs. | Qty. | Total Amount in Rs. | Qty. | Total Amount in Rs. | Qty. | Total Amount in Rs.
1 |  | ACSR Conductor Zebra | Mtr. | 279.9 | 1018 | 284938.2
2 |  | ACSR Conductor Panther | Mtr. | 135 | 1535 | 207225
3 |  | GI Earth Wire 7/10 SWG | Mtr. | 49.95 | 388 | 19380.6
4 |  | IPS Aluminium Tube 4" | Mtr. | 18000 | 37 | 666000
5 |  | PVC Control Cable - W/o Armoured- 6x2.5mm |  | 202.65 | 100 | 20265
6 |  | HF Cable -Longest optical cable - | set | 29115 | 1 | 29115
7 |  | Tower Parts- GI | kg | 76.6 | 990 | 75834
8 |  | Line Isolator 220 KV Motorized with Earth Switch | no | 172759 | 1 | 172759
9 |  | Line Isolator 132 KV Motorized with Earth Switch | no | 162558 | 1 | 162558
10 |  | 220 KV Isolater Spare Support Insulator | No | 22950 | 7 | 160650
11 |  | 220 KV Isolater Spare Switch 220V Limit Switch for Motorized Isolators | Set | 5221 | 4 | 20884
12 |  | 132 KV Isolater Spare Jaws Contact Finger | No | 14185.2 | 1 | 14185.2
13 |  | 132 KV Isolater Spare Blade Male contact | No | 13046.8 | 2 | 26093.6
14 |  | 220 KV Isolater Spare Switch Control switch | no | 290 | 4 | 1160
15 |  | 33 KV Isolater Spare Isolator Rotating Assembly Motorized operating mechanism for Isolator | No | 60000 | 1 | 60000
16 |  | Disc Insulator 160 KN Porceline | No | 1610 | 76 | 122360
17 |  | Disc Insulator 120 KN Porceline | No | 999 | 54 | 53946
18 |  | Disc Insulator 90 KN | No | 599 | 14 | 8386
19 |  | Disc Insulator 90 KN | No | 1310 | 15 | 19650
20 |  | Disc Insulator 11 KV (11500 kg X pin | No | 860 | 143 | 122980
21 |  | PG Clamp Moose - Moose | No | 1080 | 6 | 6480
22 |  | PG Clamp Moose - Moose | No | 2599.65 | 20 | 51993
23 |  | PG Clamp Moose- Panther | no | 1685.48 | 10 | 16854.8
24 |  | PG Clamp Zebra- Zebra | No | 1123.7 | 4 | 4494.8
25 |  | PG Clamp Panther- Panther | No | 2365.9 | 38 | 89904.2
26 |  | C-wedge Clamp Moose- Moose | No | 2752.25 | 0 | 0
27 |  | C-wedge Clamp Zebra- Zebra | No | 2175.5 | 14 | 30457
28 |  | C-wedge Clamp Panther- Panther | No | 3957.72 | 60 | 237463.2
29 |  | Cleat type Clamp 7/10 SWG | No | 117 | 19 | 2223
30 |  | Mid Span Joint Zebra | No | 710 | 9 | 6390
31 |  | Mid Span Joint Panther | No | 1271.2 | 8 | 10169.6
32 |  | Mid Span Joint 7/10 SWG | No | 610 | 2 | 1220
33 |  | Repair Sleeve Zebra | No | 1072.6 | 1 | 1072.6
34 |  | Repair Sleeve Zebra | No | 410 | 8 | 3280
35 |  | Repair Sleeve Zebra | No | 576 | 5 | 2880
36 |  | Repair Sleeve Panther | No | 550.48 | 5 | 2752.4
37 |  | Repair Sleeve 7/10 SWG | No. | 550.48 | 5 | 2752.4
38 |  | Bird Guard | set | 710 | 2 | 1420
39 |  | Spacers Quard Moose | No. | 1710 | 4 | 6840
40 |  | Spacers Twin Moose | No | 1888 | 18 | 33984
41 |  | Single Tension Fitting 7/10 SWG | No | 810 | 24 | 19440
42 |  | Double Tension Fitting Panther | set | 5210 | 12 | 62520
43 |  | Single Suspension Fitting Zebra | No | 8128.9 | 2 | 16257.8
44 |  | Single Suspension Fitting Panther | No | 4494.6 | 2 | 8989.2
45 |  | Double Suspension Fitting Panther | No/set | 3610 | 13 | 46930
46 |  | Circuit Breaker Sapres 220KV Trip Coil Assembly | no | 13554 | 1 | 13554
47 |  | Circuit Breaker Sapres 220KV Closing Coil Assembly | no | 13776 | 1 | 13776
48 |  | Circuit Breaker Sapres 220KV Poles | No. | 719475 | 1 | 719475
49 |  | Circuit Breaker Sapres 132KV Poles | No. | 535725 | 1 | 535725
50 |  | Circuit Breaker Sapres 220KV Pressure Switch | no | 8892 | 1 | 8892
51 |  | Circuit Breaker Sapres 132KV 220V DC Trip Coil Assembly | no | 11231 | 1 | 11231
52 |  | Circuit Breaker Sapres 132KV 220V DC Closing Coil Assembly | no | 12443 | 1 | 12443
53 |  | Circuit Breaker Sapres 132KV Pressure Switch | no | 7885 | 1 | 7885
54 |  | Circuit Breaker Auxiliary switch Limit switch 220V DC | No | 979.72 | 0 | 0
55 |  | Circuit Breaker Auxiliary switch Density moniter switch | No | 22855 | 1 | 22855
56 |  | Circuit Breaker Auxiliary switch Density moniter switch | No | 19886 | 1 | 19886
57 |  | Circuit Breaker Auxiliary Contact 13No+13NC | No | 8361.95 | 4 | 33447.8
58 |  | Spring oprating Mechanism Triping spring | No | 12450.55 | 5 | 62252.75
59 |  | Circuit Breaker Accessories Molecular filter | set | 8896 | 3 | 26688
60 |  | Circuit Breaker Accessories Molecular filter | set | 8897 | 3 | 26691
61 |  | Circuit Breaker Accessories Opening Latch gear | set | 9883 | 1 | 9883
62 |  | Circuit Breaker Accessories Opening Latch gear | set | 8883 | 1 | 8883
63 |  | Circuit Breaker Accessories Opening dash pot | set | 18000 | 1 | 18000
64 |  | Circuit Breaker Accessories Opening dash pot | set | 14332 | 1 | 14332
65 |  | Circuit Breaker Accessories Closing dash pot | set | 16500 | 1 | 16500
66 |  | Circuit Breaker Accessories Closing dash pot | set | 16500 | 1 | 16500
67 |  | Circuit Breaker Accessories Closing Latch gear | set | 8500 | 1 | 8500
68 |  | Circuit Breaker Accessories Closing Latch gear | set | 7220 | 1 | 7220
69 |  | Circuit Breaker Accessories Operating counter | no | 2566 | 1 | 2566
70 |  | Circuit Breaker Accessories Operation counter | no | 2566 | 1 | 2566
71 |  | Miscellaneous Panel Spare - Switch - Control switch for breaker | no | 26567 | 4 | 106268
72 |  | Lighting Arrestor 220 KV | No | 63495 | 2 | 126990
73 |  | Lighting Arrestor 33 KV | No | 34992 | 1 | 34992
74 |  | Bus Post Insulator (without corona ring) with creepage distance of 6125 mm. - 245 kV | no | 36895 | 15 | 553425
75 |  | Bus Post Insulator (without corona ring) with creepage distance of 3625 mm. - 145 kV | no | 13770 | 4 | 55080
76 |  | Bus Post Insulator (without corona ring) with creepage distance of 3625 mm. - 145 kV | no | 20647 | 13 | 268411
77 |  | Relay - Trip circuit supervision relay - Trip ckt supervision relay | No | 68554 | 1 | 68554
78 |  | Relay - Auxiliary relay - Auxiliary relay 220V | no | 65478 | 2 | 130956
79 |  | Relay - Phase failure relay - Phase failure relay with UV/OV Relay (Minilec) auto reset, system voltage 415V AC | no | 1961 | 0 | 0
80 |  | Relay - Phase failure relay - Phase failure relay with UV/OV Relay (Minilec) auto reset, system voltage 415V AC | no | 2940.5 | 1 | 2940.5
81 |  | Relay - Diffrential Relay - Transformer differential protection relay with assesiores | no | 141340 | 1 | 141340
82 |  | Relay - Diffrential Relay - Reactor differential protection relayincluding all aux. CT and associated software | no | 79487 | 1 | 79487
83 |  | Relay - Disturbance Recorder - Disturbance recorder acquisition unitswith Software | no | 42000 | 1 | 42000
84 |  | Relay - Distance to fault locator - including mutual compasation units | no | 1600 | 1 | 1600
85 |  | Relay - Over load relay - with timer | no | 16200 | 1 | 16200
86 |  | Relay - Back up for protection relay - Back up for protection relay with 3O/C and 1 E/F element | no | 138674 | 1 | 138674
87 |  | Relay - Back up impedance relay - Back up impedance relay | set | 88657 | 1 | 88657
88 |  | Relay - Back up impedance relay - Back up imp relay | set | 9000 | 1 | 9000
89 |  | Relay - Restricted earth fault protection relay - with Non-linear resistor Type- SR350 relay | no | 139872 | 1 | 139872
90 |  | Relay - Over Fluxing Relay - Over fluxing relay | set | 900 | 1 | 900
91 |  | Relay - DC supervision relay - 220 KV & 132KV | no | 62558 | 2 | 125116
92 |  | Relay - Self reset trip relay - self reset trip relay for 220 Kv & 132 KV | no | 69887 | 2 | 139774
93 |  | Relay - Hand reset trip relay - Hand reset trip relay for 220 KV & 132 KV | no | 58976 | 2 | 117952
94 |  | Relay - Auto Reclose Relay - with Check Synchronising Relay and Dead Line Charging Relay(RAAAM) for 400, 220 &132 KV | no | 55438 | 2 | 110876
95 |  | Relay - Breaker failure relay - for 220 KV | no | 356 | 1 | 356
96 |  | Relay - Breaker failure relay - for 132 KV@240 | No | 240 | 1 | 240
97 |  | Relay - Flag relay - Flag relay 220 KV & 132 KV | No | 54789 | 2 | 109578
98 |  | Relay - Definite time relay - Definite time relay | no | 12559 | 1 | 12559
99 |  | Relay - Timer Relay - for 220 KV & 132 KV | No | 3224 | 2 | 6448
100 |  | Relay - Over Voltage Protection Relay - over voltage protection relay with timers | set | 18044 | 1 | 18044
101 |  | Relay - TP Deffental Proction Relay Setting 10-40% Ctr-1a Supply 220VDC - | No | 32665 | 1 | 32665
102 |  | Relay - TP O/C Relay 50-200%(Valtage Operated O CTR 1A, 90.3SEC) 220VDC - | No | 33256 | 1 | 33256
103 |  | Relay - 220VDC Earth Leakage Relay,Satting 3.7MA AUX Supply 230VAC - | No | 22987 | 1 | 22987
104 |  | Relay - TP Istant O/C Relay With Adj Defl Mani Time CTR-1A,200-800% - | No | 26556 | 1 | 26556
105 |  | Relay - Master Trip Relay Aux. Supply 220VDC 4NO+1 No. - | No | 28996 | 1 | 28996
106 |  | Relay - Insant E/F Relay With Adj Deft Mini Time,Ctr-1a,10-40% 220VDC - | No | 1137 | 2 | 2274
107 |  | Miscellaneous Panel Spare - Switch - AIR BREAKER SWITCH ,250A,220VDC, DP SWITCH | no | 9237 | 1 | 9237
108 |  | Miscellaneous Panel Spare - Switch - BREAKER CONTROL SWITCH DP 25A | No | 6589 | 1 | 6589
109 |  | Miscellaneous Panel Spare - Selector Switch - Volt meter-220 KV & 132 kV | No | 430 | 1 | 430
110 |  | Miscellaneous Panel Spare - Selector Switch - DP,16A,ON-OFF | no | 3565 | 1 | 3565
111 |  | Miscellaneous Panel Spare - Selector Switch - AMMTER-10A | no | 2546 | 1 | 2546
112 |  | Miscellaneous Panel Spare - Selector Switch - AMMTER-6A | no | 2223 | 1 | 2223
113 |  | Miscellaneous Panel Spare - Selector Switch - A/M -1P,2W,W/O OFF,6A | no | 6695 | 1 | 6695
114 |  | Miscellaneous Panel Spare - Selector Switch - A/M -3P,2W,W/O OFF,6A | no | 3365 | 1 | 3365
115 |  | Miscellaneous Panel Spare - Selector Switch - Synchornizing Selector Switch 220 KV & 132 KV | no | 342 | 2 | 684
116 |  | Miscellaneous Panel Spare - Synchornizing socket - 220 KV & 132 KV | No | 3524 | 2 | 7048
117 |  | Analog Meter - Frequency Meter - Frequency meter | No. | 12454 | 1 | 12454
118 |  | Analog Meter - Voltmeter - with Transducer for 132 KV | No. | 5512 | 2 | 11024
119 |  | Analog Meter - Voltmeter - 0-500V 415VAC | No | 9888 | 1 | 9888
120 |  | Analog Meter - Voltmeter - 0-500V,PTR-415VAC | No. | 9888 | 1 | 9888
121 |  | Analog Meter - Voltmeter - DC-75-0-75V WITH DC SHUNT CL-0 75MV | No. | 8856 | 1 | 8856
122 |  | Analog Meter - Ampere Meter - 0-1000A CTR CL-1.5 | No. | 7588 | 1 | 7588
123 |  | Analog Meter - Ampere Meter - 0-400 CTR CL-1.5 | No | 7588 | 1 | 7588
124 |  | Analog Meter - Ampere Meter - Amp meter DC -WITH DC SHUNT 0-75MV 90-0-200A | No. | 7588 | 1 | 7588
125 |  | Analog Meter - Ampere Meter - Amp meter with transducer for 220 KV & 132KV | No | 5512 | 4 | 22048
126 |  | Digital Meter - KWH (Energy meter) - KWH METER 3P,4W,LEAST COUNT-1KWH | No | 12556 | 1 | 12556
127 |  | Digital Meter - KW METER - KW METER 3P,4W,CTR-1A,90-800KWO | No | 12556 | 1 | 12556
128 |  | Miscellaneous- - Card - Carrier Equipment of Each type | Set | 345672 | 1 | 345672
129 |  | Miscellaneous- - Power supply - module of Bus- bar protection | No | 3000 | 1 | 3000
130 |  | Miscellaneous- - merosil - (Non linear resistor ) | No | 900 | 1 | 900
131 |  | Miscellaneous- - CT & PTs - Inter-posing CT & PTs each type | Set | 2400 | 1 | 2400
132 |  | plcc(carrier) Miscellaneous-items------ - Telephone 4 wire with necessary connecting cable - Telephone 4 wire with necessary connecting cable | set | 5674 | 2 | 11348
133 |  | plcc(carrier) Miscellaneous-items------ - Co-axial connector - Co-axial connector | set | 1356 | 2 | 2712
134 |  | plcc(carrier) Miscellaneous-items------ - Straight through joint - Straight through joint | set | 1234 | 1 | 1234
135 |  | plcc(carrier) Miscellaneous-items------ - Switch - Switch of each type (01 No. 8 LAN port Ethenet switch) | set | 52187 | 1 | 52187
136 |  | Contactor Air Break 30 Amp |  | 3391.4 | 2 | 6782.8
137 |  | MCB 50 V DC 32 A | no | 32000 | 1 | 32000
138 |  | MCCB 415 Volt AC Four pole 400A, Thermal Mag 80-100% setting | no | 19554 | 1 | 19554
139 |  | MCCB 415 Volt AC Four pole 63A, 10ka Thermal Mag 80-100% setting | no | 15447 | 1 | 15447
140 |  | MCCB 415 Volt AC Four pole 32A, Thermal Mag 80-100% setting | no | 13345 | 1 | 13345
141 |  | MCCB 220V DC Double Pole 250A, 4ka Thermal Mag 80-100% setting | no | 15248 | 1 | 15248
142 |  | MCCB 48V DC Double Pole 250A, 4ka Thermal Mag 80-100% setting | no | 13224 | 1 | 13224
143 |  | Annunciations Annunciations windows with necessary Annunciation relay for 220 KV & 132 KV | no | 10092 | 2 | 20184
144 |  | Terminal connector for bushing. HV-100 MVA | No | 2826.15 | 2 | 5652.3
145 |  | Terminal connector for bushing. LV-100 MVA | No | 1170 | 2 | 2340
146 |  | Terminal connector for bushing. HV-80 MVA | No | 2712.65 | 2 | 5425.3
147 |  | Oil Transformer Oil | LTR | 73.16 | 700 | 51212
148 |  | Current Transformer 145KV 800/400/1 A 5 core Accuracy 0.2 | no | 171270 | 2 | 342540
149 |  | Current Transformer 145KV 400/200/1A 5 core Accuracy 0.2 | no | 209975 | 1 | 209975
151 |  | PT (Potential Transformer) PT 1-phase, 33KV/110 Volt - | No | 56563 | 2 | 113126
152 |  | Grading capacitors 220KV |  | 181000 | 1 | 181000
153 |  | Grading capacitors 132KV | No | 181000 | 1 | 181000
154 |  | Battery Charger Relay 220V DC DC Instant U/V Relay With Contineous Setting 40-48%AUX | no | 25623 | 1 | 25623
155 |  | Battery Charger Relay 220V DC Instant ,O/V Relay Setting 110% Aux 230VAC | no | 15662 | 1 | 15662
156 |  | Battery Charger Relay 220V DC Instant ,O/V Relay Setting 95% Aux 230VAC | no | 13554 | 1 | 13554
157 |  | Battery Charger Relay 220V DC Set of Rely | no | 6574 | 1 | 6574
158 |  | Battery Charger Relay 48V DC Instant ,U/V Relay Setting 95% Aux 230VAC | no | 18321 | 1 | 18321
159 |  | Battery Charger Relay 48V DC Instant ,O/V Relay Setting 110% Aux 230VAC | no | 18552 | 1 | 18552
160 |  | Battery Charger Spares 220V DC Thyristor/diode | Set | 3452 | 1 | 3452
161 |  | Battery Charger Spares 220V DC Set of conntractor | Set | 2345 | 1 | 2345
162 |  | Battery Charger Spares 220V DC Set of woun resistor | Set | 2432 | 1 | 2432
163 |  | Battery Charger Spares 220V DC Set of Switches | Set | 456 | 1 | 456
164 |  | Battery Charger Spares 220V DC Potentiometer | No | 1987 | 1 | 1987
165 |  | Battery Charger Spares 48V DC Fuse of thyristor with indicator | No | 987 | 6 | 5922
166 |  | Battery Charger Spares 48V DC Set of wound resistor | Set | 2087 | 1 | 2087
167 |  | Battery Charger Spares 48V DC Set of Switches | Set | 456 | 1 | 456
168 |  | Battery Charger Spares 48V DC Potentiometer | No | 1564 | 1 | 1564
169 |  | Battery Spares Inter cell connector with bolts and nuts for 300 AH | No | 1699 | 7 | 11893
170 |  | Rubber Gaskets rings and seals for SF6 gas (complete replacement for one breaker) | Set | 2878 | 1 | 2878
171 |  | Closing coils with resistors. | No. | 8456 | 2 | 16912
172 |  | fixed, moving and arcing contacts including insulating nozzles for one pole of CB. | Set | 15326 | 1 | 15326
173 |  | Pressure gauges & coupling devices of each type. | set | 26553 | 1 | 26553
174 |  | All types of coupling for SF6 gas. | No. | 8859 | 1 | 8859
175 |  | Terminal pads and connectors. | No. | 12886 | 2 | 25772
176 |  | Corona rings. | No. | 30256 | 1 | 30256
177 |  | Control Relay. | No. | 8992 | 8 | 71936
178 |  | Control Valves. | Set | 38000 | 1 | 38000
179 |  | Copper contact fingers for female and male contacts. | Set | 12456 | 1 | 12456
180 |  | Terminals Connectors. | No. | 5233 | 2 | 10466
181 |  | Terminal Pads. | No. | 4222 | 6 | 25332
182 |  | Rotor housing bearing assembly. | No. | 32236 | 2 | 64472
183 |  | Corona shielding ring of each type. | Set | 2900 | 4 | 11600
184 |  | Bearings . | Set | 12856 | 2 | 25712
185 |  | Interlocking coils with resistor. | No. | 4465 | 5 | 22325
186 |  | Rubber gaskets rings and seals for SF6 gas (complete replacement for one breaker). | Set | 2478 | 1 | 2478
187 |  | Trip coils with resistor. | No. | 8896 | 4 | 35584
188 |  | Closing coils with resistorss. | No. | 8698 | 4 | 34792
189 |  | Fixed, moving and arcing contacts including insulating nozzles for one pole of CB. | Set | 13458 | 1 | 13458
190 |  | Pressor gage and coupling device of each type | set | 22648 | 1 | 22648
191 |  | All types of coupling for SF6 gas. | No. | 7884 | 1 | 7884
192 |  | Terminals pads and connectors. | No. | 11886 | 2 | 23772
193 |  | Corona rings. | No. | 30256 | 1 | 30256
194 |  | Control Relay. | No. | 8233 | 8 | 65864
195 |  | Resister. | No. | 8852 | 1 | 8852
196 |  | Control Valves. | Set | 38000 | 1 | 38000
197 |  | Wattmeter with Transducer for 220 KV & 132 KV. | No. | 12232 | 2 | 24464
198 |  | VAR meter with Transducer for 220 Kv & 132 KV. | No. | 12232 | 2 | 24464
199 |  | Semaphore Indicator for Earth Switch 220 KV & 132 KV. | No. | 5234 | 4 | 20936
200 |  | Trip Transfer Switch 220 KV & 132 KV. | No. | 22645 | 2 | 45290
201 |  | Set of prints for EPAX(24/8). | Set | 189786 | 1 | 189786
202 |  | Set of Prints for Protection coupler. | Set | 198067 | 1 | 198067
203 |  | Shaft sleeves for HVW spray pumps. | Set | 4223 | 1 | 4223
204 |  | Self starter. | No. | 42400 | 1 | 42400
205 |  | Shaft sleeves for hydrant pumps and jockey pump. | Set | 4223 | 1 | 4223
206 |  | Quartzoid Bulb Detector. | No. | 654 | 5 | 3270
207 |  | Projector(merxles). | No. | 1050 | 2 | 2100
208 |  | Deluge Valve. | Set | 8100 | 1 | 8100
209 |  | Isolation Valve(each size). | Set | 8997 | 1 | 8997
210 |  | electrical Control panel Annunciation printed circuit board in the control panel. | Set | 15000 | 1 | 15000
211 |  | strainer. | No. | 1447 | 1 | 1447
212 |  | level Switch. | No. | 1872 | 1 | 1872
213 |  | safety valve for hydro pneumatic system. | No. | 4785 | 1 | 4785
214 |  | Pressure switch . | No. | 4380 | 1 | 4380
215 |  | Bronze pipe fited with nozzle & guide coupling. | No. | 3750 | 1 | 3750
216 |  | Hydrant Valve. | No. | 8755 | 1 | 8755
217 |  | Pressure Gauge. | No. | 1980 | 1 | 1980
218 |  | Self starter assembly for DG set. | No. | 46558 | 1 | 46558
219 |  | Soleniod coil assembly for DG Set. | No. | 26445 | 1 | 26445
220 |  | Switches for DG Set. | Set | 9098 | 1 | 9098
221 |  | Timer for DG. | Set | 22557 | 1 | 22557
222 |  | D.C Starter assembly with clutch engaging and disengaging arrngement complet with motor for DG. | No. | 25664 | 1 | 25664
223 |  | High water temperature safety control for DG. | No. | 2022 | 1 | 2022
224 |  | AVR Card type For DG. | No. | 28776 | 1 | 28776
225 |  | Inter cell connector with bolts and nuts for 500 AH. | No. | 1899 | 10 | 18990
226 |  | Fuse of thyristor with indicator for 220 V. | No. | 1123 | 6 | 6738
227 |  | AUX RELAY WITH 2NO SELF RESET CONTACT 220VDC. | No. | 22323 | 1 | 22323
228 |  | Restrited earth fault protection relay | No. | 34600 | 2 | 69200
229 |  | CURRENT TRANSFORMER 1000/1A,15VA,CL-1. | No. | 32996 | 2 | 65992
230 |  | CURRENT TRANSFORMER 400/1A,15VA,CL-1. | No. | 28996 | 2 | 57992
231 |  | CURRENT TRANSFORMER 400/1A,15VA,CL-5PS. | No. | 26556 | 1 | 26556
232 |  | VOLTAGE TRANSFORMER SINGLE PHASE 415/3,110/3.50VA,CL-0.5. | No. | 26223 | 1 | 26223
233 |  | Terminal connector on 216 kv kv LA to suit single moose ACSR. | No. | 810 | 1 | 810
234 |  | Terminal connector (through)on 216 kv kv LA to suit single moose ACSR. | No. | 810 | 1 | 810
235 |  | Terminal Connector on 132 Kv Wave trap to suit single moose ACSR (Top Terminal). | No. | 810 | 1 | 810
236 |  | Expension type terminal connector on 245 kv CB to suit 4" EH IPS AL Tube. | No. | 5220 | 1 | 5220
237 |  | Expension type terminal connector on 245 kv centre break isolator to suit 4" EH IPS AL Tube. | No. | 5220 | 1 | 5220
238 |  | Terminal connector suitable for 4"EH IPS AL Tube on main way & single moose ACSR on branch way | No. | 2430 | 1 | 2430
239 |  | Expension type terminal connector suitable for 4"EH IPS AL Tube for tandem isolator. | No. | 5220 | 2 | 10440
240 |  | Terminal connector on 245 kv tandem isolator to suit single moose ACSR with 250 mm sub conductor spacing. | No. | 810 | 3 | 2430
241 |  | Sliding(through) type terminal connector on 220 kv BPI to suit 4" Eh IPS AL Tube.@1620.0 | No. | 1620 | 3 | 4860
242 |  | Expension type terminal connector on 220 kv BPI to suit 4" Eh IPS AL Tube.@6480.0 | No. | 6480 | 1 | 6480
243 |  | T connector to suit single moose ACSR on both main & branch way . | No. | 1080 | 0 | 0
244 |  | Corona bell suitable for 4"EH IPS AL Tube. | No. | 1530 | 3 | 4590
245 |  | Connector for 220 kV Circuit Breaker. | No. | 1935 | 3 | 5805
246 |  | Twin Moose Turn buckle tension assambly 220 KV | No. | 16020 | 3 | 48060
247 |  | without turn buckle tension assambly. | No. | 14220 | 3 | 42660
248 |  | twin Moose Suspension assambly. | No. | 6300 | 1 | 6300
249 |  | Single moose tension assambly. | No. | 5940 | 3 | 17820
250 |  | single moose droping assambly. | No. | 5940 | 1 | 5940
251 |  | Clamp for 220 KV Isolator suit for single Moose ACSR. | No. | 1380.6 | 2 | 2761.2
252 |  | Interconnector between single moose ACSR to 4"AL Tube. | No. | 2678.6 | 4 | 10714.4
253 |  | Single moose Through Clamp assambly. | No. | 5940 | 1 | 5940
254 |  | Expension type Terminal connector on 145 kv CB to suit 3" EH IPS AL Tube. | No. | 4680 | 2 | 9360
255 |  | Rigid type terminal connector on 145 kv isolator to suit 3" IPS AL Tube. | No. | 1764 | 4 | 7056
256 |  | Corona Bell suitable for 3" EH IPS AL Tube. | No. | 1044 | 3 | 3132
257 |  | Interconnector between 3"EH IPS AL tube & Single moose ACSR. | No. | 2070 | 2 | 4140
258 |  | Extension type terminal connector suitable for 3"EH IPS AL Tube for tandem isolator. | No. | 4680 | 2 | 9360
259 |  | Sliding (through) type terminal connector suitable for 3"EH IPS AL Tube for tandem isolator. | No. | 1980 | 1 | 1980
260 |  | Terminal Connector on 245 kv tandem isolator to suit single moose ACSR. | No. | 810 | 3 | 2430
261 |  | Sliding (through) type terminal connector on 132 kv BPI to suit 3"EH IPS AL Tube. | No. | 1404 | 3 | 4212
262 |  | T connector to suit single moose ACSR on both and branch way. | No. | 1080 | 3 | 3240
263 |  | Clamp for 132 KV CVT. | No. | 1485 | 1 | 1485
264 |  | Single moose tension assambly 132 KV. | No. | 4141 | 1 | 4141
265 |  | Single moose Through Clamp assambly132 KV. | No. | 4140 | 3 | 12420
266 |  | Terminal connector for 132 KV Isolator suitable for single moose ACSR . | No | 1288.22 | 3 | 3864.66
267 |  | Clamp for 132 KV Isolator. | No | 2077.05 | 0 | 0
268 |  | Terminal Connector on 33Kv LA suit twin moose ACSR. | No. | 2340 | 1 | 2340
269 |  | Terminal Connector (Through) on 33Kv LA twin moose ACSR. | No. | 2340 | 1 | 2340
270 |  | Terminal Connector on horn Gap fuse to suit twin moose ACSR with 250mm sub conductor spacing | No. | 2340 | 1 | 2340
271 |  | Terminal Connector to suit Quard Moose ACSR on main and twin moose ACSR on branch way . | No. | 4500 | 8 | 36000
272 |  | Terminal Connector on 33Kv bushing of 132/33Kv &33/.44Kv Transformer to suit moose ACSR. | No. | 2700 | 1 | 2700
273 |  | Twin Moose tension assambly. | No. | 5940 | 6 | 35640
274 |  | Twin moose droping assambly. | No. | 5940 | 6 | 35640
275 |  | Twin moose Through Clamp assambly. | No. | 6300 | 3 | 18900
276 |  | Quad moose tension assambly with turn buckle . | No. | 17640 | 3 | 52920
277 |  | Quad moose tension assambly without turn buckle. | No. | 17640 | 3 | 52920
278 |  | single ACSR panther Tension assambly. | No. | 1561 | 6 | 9366
279 |  | Single through clamp assemble for ACSR panther | No. | 4676 | 5 | 23380
280 |  | Motorized operating Mechanism for Isolator | No. | 15000 | 3 | 45000
281 |  | Twine moose 250 mm sub conductor spacing to single ACSR panther clamp. | No. | 2820.4 | 3 | 8461.2
282 |  | Cell of Standard qualilty suitable for 33 KV 5 MVAR Capacitor bank. | Job/no | 111911 | 1 | 111911
283 |  | Terminal Clamp for 33 KV PT to suit twine moose ACSR with 250 mm sub conductor spacing. | No. | 2454.4 | 4 | 9817.6
284 |  | pilot fitting (90 KN Disc insulator. | No | 1310 | 5 | 6550
285 |  | pilot fitting for ACSR Zebra conductor. | Set | 1713 | 16 | 27408
286 |  | Pipe type earthing | No. | 9110 | 1 | 9110
287 |  | come along clamp automatic type suitable for 7/10 SWG earth wire upto intial sag tension made up to dia casted galvenized steel. | No. | 13563.3 | 4 | 54253.2
288 |  | Come along clamps bolted type with four number G.I. nut/bolts 7/10 SWG earth wire. | No. | 14528 | 4 | 58112
290 |  | Air Break contactor (siemens make) | no. | 1472.75 | 2 | 2945.5
291 |  | Anti pumping relay | no | 13196.81 | 6 | 79180.86
292 |  | Timer | no | 1473.64 | 2 | 2947.28
293 |  | MCB 16 Amp. 4 pole . | No. | 1961 | 0 | 0
294 |  | Clamp for 220 KV Isolator | No. | 4066.25 | 4 | 16265
296 |  | Terminal connector on 245 kv central break Isolator to suit 4 EH IPS AL TUBE | No. | 3877.48 | 2 | 7754.96
297 |  | Over load relay (siemence make) range 5 to 8 Aamp. For marshlling box. | No. | 1958.7 | 1 | 1958.7
298 |  | Copper contact fingers for female and male contact 245 KV 1600 Amp@ 15938.2 | No. | 15937.2 | 2 | 31874.4
299 |  | Terminal connector on 245 KV suit 4" EH IPS AL Tube @3085.7 | No. | 3086 | 3 | 9258
300 |  | Copper contact fingers for female and male contact 245 KV 800 Amp@ 14726.4 | No. | 14726.4 | 2 | 29452.8
301 |  | Bimetal relay range .9 to 1.5 Amp. | No. | 1961.2 | 1 | 1961.2
302 |  | Terminal connector on 245 KV Wave Trap to suit single moose ACSR(as per sample) | No. | 3646.05 | 5 | 18230.25
303 |  | Terminal connector on 245 KV CVT to suit single moose ACSR(as per sample) | No. | 1569.6 | 4 | 6278.4
304 |  | 245 KV 800/400/1A CT Clamp to suit single moose ACSR (as per sample) | No. | 3646.05 | 5 | 18230.25
305 |  | Rigid type terminal connector ON 245 KV Isolator to suit 4" EH IPS AL Tube (as per sample) | No. | 3646.05 | 5 | 18230.25
306 |  | Terminal connector on 245 KV Cente break isolator to suit single moose ACSR with 250 mm sub conductor spacing(as per sample) | No. | 1569.6 | 5 | 7848
307 |  | Terminal connector suitable for 4" EH IPS AL Tube on main way & single moose ACSR on branch way(as per sample) | No. | 3646.05 | 4 | 14584.2
308 |  | Receive back old repairable D-60 Line 1 Distance Protection relay | No. | 20000 | 1 | 20000
309 |  | Copper flexible bond | No. | 587.64 | 2 | 1175.28
310 |  | 245 KV outdoor Capacitive Voltage Transformer 1 ph 4400 PF with accurecy class0.2 | No. | 406392 | 1 | 406392
311 |  | 120 kv KV Surge aarestor | No. | 57997 | 1 | 57997
312 |  | MCB 63 Amp. 4 pole | No. | 2944.1 | 1 | 2944.1
313 |  | Receive Back old D400 firware version 2.75 | No. | 25000 | 2 | 50000
314 |  | MCB 6 Amp double pole DC | No. | 1958.8 | 1 | 1958.8
315 |  | RCCB 63 Amp 4 Pole | No | 7369.1 | 0 | 0
316 |  | 132 KV Tripping/Closing Coil 220 Volt DC | No | 5894.1 | 4 | 23576.4
317 |  | 132 KV Dismental Tower Materials old & used | Kg | 8.26 | 1552 | 12819.52
318 |  | Disc Insulator Old & Used 70 KN | No | 66 | 54 | 3564
319 |  | ACSR Panther Conductor/Earthwire old & used in pices | meter | 19.56 | 1342 | 26249.52
320 |  | 132 KV Suspension H/F Set old & used | SET | 363 | 6 | 2178
321 |  | 220 KV Dismental Tower Materials old & used | Kg | 8.26 | 2674 | 22087.24
322 |  | Disc Insulator Old & Used 90 KN | No | 45 | 84 | 3780
323 |  | ACSR Zebra Conductor/Earthwire old & used in pises | meter | 34.7 | 1312 | 45526.4
324 |  | 220 KV Suspension H/F Set old & used | SET | 596 | 6 | 3576
325 |  | Phase Failure Relay | No | 7077.64 | 3 | 21232.92
326 |  | N S Type Fuse different 20/16/10/6/2A | No | 376.42 | 10 | 3764.2
328 |  | Old & used ACSR Zebra Conductor | Kg. | 34.7 | 73495 | 2550276.5
329 |  | Old and used Disc insulator 160 KN | No | 40 | 4140 | 165600
330 |  | Old and used Vibration Damper Zebra | No | 20 | 310 | 6200
331 |  | Old and used single tension fitting Zebra | No | 50 | 110 | 5500
332 |  | Old and used single suspension fitting Zebra | No | 55 | 63 | 3465
333 |  | Old and used Double tension fitting Zebra | No | 100 | 48 | 4800
334 |  | Old and used single suspension pilot fitting Zebra | No | 100 | 10 | 1000
335 |  | Old and used Disc insulator 90 KN | No | 45 | 882 | 39690
336 |  | L.E.D. Tube Light 36 Watt | No. | 1116.64 | 0 | 0
337 |  | 2 Core 4 mm PVC Copper armed Cable | Meter | 113.52 | 230 | 26109.6
339 |  | Old and uses ACSR Zebra Conductor in Pices | kg | 34.7 | 1990 | 69053
340 |  | Old and used Disc insulator 160 KN | No. | 40 | 360 | 14400
341 |  | Old and used Double tension fitting Zebra | No. | 50 | 24 | 1200
342 |  | Old and used vibrating damper Zebra | No. | 20 | 24 | 480
343 |  | Copper JAW 1600 Amp 33 KV | No. | 9178 | 3 | 27534
344 |  | Blade 1600 Amp 33 KV | No. | 10001.67 | 2 | 20003.34
345 |  | Terminal connector to twine moose ACSR on branch way | No. | 3234.38 | 3 | 9703.14
346 |  | T CLAMP SUITABLE FOR 220 KV CVT | No. | 2478 | 4 | 9912
347 |  | Closing coil 220 volt DC suitable for 220 KV (Areva make) Circuit Breaker | No. | 7310.1 | 4 | 29240.4
348 |  | Tripping coil 220 volt DC suitable for 220 KV (Areva make) Circuit Breaker | No. | 7310.1 | 4 | 29240.4
349 |  | Closing coil 220 volt DC suitable for 33 KV (ABB make) Circuit Breaker | No. | 5881.1 | 3 | 17643.3
350 |  | Tripping coil 220 volt DC suitable for 33 KV (ABB make) Circuit Breaker | No. | 5882.3 | 3 | 17646.9
352 |  | ACSR Moose Conductor | Meter | 300000 | 1.37 | 411000
353 |  | Dry Battery Cell 50 AH, 2 Volt | No. | 14245.8 | 8 | 113966.4
354 |  | Terminal Connector cell | No. | 962.77 | 8 | 7702.16
356 |  | 220 KV, 1600 Amp, Aluminium alloy made Expension type terminal connector suitable for 4" AL IPS Tube as per sample | No. | 6185.56 | 3 | 18556.68
357 |  | 220 KV, 1600 Amp, Aluminium alloy made Sliding (through) type terminal connector suitable for 4" AL IPS Tube as per sample | No. | 3348.84 | 3 | 10046.52
358 |  | 220 KV, 1600 Amp, Aluminium alloy made terminal connector suitable for 4" AL IPS Tube to center break isolator as per sample | No. | 4707.02 | 2 | 9414.04
359 |  | 220 KV, 1600 Amp, Aluminium alloy made terminal connector suitable twine moose ACSR (on main) and single moose ACSR (on branch ways) as per sample | No. | 2704.56 | 4 | 10818.24
360 |  | 132 KV, 1600 Amp, Aluminium alloy made CT Clamp suitable for 3" AL IPS Tube as per sample | No. | 3530.56 | 4 | 14122.24 |  |  | #REF!
361 |  | Old & used ACSR Zebra Conductor | Kg. | 34.7 | 77730 | 2697231
362 |  | Old and used Disc insulator 160 KN | No | 40 | 4384 | 175360
363 |  | Old and used Disc insulator 90 KN | No | 45 | 860 | 38700
364 |  | Old and used single suspension fitting Zebra | No | 55 | 63 | 3465
365 |  | Old and used single tension fitting Zebra | No | 50 | 204 | 10200
366 |  | Old and used Double tension fitting Zebra | No | 100 | 48 | 4800
367 |  | Old and used single suspension pilot fitting Zebra | No | 100 | 12 | 1200
368 |  | Old and used Vibration Damper Zebra | No | 20 | 345 | 6900
370 |  | HTLS Conductor equivalent to ACSR Zebra conductor (including 2.55 sag +wastages+S/S end conductor) CCC Type | km | 1 | 2.4 | 2.4
371 |  | Single suspansion assembly hardware | No. | 1 | 6 | 6
372 |  | Single suspansion pilot assembly hardware | No. | 1 | 3 | 3
373 |  | Single Tension assembly | No. | 1 | 24 | 24
374 |  | Double suspansion assembly hardware | No. | 1 | 6 | 6
375 |  | Double Tension assembly | No. | 1 | 6 | 6
376 |  | Vibration Dampers | No. | 1 | 16 | 16
377 |  | Mid span joint | No. | 1 | 4 | 4
378 |  | Repair Sleeves | No. | 1 | 3 | 3
379 |  | T Clamp for both end | No. | 1 | 6 | 6
380 |  | Terminal pads without holes | No. | 1 | 6 | 6
381 |  | Terminal pads with holes | No. | 1 | 6 | 6
382 |  | 160 KN Polymer Long Rod Insulator | No. | 1 | 36 | 36
383 |  | 90 KN Polymer Long Rod Insulator | No. | 1 | 21 | 21
|  | 145 KV Outdoor CVT of Standard quality 5 core (04 Protection of PS Accuracy class and 1 Metering core of 0.2 Accuracy class)1 Ph. | No. | 159300 | 1 | 159300
|  | SF-6 Gas | Kg | 5894.1 | 62 | 365434.2
|  | Silica Gel | Kg | 295 | 0 | 0
|  | Supply of special type 33 KV Isolator Jaw rating of 800 Amp with heavy duty copper fingur and tension spring and provided heavy duty aluminium pad for termination 7 G.I. frame as per sample | No. | 6841.54 | 3 | 20524.62
|  | Supply of special type 33 KV Isolator Blade with capacity 800 Amp with heavy duty copper materials with stand for fixing of 800 Amp special type clamps for fixing of Blade at pot and water caps/shielding plates for Jaw as per sample | No. | 4887.62 | 1 | 4887.62
|  | Supply of 33 KV, 1600 Amp CT Clamps suitable for CT to twin moose conductor connection as per sample | No. | 3382.259 | 2 | 6764.518
|  | Supply of 33 KV, 1600 Amp CB Clamps suitable for 33 KV CB to Twin moose conductor connection as per sample | No. | 3382.259 | 2 | 6764.518
|  | Supply of 33 KV, 1600 Amp isolator clamps suitable for isolator to twin moose conductor connection as per sample | No. | 3382.259 | 5 | 16911.295
|  | Supply of 220 KV, 1600 Amp CT Clamps suitable for CT to single moose conductor connection as per sample | No. | 2837.43 | 6 | 17024.58
|  | 132 KV, 800 Amp, CT Clamps suitable for 4" IPS Tube to single moose conductor connection | No. | 2837.43 | 6 | 17024.58
|  | single Tension fitting (120 KN) for ACSR Panther Conductor | No. | 7269.7 | 8 | 58157.6
|  | C-Wedge Clamp suitable for moose connection | No. | 3088.89 | 5 | 15444.45
|  | 245 KV Outdoor Current Transformer 1 P Ratio 1600/800/400/1A 5 core Having accuracy class 0.2S | No. | 622327.28 | 2 | 1244654.56
|  | 33 KV CT 1 P Ratio (400/200/1A 3 core Having accuracy class 0.2S | No. | 88984.98 | 7 | 622894.86
|  | Receive back old and used Nitrojen FEC Panel | Set | 475328 | 1 | 475328
|  | Closing coil CGL Make SF-6 Gas Circuit Breaker | No. | 17700 | 2 | 35400
|  | Tripping coil CGL Make SF-6 Gas Circuit Breaker | Set | 35400 | 1 | 35400
|  | Closing coil CGL Make Vacuum Circuit Breaker | No. | 11800 | 2 | 23600
|  | Tripping coil CGL Make Vacuum Circuit Breaker | Set | 23600 | 1 | 23600
|  | 132 KV Line Protection Panel | No. | 628830 | 0 | 0
|  | RCCB 100A, 4 Pole, 440 Volts | No. | 8834.66 | 2 | 17669.32
|  | RCCB 63A, 4 Pole, 440 Volts | No. | 7363.2 | 2 | 14726.4
|  | MCB 40/32A, 3 Pole, 440 Volts | No. | 2944.1 | 3 | 8832.3
|  | MCB 6/3A, 2 Pole, 240 Volts | No. | 1882.1 | 3 | 5646.3
|  | MCB 32/16A, 2 Pole, 240 Volts | No. | 1412.46 | 10 | 14124.6
|  | MCB 10A, 1 Pole,DC 220 Volts | No. | 2000.1 | 3 | 6000.3
|  | PVC Coated flexible copper wire of 2.5 sqm size of different colour, ISI Mark | Meter | 32.75 | 200 | 6550
|  | PVC Coated flexible copper wire of 1.5 sqm size of different colour, ISI Mark | Meter | 21 | 100 | 2100
|  | TNC(Tripping and closing switch) | No. | 5882.3 | 1 | 5882.3
22687406.921
384 |  | Templates non G.I.(old and used) | Kg | 99.9 | [8 empty] | 1904.2 | 190229.58
385 |  | Templates G.I.(old and used) | Kg | 76.6 | [8 empty] | 10259 | 785839.4
386 |  | Old used and burnt clamps Connector @40.0 | Kg | 40 | [8 empty] | 40 | 1600
387 |  | Old and Burnt and melted clamps20 | Kg | 20 | [8 empty] | 10 | 200
388 |  | Damaged /faulty Charging motor suitable for 33 KV ABB Make circuit breaker. | No. | 2500 | [8 empty] | 3 | 7500
389 |  | Faulty Main-2 Distance relay P442 (AREVA make) | No. | 1500 | [8 empty] | 1 | 1500
390 |  | Damaged old battery cell 12 V 65 AH | No. | 100 | [8 empty] | 4 | 400
391 |  | Faulty Bay Control Unit.@2500 | No. | 2500 | [8 empty] | 2 | 5000
392 |  | Faulty and burnt RXMD2 Relay(CVT Selection Relay) | Set | 500 | [8 empty] | 1 | 500
393 |  | Damaged 2 Volt 500 AH (VRLA type )Battery cells | No. | 100 | [8 empty] | 133 | 13300
394 |  | Burne & damage CT 220 KV 1600/800/1A | No. | 2500 | [8 empty] | 3 | 7500
395 |  | Damaged 2 Volt 300 AH (VRLA type )Battery cells | No. | 100 | [8 empty] | 28 | 2800
396 |  | Faulti Magnetic Pickup | No. | 100 | [8 empty] | 1 | 100
397 |  | Unused brunt melted Clamps connector and aliminium conductor Scrap | Kg | 20 |  | 20 | 60 | 1200
398 |  | Receive back Repaired 220 kv breaker (areva make) spring operating mechanism | No. | 25000 | 1 | 25000
399 |  | Receive Back faulty 132 KV spring operaing mechnism | No. | 2500 | 1 | 2500
400 |  | Receive back Old and Burnt and melted clamps | No. | 20 | [8 empty] | 15 | 300
401 |  | 132 KV Dismental Tower Materials old & used | Kg | 8.26 | [8 empty] | 1518 | 12538.68
402 |  | 220 KV Dismental Tower Materials old & used | Kg | 8.26 | [8 empty] | 2056 | 16982.56
403 |  | Receive back Old and burnt Terminal connector | Kg | 20 | [8 empty] | 10 | 200
404 |  | ACSR moose Conductor (old & used) | Kg | 20 | [8 empty] | 42 | 840
405 |  | Receive back Old crack/damage 120 KV Surge arrester | Set | 17565 | [8 empty] | 1 | 17565
406 |  | Receive back Old and damaged 220 KV CT 1600 Amp. | No. | 10000 | [8 empty] | 1 | 10000
407 |  | Receive back Old and damaged 220 KV CT 1600 Amp. | No. | 2500 | [8 empty] | 1 | 2500
408 |  | Receive back old and brunt clamp &connector and aluminium conductor | Kg. | 20 | [8 empty] | 40 | 800
409 |  | Receive Back damaged/incomplete CB. ABB Make | No. | 2000 | [8 empty] | 1 | 2000
410 |  | Receive back Old and damaged 220 KV CT 1600 Amp. | No. | 2500 | [8 empty] | 1 | 2500
|  | Receive Back old and damaged clamp and connectors | Kg | 20 | [8 empty] | 10 | 200
|  | Receive Back old and damaged aluminium conductor | Kg | 20 | [8 empty] | 50 | 1000
|  | Receive Bacl old 33 KV Circuit Breaker ABB Make | No | 33660 | 1 | 33660
|  | Receive Back old Current Transformer 220 KV, 1600 Amp | No | 45900 | 4 | 183600
|  | Receive Back old Current Transformer 220 KV, 1600 Amp | No | 45900 | 1 | 45900
|  | Receive Back old and damaged 33 KV Outdoor Vacuum circuit breaker alongwith structure | No | 2500 | 1 | 2500
|  | Receive back old and dammaged 800/400/1A CT | No | 1000 | 1 | 1000
|  | Receive back old and dammaged 800/400/1A CT | No | 500 | 2 | 1000
|  | Receive back old and used Nitrojen FEC Panel | Set |  |  | 0
|  | Receive Back old and damaged 33 KV Outdoor Vacuum circuit breaker alongwith structure | No. | 2500 | 1 | 2500
|  | Receive back old and dammaged 800/400/1A CT | No. | 1000 | 1 | 1000
|  | Receive back old and dammaged 800/400/1A CT | No. | 500 | 2 | 1000
|  |  | Total |  |  | 290660 |  | 1200 | [5 empty] | 1083895.22
22978066.921
|  |  | G.Total |  |  | 24063162.141
[10 empty] | Singnature of J.E. |  |  | Date:-
[10 empty] | Singnature of A.E. |  |  | Date:-
[10 empty] | Singnature of E.E. |  |  | Date:-
T&P 220 KV S/S Mahuakheraganj
S. No. | Item code | Name of Item | Unit | Unit rate in Rs. | Useable |  | Unserviceable |  | Non-Moving |  | Obsolete |  | Scrap
[5 empty] | Qty. | Total Amount in Rs. | Qty. | Total Amount in Rs. | Qty. | Total Amount in Rs. | Qty. | Total Amount in Rs. | Qty. | Total Amount in Rs.
1 |  | Computer Chair | No. | 10083.6 | 6 | 60501.6
2 |  | Table T-8 | No. | 8365.72 | 8 | 66925.76
3 |  | Godrej Table T-9 | No. | 12752.83 | 2 | 25505.66
4 |  | Computer Table | No. | 8263.73 | 6 | 49582.38
5 |  | Single Sleeve Pulley Block | No. | 2826.2 | 1 | 2826.2
6 |  | Raincoat with cap | No. | 1010.2 | 5 | 5051
7 |  | Safety Belt | No. | 1055.6 | 5 | 5278
8 |  | Rubber Gum Boots | Pair | 1021.5 | 5 | 5107.5
9 |  | D.F.Hammer | No. | 499.4 | 1 | 499.4
10 |  | Fire Fightng Equipment Fire Bucket | No | 325.66 | 18 | 5861.88
11 |  | Unitezed Table T-104 | No. | 16893 | 1 | 16893
12 |  | Unitezed Table T-102 | No. | 13571.84 | 2 | 27143.68
13 |  | Easy Table-CPRZE | No. | 5781.09 | 2 | 11562.18
14 |  | Conference Table (10 seater) Encarta | No. | 40955.34 | 1 | 40955.34
15 |  | Executive Chair EARL72OR | No. | 6420.74 | 10 | 64207.4
16 |  | Executive Chair 7001D | No. | 13524.07 | 1 | 13524.07
17 |  | Executive Chair 7002D | No. | 12685.15 | 3 | 38055.45
18 |  | Executive Chair 7003 | No. | 6495.61 | 8 | 51964.88
19 |  | Task Chair- 1007 | No. | 3171.76 | 27 | 85637.52
20 |  | Multipurpase Stool | No. | 985.35 | 6 | 5912.1
21 |  | Waiting Chair (Metal perforated)- VIA3STRWI Arm | No. | 5831.73 | 4 | 23326.92
22 |  | Lounge Sofa- Premium Lounge 2STR | No. | 11602.91 | 4 | 46411.64
23 |  | Conventional Storage-KD Plain (4 Shelves) | No. | 12183.54 | 11 | 134018.94
24 |  | Back Storage-Vertcal Fitting Cavinet (4 Sheleves) | No. | 16318.53 | 8 | 130548.24
25 |  | Display-Storage-Book Case @ 17976.20 | No. | 17946.2 | 8 | 143569.6
26 |  | Cupboards-slim line with Locker | No. | 13908.7 | 2 | 27817.4
27 |  | Beds-Vienna King bed | No. | 16163.05 | 2 | 32326.1
28 |  | Digital Multimeter along with accessories Make- Megger | No. | 3594.12 | 1 | 3594.12
29 |  | Digital Earth Leakage Clamp Meter (Tong Tester) along with accessories make Megger | No. | 12062 | 1 | 12062
30 |  | SF-6 Gas Evecuation and Refilling device (SF-6 Gas Trolley with Gas evacuation and Refilling facility) Model PICCOLO series alonge with accessories. Make- DILO (Germany) | No. | 1004265 | 1 | 1004265
|  | (B) RS 485 Cable | mtr. |  | 500 | 0
|  | © 2.5 sq. mm. 25 mtr. | mtr. |  | 20 | 0
|  | (D) RS 485 TO 232 Conerter | No. |  | 2 | 0
|  | € Cable 120 mm (10mtr) for PCITS 2000/2 | No. |  | 6 | 0
|  | (F) PVC Pipe/Conduit | mtr. |  | 500 | 0
31 |  | Oil BDV Testing Kit 0-80KV (Transformer Oil Dielectric Strength Measuring Instrument) along with accessories. Make- DILI (Germany) | No./set | 198088 | 1 | 198088
32 |  | SF-6 Gas Leakage Detector/Sensor along with accessories. Make DILO | No./set | 39641.44 | 2 | 79282.88
33 |  | Gapless Zinc Oxide LA Tester along with accessories as testing unit,laptop lenova,(Make-Beacon) | No. | 194402.4 | 1 | 194402.4
34 |  | Megger 5 KV ,Analouge Motorized Insulation Tester along with accessories | No. | 4479 | 1 | 4479
35 |  | Megger 1 KV ,Analouge Motorized Insulation Tester along with accessories | No. | 3359.2 | 1 | 3359.2
36 |  | D-Spanner Set | No. | 1169.8 | 2 | 2339.6
37 |  | Ring-Spanner Set | No. | 1837.3 | 2 | 3674.6
38 |  | Torqe Wrench Set | No. | 13998.4 | 2 | 27996.8
39 |  | Insulating Gloves | No. | 179.57 | 5 | 897.85
40 |  | Helmets | No. | 111.24 | 5 | 556.2
41 |  | Spliced Extension ladders with step 25.4 mm Dia Aluminium Cprragated pipe and Complete with filly safety lick and Rope etc. Make- Sopan | No. |  |  | 0
|  | (A) 5 Meter |  | 1232.98 | 1 | 1232.98
|  | (B) 10 Meter |  | 2230 | 1 | 2230
|  | (C) 20 Meter |  | 6416.55 | 2 | 12833.1
42 |  | Polymide or Braided White Nylon Rope Make- Rachem | No. |  |  | 0
|  | (A) 12 MM | mtr. | 36.14 | 100 | 3614
|  | (B) 14 MM | mtr. | 30.12 | 100 | 3012
|  | © 20 MM | mtr. | 57 | 100 | 5700
43 |  | UPS APC 600 VA @ 2800 | No. | 2800 | 2 | 5600
44 |  | Printer HP 11008 @ 5250 | No. | 5250 | 2 | 10500
45 |  | ADSL Modem (Broad band modem with IPSEC) @ 3784.20 | No. | 3784.2 | 2 | 7568.4
46 |  | Dining Table along with 06 no. chair | No. | 49770 | 2 | 99540
47 |  | Earh Discharge rod suitable for EHV Line | No. | 5618.25 | 6 | 33709.5
48 |  | Pipe Wrench 18" | No. | 1112.3 | 1 | 1112.3
49 |  | Pipe Wrench 22" | No. | 1396.05 | 1 | 1396.05
50 |  | Rachet Spanner (goti) set | No. | 7888.3 | 2 | 15776.6
51 |  | Vaccum Cleaner with Blower and sunction | No. | 22110 | 1 | 22110
52 |  | Drill Machine with bits | No. | 6583 | 1 | 6583
53 |  | Tool box of Standard size | No. | 5084.8 | 1 | 5084.8
54 |  | First Aid box with standard medicine and shoock chart. | No. | 2247.3 | 1 | 2247.3
55 |  | Pick Axe 1.5 kg. | No. | 488.05 | 1 | 488.05
56 |  | Torch Standard Quality | No. | 567.5 | 2 | 1135
57 |  | Nose plier Standard quaility | No. | 476.7 | 2 | 953.4
58 |  | Cutting plier Standard quality | No. | 624.25 | 2 | 1248.5
59 |  | Screw Driver set standard quality | No. | 851.25 | 2 | 1702.5
60 |  | Non aadhar based biometric attendence system with software @ 11764.20 | No. | 11764.2 | 1 | 11764.2
61 |  | Tullu pump | No. | 5874 | 1 | 5874
62 |  | LED Smart TV | No. | 115687.2 | 1 | 115687.2
63 |  | Common meter reading Instrument | No. | 81184 | 1 | 81184
64 |  | Desktop Computer make HCL | No. | 38627.4 | 2 | 77254.8
65 |  | 12 MM Steel rope drum of 400 MTR Long | No | 58982.3 | 1 | 58982.3
66 |  | Single dheave pulley open of 5 Ton capacity | No | 3168.3 | 4 | 12673.2
67 |  | Double sheave pulley 5 Ton capacity | No | 4112.3 | 2 | 8224.6
68 |  | Hydraulic Conductor cutter | No | 32007.5 | 1 | 32007.5
69 |  | Bolted type come along clamp, 7 bolts, for ACSR Zebra Conductor | No | 4672.8 | 4 | 18691.2
70 |  | Bolted type come along clamp, 7 bolts for ACSR Panther Conductor | No | 4672.8 | 2 | 9345.6
71 |  | Come along clamp 3 bolts type suitable for 7/10 SWG Earth wire | No | 2259.7 | 1 | 2259.7
72 |  | Four sheave sagging pulley 10 Ton capacity | No | 7599.2 | 2 | 15198.4
73 |  | Sling 18 MM 10 MTR | No | 4088.7 | 2 | 8177.4
74 |  | Sling 18 MM 5 MTR | No | 2625.5 | 3 | 7876.5
75 |  | D-Shackle 4.75 Ton | No | 371.7 | 3 | 1115.1
76 |  | Sefetey Belt full body Sefetey Harness PN 42 (01) (REPUTED MAKE LIKE Karam etc.) | No | 4472.2 | 4 | 17888.8
77 |  | PP Rope 12 MM 220 MTR | No | 5196.8 | 1 | 5196.8
78 |  | PP Rope 20 MM 220 MTR | No | 14543.2 | 1 | 14543.2
79 |  | PP Rope 24 MM 220 MTR | No | 19588.8 | 1 | 19588.8
80 |  | Chain Shackle 10 Ton Chain pulley block 3 MTR | No | 38765.36 | 1 | 38765.36
81 |  | Chain Shackle 2 Ton Chain pulley block 3 MTR | No | 12059.6 | 1 | 12059.6
82 |  | 25 Inch 2700 W Petrol Chain Saw of reputed make | No | 53085.84 | 1 | 53085.84
3528833.07
Format of Monthly Inventory for Uploading on PTCUL Website
Name of Circle/Zone: - Kumaun Zone Name of Sub Station- 132 Kv Sub station Jaspur
Name of Division: - Mahuakheraganj Month of-May 2025
Month of:- Aug 2020
S.No. | Item Code | Item Description | Unit | Useable | UnserviceableDismantle/Incomplete/ Damage | Obsolete | Non Moving | Scrap | Book Value | Total
1 | AA0A002003 | ACSR Conductor Zebra | Mtr. |  |  |  |  | 10 | 150 | 1500
2 | AA0A002004 | ACSR Conductor Panther | Mtr. | 920 |  |  |  |  | 111.543 | 102619.56
3 | AA0A002004 | ACSR Conductor (Panther) | Mtr. |  |  |  |  | 30 | 125 | 3750
4 | CC1C103002 | Power Cable -440V LT - - 3.5x400 Sq. mm | Mtr | 240 |  |  |  |  | 963.373 | 231209.52
7 | CC0C001013 | Control cable copper Aromoured PVC) 6Cx2.5 Sqmm. @184128.8 | Km | 0.05 |  |  |  |  | 184128.8 | 9206.44
8 | Cc0C001009 | Control cable copper Aromoured PVC) 10Cx2.5 Sqmm. @242279.8 | Km | 0.1 |  |  |  |  | 242279.8 | 24227.98
9 | CC4C401001 | HF Cable -75 Ohm HP CABLE- | Mtr | 242.17 |  |  |  |  | 71 | 17194.07
10 | FF7F702005 | MS Flat- 32x6mm | MT | 0.009 |  |  |  |  | 28220 | 253.98
11 | II0I00I003 | Disc Insulator 120 KN Porceline | No | 52 |  |  |  |  | 464 | 24128
12 | 1101001007 | Disc Insulator 70 KN | No | 32 |  |  |  |  | 965.24 | 30887.68
13 | 1101001004 | PG Clamp Zebra- Zebra | No. |  |  | 33 |  |  | 200 | 6600
14 | II1I104002 | PG Clamp Zebra- Panther | No. |  |  | 15 |  |  | 200 | 3000
15 | 1101006001 | PG Clamp Panther- Panther | No. | 12 |  |  |  |  | 948.86 | 11386.32
16 | II1I104001 | C-wedge Clamp Zebra- Zebra | No. | 8 |  |  |  |  | 2175.5 | 17404
17 | 1111105001 | C-wedge Clamp Panther- Panther | No. | 13 |  |  |  |  | 3864.5 | 50238.5
18 | 1131301004 | Mid Span Joint Panther | No | 18 |  |  |  |  | 1345.2 | 24213.6
19 | II5I502004 | Repair Sleeve Panther | No | 18 |  |  |  |  | 1418.75 | 25537.5
20 | II5I501004 | Single Tension Fitting Zebra | No | 1 |  |  |  |  | 2604 | 2604
21 | JJ1J103005 | Circuit Breaker Sapres 132KV 110V DC Trip Coil | No | 1 |  |  |  |  | 3348.25 | 3348.25
22 | KK0K003001 | Lighting Arrestor 132 KV | No |  | 1 |  |  |  | 2500 | 2500
23 | KK0K003001 | Old Used & diffective LA. 132 Kv | No. |  |  |  |  | 5 | 2500 | 12500
24 | KK0K005001 | Lighting Arrestor 33 KV (Old Used & Deffective) | No |  |  |  |  | 1 | 500 | 500
25 | KK0K005001 | 33 Kv Lightening Arrester. @7930 | No. | 2 |  |  |  |  | 7930 | 15860
26 | SS4S402020 | Post Insulator 33KV | No. | 172 |  |  |  |  | 1764 | 303408
27 | MM3M306010 | Digital Meter - KWH (Energy meter) - Energy meter 3Phase 3wire 110V 5A 50HZ KWH Secure meter LTD old&used | No. |  |  | 1 |  |  | 1000 | 1000
28 | VV2V204015 | Terminal connector for bushing. HV-40 MVA | No | 2 |  |  |  |  | 1873 | 3746
29 | VV2V204015 | Terminal connector for bushing. HV-40 MVA | No | 3 |  |  |  |  | 1129.33 | 3387.99
30 | VV6V605005 | Current Transformer 33 KV 800-400/1A 3 core (Old Used & Deffective) | No |  | 3 |  |  |  | 1500 | 4500
31 | VV6V605005 | Current Transformer 33 KV 800-400/1A 3 core | No |  |  |  |  | 2 | 1500 | 3000
33 | VV6V605008 | Current Transformer 33 KV 400/200/1A 3 core | No |  |  |  |  | 4 | 1500 | 6000
34 | VV6V605013 | Current Transformer 33 KV 200-100/1Amp 3 Core (Old Used & Deffictive) |  |  | 4 |  |  |  | 1500 | 6000
35 | VV8V805001 | PT (Potential Transformer) PT 3-phase 33KV/110 Volt - | No |  |  | 1 |  |  | 1500 | 1500
36 | VV6V505002 | PT (Potential Transformer) PT 1-phase, 33KV/110 Volt - | No |  | 2 |  |  |  | 1500 | 3000
37 | VV8V810003 | CVT CVT - CVT 132 KV/110 Volt - 145kv | No | 2 |  |  |  |  | 288510 | 577020
38 | VV8V810003 | CVT 132 KV/110 Volt - 145kv (Old Used & Deffictive) |  |  | 3 |  |  |  | 10000 | 30000
39 |  | Panel no 891/SD258 440V 3 Phase 4 wire 400 A switchgear A.C.Distribution board of modern cons of mfg co.(P) Ltd Delhi (old & Dismentled) | No. |  |  | 1 |  |  | 150000 | 150000
40 | HH9H901012 | Clamps and connector scrap | Kg. |  |  |  |  | 73 | 80 | 5840
41 | CC2C201011 | Copper cable scrape. | Kg. |  |  |  |  | 25 | 143 | 3575
42 | FF4F402068 | Old & used Bended tower Parts | KG. | 400 |  |  |  |  | 14 | 5600
43 |  | Wire Mesh | Mtr. | 100 |  |  |  |  | 1502.29 | 150229
44 |  | Old ,used & rusted wire mesh | Kg. |  |  |  |  | 200 | 20 | 4000
46 | II5I503003 | G.I. Hanger Suitable for 132 Kv Line (ACSR Panther). | No. | 16 |  |  |  |  | 1117.97 | 17887.52
47 | PP0P001013 | Come along clamps automatic type suitable for7/10 SWG earth wire upto initial sag tansion made upto die casted galvenized steel. | No. | 4 |  |  |  |  | 12933.325 | 51733.3
48 | PP0P001013 | Come along clamps bolted type with 5 No. G.I. bolted Provision suitable for7/10 SWG earth wire upto initial sag tansion made upto die casted galvenized steel. | No. | 4 |  |  |  |  | 13455.425 | 53821.7
49 | 1151501005 | Tension Fitting For ACSR. Panther | No. | 12 |  |  |  |  | 1418.75 | 17025
50 | 1151504005 | Suspension Fitting suitable for line. | No. | 1 |  |  |  |  | 1259.85 | 1259.85
51 |  | Dead End clamps Complete ACSR Panther. | No. | 13 |  |  |  |  | 5852.8 | 76086.4
52 | YY1Y101006 | 2.2 V Battery Cell Old Used & Diffective. @200 | No. |  |  |  |  | 24 | 200 | 4800
53 | JJ1J105034 | Old Used & diffective spring charge Motor for CB. | no. |  |  |  |  | 2 | 500 | 1000
54 | VV6V605008 | 33 Kv Current Transformer 1Ph 400/200/1Awith junction box ).2S | no. | 3 |  |  |  |  | 41182 | 123546
55 | VV8V805002 | Potential Transformer 1 Ph (0.2 Class) 33 Kv | no. | 1 |  |  |  |  | 41913 | 41913
56 | VV6V605008 | 33 Kv Current Transformer 1Ph 400/200/1Awith junction box ).2S | no. | 1 |  |  |  |  | 57994.64 | 57994.64
57 | FF4F402068 | 132 Kv Old & used dismental Bended tower material. | Kg. | 1800 |  |  |  | 5200 | 8.26 | 57820
58 | 1101001007 | Disc Insulator old & used 70 KN | No. | 15 |  |  |  | 35 | 66 | 3300
59 | AA0A002004 | ACSR Panther Conductor / Earthwire old & used in Pieces | Mtr. | 247 |  |  |  | 1416 | 19.56 | 32528.28
60 | 1151504005 | 132 Kv Suspension Fitting Old & used. | no. |  |  |  |  | 9 | 363 | 3267
61 | JJ0J005002 | Circuit Breaker 33KV 110V DC SF-6 | no. |  |  |  |  | 1 | 2500 | 2500
62 | YY1Y101005 | Battery Cell 2 V 300AH lead acid | no. |  |  |  |  | 55 | 200 | 11000
70 | VV6V603003 | 145KV (5 Core)Current Transformer (1-Phase) 400/200/1A | no. | 2 |  |  |  |  | 170937.16 | 341874.32
71 | VV8V810003 | 145KV (5 Core)Capacitive Voltage Transformer 1-Ph. | no. | 2 |  |  |  |  | 198441.78 | 396883.56
73 |  | Anchor bolts. | No. | 12 |  |  |  |  | 1840.8 | 22089.6
74 |  | C-wedge Clamps for Zebra/Panther conductor. | No. | 10 |  |  |  |  | 2749.8 | 27498
75 | AA0A002003 | ACSR Zebra conductor (in 30 mtr. & above Pcs.). | mtr | 65 |  |  |  |  | 279.9 | 18193.5
77 | CC3C307003 | 33 KV Outdoor cable termination Kit suitable for 3 x 400 Sqmm. @17486.273 | N0. | 4 |  |  |  |  | 17486.273 | 69945.092
78 |  | Lugs for 33 Kv cable size 3 x 400 Sqmm. @567.58 | no. | 20 |  |  |  |  | 567.58 | 11351.6
79 |  | SF-6 Gas | Kg. | 45 |  |  |  |  | 5894.1 | 265234.5
80 | VV2V203008 | Slica Gel | Kg. | 50 |  |  |  |  | 295 | 14750
81 |  | Male contact armfoer 33 Kv centre break isolator (Elpro make). @ 20388.70 | No. | 4 |  |  |  |  | 20388.7 | 81554.8
82 |  | Female contact armfoer 33 Kv centre break isolator (Elpro make). @ 20388.70 | No. | 4 |  |  |  |  | 20388.7 | 81554.8
83 |  | Jaw for 33 Kv 800 Amp, isolator. @ 6844.94 | No. | 5 |  |  |  |  | 6844.94 | 34224.7
84 |  | Blade for 33 Kv 800 Amp, isolator. @ 4887.62 | No. | 3 |  |  |  |  | 4887.62 | 14662.86
85 |  | 132 KV 800 Amp, CT clamp. @2837.29 | No. | 4 |  |  |  |  | 2837.29 | 11349.16
87 |  | 132 KV 800 Amp, isolator clamp. @2741.15 | No. | 4 |  |  |  |  | 2741.15 | 10964.6
88 |  | Digital Ammeter @8850 | No. | 5 |  |  |  |  | 8850 | 44250
89 |  | Digital Voltmeter @8850 | No. | 5 |  |  |  |  | 8850 | 44250
90 |  | Digital P.F. Meter @9027 | No. | 1 |  |  |  |  | 9027 | 9027
91 |  | Digital MW Meter @9027 | No. | 1 |  |  |  |  | 9027 | 9027
92 |  | Digital MVAR Meter @9145 | No. | 1 |  |  |  |  | 9145 | 9145
[9 empty] | Total | 3957788.172
| JE. JE.(Line) |  |  | AE. |  |  |  |  | E.E.
Name of Circle/ Zone :- Haldwani/Kumaon Name of Substation :-220 KV S/s Haldwani
Name of Division:- 220 KV O&M Haldwani Month : MAY 2025
Physical Stock Material upto 31 May- 2025 of Sri Naveen Chandra Arya J.E. At 220 KV Sub Division Haldwani
S.N. | Item code |  | Item Description | Unit | Quantity |  |  |  |  | Book Value per Unit | Total Cost
[5 empty] | Useable | Unservi cable | Obsolete | Non Moving | Scrap
1 | CC0C002013 | PVC Control Cable - W/o Armoured- 2x2.5mm ( in pices) | Mtr. | 302 | 302 |  |  |  | 302 | 30 | 9060
2 |  | Control Cable 2X2.5 Pic. Old & Used | Mtr. | 850 |  |  |  |  | 850 | 30 | 25500
3 |  | Control Cable 4X2.5 Pic. Old & Used | Mtr. | 1180 |  |  |  |  | 1180 | 30 | 35400
4 |  | Control Cable 6X2.5 Pic. Old & Used | No | 300 |  |  |  |  | 300 | 30 | 9000
5 |  | PG Clamp Zebra- Zebra Old & used Defective | No | 50 |  |  |  |  | 50 | 300 | 15000
6 |  | PG Clamp Zebra- T/Z Old & used Defective | No | 20 |  |  |  |  | 20 | 300 | 6000
7 |  | Cumalong Clamp | No | 1 | 1 |  |  |  |  | 3000 | 3000
8 |  | Isolator connector for trumtulla | No | 6 | 6 |  |  |  |  | 600 | 3600
9 | JJ0J003001 | Circuit Breaker 132KV SF-6 old & used Scrap | No | 6 |  |  |  |  | 6 | 10000 | 60000
10 | JJ0J005002 | Circuit Breaker 33KV old & used scrap | No | 5 | 5 |  |  |  |  | 15000 | 75000
11 | VV8V810003 | CVT 132 KV/110 Volt - 145kv OLD & USED | No | 11 | 11 |  |  |  |  | 100000 | 1100000
12 | VV6V603002 | Current Transformer 132KV 8 OLD & USED | No | 18 | 18 |  |  |  |  | 100000 | 1800000
13 | VV6V602003 | Current Transformer 220KV OLD & USED | No | 9 | 9 |  |  |  |  | 100000 | 900000
14 | VV8V810002 | CVT 220 KV/110 Volt - OLD & USED | No | 6 | 6 |  |  |  |  | 100000 | 600000
15 |  | 33 KV CT Old & Used | No | 2 |  |  |  |  | 2 | 10000 | 20000
16 |  | TER Bushing CT 3 core | No | 1 | 1 |  |  |  |  | 1000 | 1000
17 |  | NEUTRAL BUSHING CT 1 CORE | No | 1 | 1 |  |  |  |  | 50000 | 50000
18 |  | Current Transformar Nutral bushing | No | 1 |  |  |  |  | 1 | 100000 | 100000
19 |  | Terminal contactor for 145 KV CT | No | 1 | 1 |  |  |  |  | 600 | 600
20 | CC1C102002 | Power Cable -440V LT - 3.5x400 Sq. mm | Mtr. | 175 | 175 |  |  |  |  | 200 | 35000
21 | MM4M425001 | Miscellaneous- - Relay contact multiplier - Relay contact multiplier | No | 55 | 55 |  |  |  |  | 600 | 33000
22 | MM4M426001 | Miscellaneous- - Relay socket - for 51 | No | 61 | 61 |  |  |  |  | 300 | 18300
23 | KK0K002001 | Lighting Arrestor 220 KV old & used & Scrap | No | 10 | 10 |  |  |  | 10 | 1000 | 10000
24 | KK0K003001 | Lighting Arrestor 132 KV old & used & Scrap | No | 10 | 10 |  |  |  | 10 | 300 | 3000
25 | KK0K002001 | Lighting Arrestor 220 KV new PSDF | No | 2 | 2 |  |  |  |  | 94278.6 | 188557.2
26 | KK4K401003 | Post Insulator Solid core - 145 KV | NO | 20 | 20 |  |  |  |  | 700 | 14000
27 | II0I002001 | Disc Insulator 70KN | No | 94 | 94 |  |  |  |  | 300 | 28200
28 | II8I801004 | Single Tension Fitting Zebra | No | 15 | 15 |  |  |  |  | 1200 | 18000
29 | II8I804004 | Single Tension H/W Fitting for Zebra | No | 9 | 9 |  |  |  |  | 1000 | 9000
30 | II8I801004 | Single Tension W/O Jumper | No | 18 | 18 |  |  |  |  | 1000 | 18000
31 | FF0F002001 | AȽ0 Type structure A type off size | kg | 1381 | 1381 |  |  |  |  | 40 | 55240
32 | FF0F002007 | BȽ0 Type structure B type off size | kg | 13490 | 13490 |  |  |  |  | 40 | 539600
33 |  | Feb galv template momber + 5 (off size) | kg | 3466 | 3466 |  |  |  |  | 40 | 138640
34 | FF2F207026 | Template C Type for 220KV Single Circuit (off size) | kg | 973.48 | 977.48 |  |  |  |  | 40 | 38939.2
35 | FF0F003022 | BXM type Structure (off size) | Kg | 2542.22 | 2542.22 |  |  |  |  | 40 | 101688.8
36 | FF0F003023 | ETM type Structure (off size) | Kg | 1831.6 | 1831.6 |  |  |  |  | 40 | 73264
37 | FF0F003024 | CCM type Structure (off size) | Kg | 3205 | 3205 |  |  |  |  | 40 | 128200
38 | FF0F003025 | CBT type Structure (off size) | Kg | 2163.23 | 2163.23 |  |  |  |  | 40 | 86529.2
39 | FF0F003026 | ATMS type Structure (off size) | Kg | 2555.17 | 2555.17 |  |  |  |  | 40 | 102206.8
40 | FF0F003027 | CGM type Structure (off size) | Kg | 2268.47 | 2268.47 |  |  |  |  | 40 | 90738.8
41 | FF4F402025 | HOT dipped Galvanised-16x45 mm | No | 301 | 301 |  |  |  |  | 10 | 3010
42 | FF4F402024 | HOT dipped Galvanised-16x40 mm Nut bolt | No | 1128 | 1128 |  |  |  |  | 10 | 11280
43 |  | GI Step Bolt | No | 1976 | 1976 |  |  |  |  | 30 | 59280
44 |  | Mol Gauge | No | 1 | 1 |  |  |  |  | 5000 | 5000
45 | VV1V102005 | Transformer Bushing 40 MVA | No | 1 | 1 |  |  |  |  | 50000 | 50000
46 | VV1V102004 | Transformer Bushing 220 | No | 1 | 1 |  |  |  |  | 150000 | 150000
47 | VV1V102005 | Transformer Bushing 132 | No | 1 | 1 |  |  |  |  | 150000 | 150000
48 |  | GI Earth wire 7/9 swg | KG | 194 | 194 |  |  |  |  | 40 | 7760
49 |  | Earth wire & hard wire old and Defective | Kg | 21980 | 21980 |  |  |  |  | 20 | 439600
50 | FF7F702003 | MS Flat- 50x6mm | Kg | 662 | 662 |  |  |  |  | 60 | 39720
51 |  | Intermediate upright with cleat | No | 11 | 11 |  |  |  |  | 300 | 3300
52 |  | Stay with cleat | No | 34 | 34 |  |  |  |  | 250 | 8500
53 | FF8F802001 | Rail- 105 LBS | Kg | 127.4 | 127.4 |  |  |  |  | 50 | 6370
54 |  | MSC Joint for zebra | No | 17 | 17 |  |  |  |  | 700 | 11900
55 |  | PA rod for zebra | No | 5 | 5 |  |  |  |  | 700 | 3500
56 |  | GI Hngar 220 KV | No | 8 | 8 |  |  |  |  | 300 | 2400
57 | YY1Y101005 | Battery Cell 2 V 300AH lead acid (Damage) | Set | 2 |  |  |  |  | 2 | 5000 | 10000
58 | NN2N205001 | C&R PANEL - 33 KV - Control relay panel tripple feedar -( old & defective ) | no | 1 |  |  |  |  | 1 | 7500 | 7500
59 | JJ8J802001 | Empty Cylinder 10 KG Scrap | No | 6 | 6 |  |  |  |  | 500 | 3000
60 |  | 132KV Control relay panel old & Scrap | No | 1 |  |  |  |  | 1 | 5000 | 5000
61 |  | 220 KV PT class 0.2 | No | 1 |  | 1 |  |  |  | 354000 | 354000
62 |  | 132 KV CT 1200/800/1 class-0.2 | No | 1 |  | 1 |  |  |  | 224200 | 224200
63 |  | 132 KV CT 800/400/1 class-0.2 | No | 2 |  | 2 |  |  |  | 212400 | 424800
64 |  | 132 KV CT 400/200/1 class-0.2 | No | 1 |  | 1 |  |  |  | 212400 | 212400
65 |  | 132 Kv CVT 132/110 verson 100 Va | No | 1 | 1 |  |  |  |  | 212400 | 212400
66 |  | ACDB (Old & Scrap) | No | 1 |  | 1 |  |  |  | 5000 | 5000
67 |  | DCDB (Old & Scrap) | No | 2 |  | 2 |  |  |  | 5000 | 10000
68 |  | 70 kn DISC Insulator | No | 200 | 200 |  |  |  |  | 1109.2 | 221840
69 |  | Street light old & used & Scrap fitting | No | 15 |  | 15 |  |  |  | 200 | 3000
70 |  | Battery Bank 2V*55 No 300 AH (Old & Scrap) | Set | 1 |  | 1 |  |  |  | 7000 | 7000
71 |  | Transformer Oil | Ltr. | 28458 |  | 28458 |  |  |  | 50 | 1422900
72 |  | Transformer Oil Drum (Old & used) | No | 174 |  | 174 |  |  |  | 250 | 43500
73 |  | Micro controller Annuinciatar | No | 1 |  | 1 |  |  |  | 37960.6 | 37960.6
74 |  | Auxiliary Contractor 32 FD CAD | No | 4 | [5 empty] | 3360.64 | 13442.56
75 |  | Closind cat 110 VDC (200hm) | No | 2 | [5 empty] | 7874.14 | 15748.28
76 |  | Trapping Coil 110 VDC (200hm) | No | 4 | [5 empty] | 14334.64 | 57338.56
77 |  | Local/Remote switch 25 AMP | No | 1 | [5 empty] | 9296.04 | 9296.04
78 |  | Pole descripency timer 110 VDC | No | 1 | [5 empty] | 10578.7 | 21057.1
79 |  | Spend charging motor 220 VAC | No | 1 | [5 empty] | 21057.1 | 3380.7
80 |  | Anti pumping contractor mope scnnciter | No | 2 | [5 empty] | 3380.7 | 6761.4
81 |  | Supply of o ring P7 | No | 5 | [5 empty] | 210.04 | 1050.2
82 |  | O ring P18 | No | 5 | [5 empty] | 257.24 | 1286.2
Total (A)- | [10 empty] | 10828745.64
Substation Name Stock Inventory for the Month of - MAY 2025
Name of Zone :- Kumaon Name of Division:- 220 KV O&M Haldwani
Name of Circle :- Haldwani Name of Substation :- 132 kv substation kathgodam
|  |  |  | Unit Rate in Rs. | USABLE |  | UNSERVICEABLE |  | NON - MOVING |  | OBSOLETE |  | SCRAP
S.No. | Item Code | Name Of Item | Unit |  | Qty. | Total Amount in Rs. | Qty. | Total Amount in Rs. | Qty. | Total Amount in Rs. | Qty. | Total Amount in Rs. | Qty. | Total Amount in Rs.
1 | II0I006001 | 11 K.V Disc Insulator Of Sizes | No | 300 | 3 | 900 | _ | _ | _ | _ | _ | _ | _ | _
2 |  | G.I Bolt Nut Of Sizes | No. | 20 | 4420 | 88400 | _ | _ | _ | _ | _ | _ | _ | _
3 | II5I501004 | Mid Spane Joint w/o Steel | No. | 200 | 10 | 2000 | _ | _ | _ | _ | _ | _ | _ | _
4 | II8I804005 | Single Suspension Fitting For Panther | No. | 700 | 19 | 13300 | _ | _ | _ | _ | _ | _ | _ | _
5 | II8I807004 | Bolted Type Tension Fitting For Zebra | No. | 1050 | 4 | 4200 | _ | _ | _ | _ | _ | _ | _ | _
6 | FF3F302001 | C-Type Tower part Incomplete | MT. | 25000 | 4.257 | 106425 | _ | _ | _ | _ | _ | _ | _ | _
7 | CC3C303003 | Armar polley cable XLPE 3*300mm | Mtr | 85 | 200 | 17000 | _ | _ | _ | _ | _ | _ | _ | _
8 |  | 132 K.V Breacing Insulator | No. | 6000 | 1 | 6000 | _ | _ | _ | _ | _ | _ | _ | _
9 | VV1V104005 | 72.5 K.V 400 Amp Condensor Bushing | No. | 12000 | 2 | 24000 | _ | _ | _ | _ | _ | _ | _ | _
10 |  | Steel Wire Rope | Mtr | 30 | 200 | 6000 | _ | _ | _ | _ | _ | _ | _ | _
11 |  | Anchor Bolt 28mm | No. | 200 | 91 | 18200 | _ | _ | _ | _ | _ | _ | _ | _
12 |  | Anchor Bolt 32mm | No. | 250 | 14 | 3500 | _ | _ | _ | _ | _ | _ | _ | _
13 | CC7C703002 | Alu Lag 240mm | No. | 100 | 22 | 2200 | _ | _ | _ | _ | _ | _ | _ | _
14 |  | Alu Lag 400mm | No. | 120 | 6 | 720 | _ | _ | _ | _ | _ | _ | _ | _
15 |  | 132/33 K.V C.T Connector | No. | 250 | 42 | 10500 | _ | _ | _ | _ | _ | _ | _ | _
16 | HH1H103001 | 145 K.V Bus Isolators | No. | 12600 | 1 | 12600 | _ | _ | _ | _ | _ | _ | _ | _
17 |  | Magnet 110 V-127V D.C(A.B.B) | No. | 6090 | 2 | 12180 | _ | _ | _ | _ | _ | _ | _ | _
18 | JJ1J103041 | Catch(A.B.B) | No. | 2478 | 1 | 2478 | _ | _ | _ | _ | _ | _ | _ | _
19 |  | Linkage(A.B.B) | No. | 9912 | 1 | 9912 | _ | _ | _ | _ | _ | _ | _ | _
20 |  | Pressure Release Valve | No. | 30672 | 1 | 30672 | _ | _ | _ | _ | _ | _ | _ | _
21 |  | Brass Nut Bolt of Sizes | No. | 29.8 | 124 | 3695.2 | _ | _ | _ | _ | _ | _ | _ | _
22 | SS1S104008 | contactors(2 no+2 nc) | No. | 3950 | 5 | 19750 | _ | _ | _ | _ | _ | _ | _ | _
23 | CC0C002011 | PVC control cable 4 core | Mtr | 65 | 150 | 9750 | _ | _ | _ | _ | _ | _ | _ | _
24 | CC0C002008 | PVC control cable 10 core | Mtr | 105 | 150 | 15750 | _ | _ | _ | _ | _ | _ | _ | _
25 |  | selector switches for 132 kv panels | No. | 1702.5 | 8 | 13620 | _ | _ | _ | _ | _ | _ | _ | _
26 |  | Indicators | No. | 278 | 12 | 3336 | _ | _ | _ | _ | _ | _ | _ | _
27 | II1I104002 | PG clamp for zebra to panther | No. | 818.47 | 6 | 4910.82 | _ | _ | _ | _ | _ | _ | _ | _
28 |  | Come Along Clamp for Zebra | No. | 6787.3 | 2 | 13574.6 | _ | _ | _ | _ | _ | _ | _ | _
29 |  | LED Type Semaphore | No. | 2250 | 5 | 11250 | _ | _ | _ | _ | _ | _ | _ | _
30 | YY4Y403001 | 48 V battery charger old and used | No. | 1200 | 1 | 1200 | _ | _ | _ | _ | _ | _ | _ | _
31 | FF3F301042 | 33 KV Isolater structure old and used | No. | 5000 | 10 | 50000 | _ | _ | _ | _ | _ | _ | _ | _
32 | II2I205001 | C Wedge Clamp | No. | 2258.7 | 28 | 63243.6 | _ | _ | _ | _ | _ | _ | _ | _
33 | SS3S301022 | HRC FUSE 6 AMP | NO | 56.523 | 24 | 1356.552 | _ | _ | _ | _ | _ | _ | _ | _
34 | SS3S301020 | HRC FUSE 10 AMP | NO | 56.296 | 26 | 1463.696 | _ | _ | _ | _ | _ | _ | _ | _
35 | FF3F302001 | TOWER PART OLD AND USED | MT | 40000 | 2.142 | 85680 | _ | _ | _ | _ | _ | _ | _ | _
36 | II8I801005 | Single Tension Fitting For Panther Incomplete | NO | 980 | 3 | 2940 | _ | _ | _ | _ | _ | _ | _ | _
37 |  | CONTACTOR MNX-32 | NO | 9068.65 | 1 | 9068.65 | _ | _ | _ | _ | _ | _ | _ | _
38 | SS4S405005 | 3PHASE 10 A 3 POLE MCB | NO | 1464.15 | 7 | 10249.05 | _ | _ | _ | _ | _ | _ | _ | _
39 | VV7V702004 | 33 KV CT CONNECTING ROD | NO | 3399.325 | 6 | 20395.95 | _ | _ | _ | _ | _ | _ | _ | _
40 | VV7V702003 | 132KV CT CONNECTING ROD | NO | 4534.325 | 3 | 13602.975 | _ | _ | _ | _ | _ | _ | _ | _
41 | CC1C102002 | 400 SQMM 3.5CORE AL CABLE | MTR | 755 | 116 | 87580 | _ | _ | _ | _ | _ | _ | _ | _
42 | II0I002001 | DISC INSULATORS 120 KN | NO | 2860.0186 | 4 | 11440.0743 | _ | _ | _ | _ | _ | _ | _ | _
43 |  | G.I STRUCTURE | MT | 108393.3033 | 0.087 | 9430.2174 | _ | _ | _ | _ | _ | _ | _ | _
44 | HH7H701001 | 66 K.V jaw | No | 5096.15 | 2 | 10192.3 | _ | _ | _ | _ | _ | _ | _ | _
45 |  | M.s Earth 40 mm Dia | Mtr | 584 | 19 | 11096 | _ | _ | _ | _ | _ | _ | _ | _
46 | AA0A004001 | ACSR Zebra Conducter In Pieces | Mtr | 279.9 | 70 | 19593 | _ | _ | _ | _ | _ | _ | _ | _
47 |  | Insulating Mat | Mtr | 3123.24 | 25 | 78081 | _ | _ | _ | _ | _ | _ | _ | _
48 | JJ1J103007 | Closing Coil | No | 3955.475 | 3 | 11866.425 | _ | _ | _ | _ | _ | _ | _ | _
49 | JJ1J103005 | Tripping Coil | No | 3961.15 | 4 | 15844.6 | _ | _ | _ | _ | _ | _ | _ | _
50 | JJ5J502001 | O rings | No | 3389.11 | 5 | 16945.55 | _ | _ | _ | _ | _ | _ | _ | _
51 |  | Selector Switch(Manual/ Auto) | No | 2814.8 | 4 | 11259.2 | _ | _ | _ | _ | _ | _ | _ | _
52 | HH6H601002 | 132 K.V Isolater Jaw | NO. | 6129 | 4 | 24516 | _ | _ | _ | _ | _ | _ | _ | _
53 |  | PVC Control Cable old and used in pieces | Mtr | 5 | 410 | 2050 | _ | _ | _ | _ | _ | _ | _ | _
54 | AA0A005001 | ACSR Panther Conductor | KM | 82500 | 6.918 | 570735 | _ | _ | _ | _ | _ | _ | _ | _
55 | VV6V605012 | 33 KV CT 300/150/1 Old and Used Dismantled | No | 4000 | 3 | 12000 | _ | _ | _ | _ | _ | _ | _ | _
56 | II8I804005 | Single Suspension Fitting For Panther | Set | 4580 | 1 | 4580 | _ | _ | _ | _ | _ | _ | _ | _
57 | II801010 | Tension Fitting for earth wire | Set | 1259.5 | 6 | 7557 | _ | _ | _ | _ | _ | _ | _ | _
58 | II8I804010 | Suspension Fitting for earth wire | Set | 1374 | 10 | 13740 | _ | _ | _ | _ | _ | _ | _ | _
59 | II6I603003 | Phase Plate | Set | 458 | 1 | 458 | _ | _ | _ | _ | _ | _ | _ | _
60 | II6I603001 | Number Plate | No | 572.5 | 1 | 572.5 | _ | _ | _ | _ | _ | _ | _ | _
61 | II5I502004 | Repair Sleeve for Panther Conductor | No | 572.5 | 10 | 5725 | _ | _ | _ | _ | _ | _ | _ | _
62 | II5I502009 | Repair Sleeve for Earth Wire | No | 572.5 | 8 | 4580 | _ | _ | _ | _ | _ | _ | _ | _
63 | II6I603006 | Danger Plate | No | 572.5 | 1 | 572.5 | _ | _ | _ | _ | _ | _ | _ | _
64 |  | Counter Poise Earthing | Set | 12595 | 1 | 12595 | _ | _ | _ | _ | _ | _ | _ | _
65 | II7I710001 | Anti Climbing Device Barbared type | Set | 12595 | 1 | 12595 | _ | _ | _ | _ | _ | _ | _ | _
66 | II6I603005 | Circuit Plate | Set | 572.5 | 1 | 572.5 | _ | _ | _ | _ | _ | _ | _ | _
67 |  | ABB PB Unit | No | 5665.92 | 2 | 11331.84 | _ | _ | _ | _ | _ | _ | _ | _
68 | KK0K005001 | 30 KV LA | No | 18892.5 | 1 | 18892.5 | _ | _ | _ | _ | _ | _ | _ | _
69 |  | 1/2 unfscr of 110 V Battery Charger Hsstbb | No | 2290 | 6 | 13740 | _ | _ | _ | _ | _ | _ | _ | _
70 |  | Semi Conductor Fuse75AGSA75 | No | 1145 | 6 | 6870 | _ | _ | _ | _ | _ | _ | _ | _
71 |  | Semi Conductor Fuse 50A GSA50 | No | 1145 | 6 | 6870 | _ | _ | _ | _ | _ | _ | _ | _
72 |  | Diode S8hr55 Size M8 | No | 1145 | 3 | 3435 | _ | _ | _ | _ | _ | _ | _ | _
73 |  | Diode S4hr41 Size M8 | No | 1145 | 3 | 3435 | _ | _ | _ | _ | _ | _ | _ | _
74 |  | Diode S4Hr16 Size M6 | No | 1145 | 3 | 3435 | _ | _ | _ | _ | _ | _ | _ | _
75 |  | Fuse 36AGE SM63A | No | 1145 | 6 | 6870 | _ | _ | _ | _ | _ | _ | _ | _
76 |  | Contactor 25A 3 Phase Coil Voltage 240V DC | No | 2290 | 1 | 2290 | _ | _ | _ | _ | _ | _ | _ | _
77 |  | Contactor 63A 3 Phase Coil Voltage 240 V DC | No | 2290 | 1 | 2290 | _ | _ | _ | _ | _ | _ | _ | _
78 | SS3S311001 | Trip Indicator Fuse GE TI 300 | No | 1030.5 | 20 | 20610 | _ | _ | _ | _ | _ | _ | _ | _
79 |  | Space Heater 2500HM/250W | No | 2290 | 2 | 4580 | _ | _ | _ | _ | _ | _ | _ | _
80 |  | Single Phase Voltmeter (0-200) DC | No | 2290 | 1 | 2290 | _ | _ | _ | _ | _ | _ | _ | _
81 |  | Surger Capacitor 2Uf/440 V AC) | No | 572.5 | 4 | 2290 | _ | _ | _ | _ | _ | _ | _ | _
82 | HH1H103001 | 132 KV Isolator without Structure Old and Used | Nos. | 18000 | 11 | 198000 | _ | _ | _ | _ | _ | _ | _ | _
83 | VV8V810003 | 132 KV CVT Old and Used | Nos. | 20000 | 9 | 180000 | _ | _ | _ | _ | _ | _ | _ | _
84 | VV6V603007 | 132 KV CT Used | Nos. | 100000 | 3 | 300000 | _ | _ | _ | _ | _ | _ | _ | _
85 | VV6V603007 | 132 KV CT Old and Used | Nos. | 20000 | 12 | 240000 | _ | _ | _ | _ | _ | _ | _ | _
86 | KK0K003001 | 132 KV LA Used | Nos. | 12000 | 3 | 36000 | _ | _ | _ | _ | _ | _ | _ | _
87 | KK0K003001 | 132 KV LA Old and Used | Nos. | 5000 | 12 | 60000 | _ | _ | _ | _ | _ | _ | _ | _
88 | KK0K005001 | 33 KV LA Old and Used | Nos. | 2000 | 3 | 6000 | _ | _ | _ | _ | _ | _ | _ | _
89 |  | MS Angle 50*50*6mm | KG | 68.25 | 2619 | 178746.75 | _ | _ | _ | _ | _ | _ | _ | _
90 |  | MS Flat 50*6 mm | KG | 63 | 1874.076 | 118066.788 | _ | _ | _ | _ | _ | _ | _ | _
91 |  | G.I. Wire Mess of 10 SWG Aperture 50mm width 1.8mm | Sqm | 420 | 459 | 192780 | _ | _ | _ | _ | _ | _ | _ | _
92 |  | M.S. Nut & Bolts suitable for fencing work | KG | 84 | 80 | 6720 | _ | _ | _ | _ | _ | _ | _ | _
93 |  | DANGER PLATE & NUMBER PLATE | Nos. | 569.35 | 190 | 108176.5 | _ | _ | _ | _ | _ | _ | _ | _
94 |  | PHASE PLATE | SET | 584.1 | 15 | 8761.5 | _ | _ | _ | _ | _ | _ | _ | _
95 | JJ1J105005 | A.B.B. TRIPPING COIL FOR 33 KV CIRCUIT BREAKER | Nos. | 3923.5 | 2 | 7847 | _ | _ | _ | _ | _ | _ | _ | _
96 |  | 132 KV DOUBLE FEEDER CONTROL PANEL OLD & USED | Nos. | 5000 | 2 | 10000 | _ | _ | _ | _ | _ | _ | _ | _
97 |  | 132 KV TRANSFORMER PANEL W/O RELAY OLD & USED | Nos. | 2000 | 1 | 2000 | _ | _ | _ | _ | _ | _ | _ | _
98 |  | 132 KV RELAY PANEL OLD & USED | Nos. | 5000 | 3 | 15000 | _ | _ | _ | _ | _ | _ | _ | _
99 |  | 66 KV CONTROL & RELAY DOUBLE FEEDER PANEL OLD & USED | Nos. | 5000 | 1 | 5000 | _ | _ | _ | _ | _ | _ | _ | _
100 |  | 33 KV CONTROL & RELAY TRIPPLE FEEDER PANEL OLD & USED | Nos. | 25000 | 1 | 25000 | _ | _ | _ | _ | _ | _ | _ | _
101 |  | 132 KV CONTROL PANEL WITHOUT ALARM ANNUNCIATOR & ENERGY METER OLD & USED | Nos. | 5000 | 1 | 5000 | _ | _ | _ | _ | _ | _ | _ | _
102 |  | 132 KV RELAY PANEL WITHOUT DISTANCE RELAY OLD & USED | Nos. | 25000 | 1 | 25000 | _ | _ | _ | _ | _ | _ | _ | _
103 | AA0A005001 | ACSR Panther Conductor | KM. | 115535 | 1.045 | 120734.075 | _ | _ | _ | _ | _ | _ | _ | _
104 |  | Galvanized Double Circuit Tower Pieces (without leg) old & Dismantled incomplete. | MT. | 8550 | 7.9 | 67545 | _ | _ | _ | _ | _ | _ | _ | _
105 |  | 33 KV (3Core) CT (800/400/1) accuracy class 0.2s | Nos. | 53690 | 1 | 53690 | _ | _ | _ | _ | _ | _ | _ | _
106 |  | 33 KV PT Single Phase | Nos. | 40710 | 1 | 40710 | _ | _ | _ | _ | _ | _ | _ | _
107 |  | 33 KV Surge arrester Single Phase - Polymer | Nos. | 22656 | 2 | 45312 | _ | _ | _ | _ | _ | _ | _ | _
108 |  | 33 KV Isolator Jaws(1250 AMP.) | Nos. | 4655.1 | 4 | 18620.4
109 |  | C Wedge Clamps for ACSR Zebra Conductor | Nos. | 1469.1 | 6 | 8814.6
110 |  | 66 KV CT (400-200-100/1) old and used dismantled | Nos. | 5000 | 5 | 25000
111 |  | 33 KV CT (800-400/1) old and used dismantled | Nos. | 5000 | 4 | 20000
112 |  | 33 KV PT Single Phase old and used dismantled | Nos. | 5000 | 3 | 15000
113 |  | Mid Span Compression Joint complete for ACSR Panther Conductor | Nos. | 1563.5 | 10 | 15635
114 |  | Mid Span Compression Joint for Earth Wire 7/10 | Nos. | 684.4 | 10 | 6844
115 |  | Double Tension Fitting (120KN) complete for Panther Conductor | Nos. | 11800 | 7 | 82600
116 |  | Single Tension Fitting (120KN) complete for Panther Conductor | Nos. | 7139 | 7 | 49973
117 |  | Vibration Damper for Panther Conductor | Nos. | 1923.4 | 20 | 38468
118 |  | Repair Sleeve for Panther Conductor | Nos. | 790.6 | 10 | 7906
119 |  | Bird Guard (Set of six) | Nos. | 885 | 10 | 8850
120 |  | Flexible Copper bond for 7/3.15 mm GS Earthwire or 7/10 SWG | Nos. | 1711 | 11 | 18821
121 |  | 33 KV CT (400-200/1) old and used dismentled damaged. | Nos. | 2500 | 2 | 5000
122 | VV3V301001 | Transformer Oil | Ltr | 73.16 | 36 | 2633.76
123 |  | SF-06 Gas | Kg. | 3915.24 | 20 | 78304.8
124 |  | 33 KV CT clamps suitable for ACSR Panther conductor | Nos. | 2076.8 | 6 | 12460.8
125 |  | 33 KV CT clamps suitable for ACSR Zebra conductor | Nos. | 2076.8 | 10 | 20768
126 |  | 33 KV Isolator clamps suitable for ACSR Zebra conductor | Nos. | 2076.8 | 11 | 22844.8
127 |  | Silica Gel Blue of Speciation as grain size of dia 8mm & above. | Kg. | 468.46 | 45 | 21080.7
128 |  | First Aid Box With Medicine | Set | 14750 | 3 | 44250
129 |  | Shock Treatment Chart & Artificial Rispiratory | Set | 16697 | 4 | 66788
130 |  | C Wedge Clamps for ACSR Panther Conductor to ACSR Zebra Conductor | Nos. | 2111.02 | 10 | 21110.2
131 |  | Isolator Pad Clamp Suitable for ACSR Panther Conductor | Nos. | 1993.02 | 10 | 19930.2
132 |  | CT Clamp Suitable for ACSR Panther Conductor | Nos. | 1994.2 | 15 | 29913
133 |  | Circuit Breaker Pad Clamp Suitable for ACSR Panther Conductor | Nos. | 1994.2 | 15 | 29913
134 |  | Circuit Breaker Pad Clamp Suitable for ACSR Zebra Conductor | Nos. | 1994.2 | 8 | 15953.6
135 | II4I403003 | Suspention Clamp For E/W | No. | 300 | _ |  | _ | _ | _ | _ | _ | _ | 13 | 3900
136 |  | Alu Strip 3*2.5 mm | Mtr | 350 | _ |  | _ | _ | _ | _ | _ | _ | 10 | 3500
137 | VV3V301002 | T/F Oil Old and Used Carbonized | Ltr | 15 | _ |  | _ | _ | _ | _ | _ | _ | 30352 | 455280
138 | VV3V301007 | Empty T/F Oil Drum | No. | 120 | _ |  | _ | _ | _ | _ | _ | _ | 150 | 18000
139 | II6I603001 | Number Plate | No. | 30 | _ |  | _ | _ | _ | _ | _ | _ | 110 | 3300
140 | YY1Y101006 | Battery Old & Used | No. | 10 | _ |  | _ | _ | _ | _ | _ | _ | 20 | 200
141 |  | Cable Termination Box 450*450*200mm | No. | 1400 | _ |  | _ | _ | _ | _ | _ | _ | 8 | 11200
Total (in Rs.) | [5 empty] | 4555002.7727 | [7 empty] | 495380
|  | Junior Engineer | [5 empty] | Assistant Engineer
Substation Stock Inventory Status for the month of May 2025
Name of Circle/ Zone:- Kumaon Zone
Name of Division:- 220 KV O&M Division Pantnagar | [9 empty] | Name of Substation 220 KV Substation Pantnagar
Name of Sub-Division:- 220 KV Sub-Division Pantnagar | [9 empty] | Month of May 2025
S.No. | Item Code | Item Description | Unit | Unit Rate in Rs. | Useable |  | Dismantle/Incomplete/ Damage/Unservicable |  | Obsolete |  | Scrap |  | Non Moving
[5 empty] | Qty. | Total Amount in Rs. | Qty. | Total Amount in Rs. | Qty. | Total Amount in Rs. | Qty. | Total Amount in Rs. | Qty. | Total Amount in Rs.
2 | AA0A002001 | ACSR Conductor Moose | Mtr. | 300 | 935 | 280500
|  |  | Mtr. | 317 | [6 empty] | 283.5 | 89869.5
4 | AA0A004001 | ACSR Conductor Zebra | Mtr. | 233.5 | [6 empty] | 100 | 23350
|  |  | MT | 25000 | [6 empty] | 0.1 | 2500
5 | AA0A005001 | ACSR Conductor Panther | Mtr. | 18 | [6 empty] | 21120 | 380160
|  |  | Mtr. | 100 | [6 empty] | 1085 | 108500
14 | AA1A102001 | GI Earth Wire 7/10 SWG | Mtr. | 34.5 | [6 empty] | 127 | 4381.5
26 | AA5A501004 | IPS Aluminium Tube 4" | Mtr. | 1623.2 | 136.7 | 221891.44
|  | Earth wire & Fitting Scrap | Kg | 10 | 25280 | 252800
|  | Empty earth wire drum | No. | 100 | 19 | 1900
5 | BB002002 | Capacitor Cell- 331kvar, 6.9kv | No. | 85261.75 | 6 | 511570.5
|  |  | No. | 100 | [6 empty] | 4 | 400
|  |  | No. | 500 | [6 empty] | 15 | 7500
|  | Capacitor Cell- 331kvar, 6.9kv | No. | 0 | 0 | 0
12 | CC0C002008 | PVC Control Cable - W/o Armoured- 10x2.5mm | Mtr | 185.1599 | 110 | 20367.5901
15 | CC0C002011 | PVC Control Cable - W/o Armoured- 4x2.5mm | Mtr | 153.225 | 0 | 0
|  |  | Mtr | 0 | 0 | 0
17 | CC0C002013 | PVC Control Cable - W/o Armoured- 2x2.5mm | Mtr | 146.91 | 290 | 42603.9
43 | CC1C102012 | Power Cable - 440V LT - - 3.5x35 Sq. mm | Mtr | 219 | 219 | 47961
|  |  | Mtr | 186.086 | 300 | 55825.8
|  |  | Mtr | 153.003 | 1758 | 268979.274
|  |  | Mtr | 333 | 700 | 233100
83 | CC4C401001 | HF Cable -75 Ohm HP CABLE- | Mtr | 235.752 | 555 | 130842.36
229 | FF2F206006 | Stub for 132KV D/c B Type | MT | 61000 | 0.399 | 24339
260 | FF2F207022 | Template A Type for 220KV Single Circuit | MT | 61000 | [6 empty] | 10.34 | 630740
284 | FF2F207046 | Template Non GI (A,B,C Type) | MT | 0 | [6 empty] | 0 | 0
287 | FF3F301002 | Strcture- Pipe | MT | 74000 | 0.64 | 47360
313 | FF3F301028 | Strcture-HT | MT | 56996 | 5.112 | 291363.552
314 | FF3F301029 | Strcture-MT | MT | 53115 | 7.813 | 414987.495
327 | FF3F301042 | Strcture-33KV Isolator | MT | 74000 | 0.781 | 57794
329 | FF3F302001 | Tower Parts- GI | MT | 28491.41 | [6 empty] | 17.856 | 508742.617
|  |  | MT | 25000 | [6 empty] | 0.25 | 6250
333 | FF4F401002 | Galvanised Nuts & Bolts-30x00 mm | KG | 0 | 0 | 0
346 | FF4F401015 | Galvanised Nuts & Bolts-16x70 mm | No.
|  | Galvanised Nuts & Bolts-12x70 mm | Kg | 293.82 | 10 | 2938.2
375 | FF4F401044 | Galvanised Nuts & Bolts-12x50 mm | Kg | 293.82 | 10 | 2938.2
381 | FF4F401050 | Galvanised Nuts & Bolts-10x85 mm | No.
|  | Galvanised Nuts & Bolts-10X70 mm | Kg | 293.82 | 5 | 1469.1
384 | FF4F401053 | Galvanised Nuts & Bolts-10X60 mm | Kg |  | 0 | 0
|  |  | Kg |  | 0 | 0
385 | FF4F401054 | Galvanised Nuts & Bolts-10X50 mm | Kg | 293.82 | 5 | 1469.1
424 | FF4F402025 | HOT dipped Galvanised-16x45 mm/ (5/8"x1*3/4 | No. | 10 | 615 | 6150
426 | FF4F402027 | HOT dipped Galvanised-16x35 mm | No. | 10 | 650 | 6500
581 | FF9F904003 | Copper -Bond Round | No | 0 | 0 | 0
|  | 132 KV Line Fitting old & used | MT | 10000 | [6 empty] | 1.6 | 16000
1 | GG0G001001 | Maintenance material Petrolleum Jelly | Kg | 765.82 | 12 | 9189.84
3 | GG0G001003 | Maintenance material CRC 400 ML Bottle | No. | 824.82 | 14 | 11547.48
7 | GG0G001007 | Maintenance material Grease | Kg | 2122.82 | 4 | 8491.28
|  | 220 KV Isolator Male Arm | No. | 70210 | 1 | 70210
|  |  | No. | 41300 | 2 | 82600
|  | 220 KV Isolator Female Arm | No. | 82364 | 2 | 164728
|  |  | No. | 47200 | 3 | 141600
|  | 220 KV Isolator (old & used) | No. | 5000 | [6 empty] | 1 | 5000
3 | HH0H002001 | Line Isolator 220 KV with Earth switch | No. | 0 | 0 | 0
10 | HH0H005002 | Line Isolator 33 KV 2000 Amp Double break without Earth switch | No | 0 | 0 | 0
10 | HH0H005002 | Line Isolator 33 KV 800 Amp Double break without Earth switch | No | 101598 | 1 | 101598
63 | HH6H602001 | 132 KV Isolater Spare Blade Male contact | No. | 8501 | 1 | 8501
64 | HH6H602002 | 132 KV Isolater Spare Blade Female Contact | No. | 8513 | 1 | 8513
81 | HH8H801004 | 33 KV Isolater Spare Jaws 800 Amp. | No. | 5422.1 | 4 | 21688.4
|  |  | No. | 4702.3 | 0 | 0
90 | HH8H802003 | 33 KV Isolater Spare Blade 800 Amp. | No. | 7074.1 | 2 | 14148.2
|  |  | No. | 5882.3 | 0 | 0
101 | HH9H901002 | Isolator Clamp Rigid terminal connector 4" AL tube (33KV) | No. | 3528.2 | 2 | 7056.4
102 | HH9H901003 | Isolator Clamp Through type for 4” IPS Al tube (132KV) | No. | 2904 | 10 | 29040
|  |  | No. | 0 | 0 | 0
106 | HH9H901007 | Isolator Clamp Twin moose | No. | 2938.2 | 9 | 26443.8
|  |  | No. | 2832 | 0 | 0
|  |  | No. | 3068 | 0 | 0
107 | HH9H901008 | Isolator Clamp Single moose | No. | 1144.6 | 0 | 0
|  |  | No. | 1119.82 | 12 | 13437.84
|  | 132 KV Isolater Spare 1600 A Blade Male contact | No. | 29323 | 2 | 58646
|  | 132 KV Isolater Spare 1600 A Blade Female Contact | No. | 29323 | 2 | 58646
|  | 132 KV Fixable type Isolator Clamp for 4"IPS Tube | No. | 0 | 0 | 0
|  | 220 KV Isolator clamp for moose to 30 mm | No. | 2938.2 | 12 | 35258.4
|  | 220 KV Isolator clamp for 50mm to 4"IPS Tube | No. |  | 0 | 0
|  | 220 KV Isolator clamp for 30mm to 4"IPS Tube | No. |  | 0 | 0
|  | 132 KV Isolator clamp for Moose to 40 mm | No. | 2478 | 0 | 0
|  | 33 KV Isolater Spare Blade 1600 Amp. | No. | 11204.1 | 1 | 11204.1
|  | 33 KV Isolater Spare Jaws 1600 Amp. | No. | 9434.1 | 2 | 18868.2
|  | 4" IPS Tube Clamp for Single Moose | No. | 0 | 0 | 0
1 | II0I001001 | Disc Insulator 160 KN Porceline | No. | 250 | 15 | 3750
3 | II0I002001 | Disc Insulator 120 KN Porceline | No. | 120 | 537 | 64440
7 | II0I004001 | Disc Insulator 70 KN | No. | 0 | 0 | 0
|  |  | No. | 100 | 439 | 43900
|  | Disc Insulator Polymer 160 KN | No | 7316 | 4 | 29264
15 | II1I102001 | PG Clamp Moose- Moose | No. | 1078.25 | 4 | 4313
48 | II2I202001 | C-wedge Clamp Moose- Moose | No. | 2926.4 | 0 | 0
|  | C-wedge Clamp Moose- Moose | No. | 3030.43 | 16 | 48486.88
56 | II2I204001 | C-wedge Clamp Zebra- Zebra | No. | 2933.64 | 11 | 32270.04
|  |  | No. | 2944.1 | 10 | 29441
57 | II2I204002 | C-wedge Clamp Zebra- Panther | No. | 2175.5 | 17 | 36983.5
59 | II2I205001 | C-wedge Clamp Panther- Panther | No. | 2061 | 18 | 37098
67 | II3I302001 | T-Connector Moose- Moose | No. | 0 | 0 | 0
|  | T Clamp for Twin Moose to Single Moose | No. | 1463.2 | 5 | 7316
|  |  | No. | 0 | 0 | 0
91 | II4I402001 | Earth Wire Tension Clamp 7/9 SWG | No. | 586 | 17 | 9962
94 | II4I403001 | Earth Wire Suspension Clamp 7/9 SWG | No. | 473 | 62 | 29326
130 | II5I501001 | MS Joint/ Repair Sleeve/ Vibration Damper Mid Span Joint Moose | No. | 1888 | 20 | 37760
132 | II5I501003 | Mid Span Joint Zebra | No. | 1298 | 44 | 57112
|  |  | No. | 854 | 2 | 1708
|  |  | No. | 1007.7 | 6 | 6046.2
133 | II5I501004 | Mid Span Joint Panther | No. | 1298 | 26 | 33748
|  |  | No. | 545 | 55 | 29975
137 | II5I501008 | Mid Span Joint 7/9 SWG | No. | 708 | 15 | 10620
138 | II5I501009 | Mid Span Joint 7/10 SWG | No. | 531 | 15 | 7965
|  |  | No. | 100 | 18 | 1800
139 | II5I502001 | Repair Sleeve Moose | No. | 1298 | 15 | 19470
141 | II5I502003 | Repair Sleeve Zebra | No. | 1062 | 20 | 21240
|  |  | No. | 1209.26 | 6 | 7255.56
|  | Repair Sleeve Zebra | No. | 308 | 52 | 16016
142 | II5I502004 | Repair Sleeve Panther | No.
147 | II5I502009 | Repair Sleeve 7/10 SWG | No. | 531 | 15 | 7965
150 | II5I503003 | Vibration Damper Zebra | No. | 1728.7 | 10 | 17287
151 | II5I503004 | Vibration Damper Panther | No. | 480 | 0 | 0
155 | II5I503008 | Vibration Damper 7/9 SWG | No. | 1298 | 30 | 38940
156 | II5I503009 | Vibration Damper 7/10 SWG | No. | 0 | 0 | 0
160 | II6I601001 | Armour Rod/ Jumpher Cone/ Plate/ Bird Guard Armour Rod Moose | Set | 528.64 | 40 | 21145.6
163 | II6I601004 | Armour Rod Panther | No. | 1000 | 13 | 13000
195 | II7I704004 | Spacers Twin Moose | No. | 841.34 | 0 | 0
219 | II8I801004 | Single Tension Fitting Zebra | Sets | 9853 | 5 | 49265
220 | II8I801005 | Single Tension Fitting Panther | Sets | 5428 | 1 | 5428
224 | II801009 | Single Tension Fitting 7/9 SWG | No. | 1888 | 25 | 47200
225 | II801010 | Single Tension Fitting 7/10 SWG | No. | 0 | 0 | 0
229 | II8I802004 | Double Tension Fitting Zebra | No. | 19942 | 3 | 59826
230 | II8I802005 | Double Tension Fitting Panther | No. | 3500 | 1 | 3500
242 | II8I804004 | Single Suspension Fitting Zebra | No. | 9204 | 6 | 55224
247 | II8I804009 | Single Suspension Fitting 7/10 SWG | No. | 1888 | 15 | 28320
248 | II8I804010 | Single Suspension Fitting 7/10 SWG | No. | 1534 | 10 | 15340
|  | Pilot fitting for Zebra | No. | 1713 | 74 | 126762
|  | Bolted tension fitting for ACSR Moose | No. | 9440 | 10 | 94400
|  | Bolted tension fitting for ACSR Zebra | No. | 4720 | 5 | 23600
|  | T Clamp 40mm for Moose | No. | 1038.4 | 4 | 4153.6
|  | Bushing Sleeve | No. | 0 | 0 | 0
3 | JJ0J002001 | Circuit Breaker 220KV Air Blast | No. | 10000 |  |  | 7 | 70000
11 | JJ0J005001 | Circuit Breaker 33KV 220V DC SF-6 | No. | 5000 | [6 empty] | 1 | 5000
12 | JJ0J005002 | Circuit Breaker 33KV 110V DC SF-6 | No. | 4500 | 1 | 4500 |  |  |  |  | 2 | 9000
37 | JJ1J102001 | Circuit Breaker Sapres 220KV 220V DC Trip Coil (ABB make) | No. | 12685 | 2 | 25370
37 | JJ1J102001 | Circuit Breaker Sapres 220KV 220V DC Trip Coil (CGL make) | No. | 14012.5 | 2 | 28025
|  |  | No. | 13983 | 1 | 13983
40 | JJ1J102004 | Circuit Breaker Sapres 220KV 220V DC Closing Coil (CGL make) | No. | 8024 | 2 | 16048
40 | JJ1J102004 | Circuit Breaker Sapres 220KV 220V DC Closing Coil (ABB make) | No. | 12626 | 1 | 12626
59 | JJ1J103001 | Circuit Breaker Sapres 132KV 220V DC Trip Coil (CGL make) | No. | 14012.5 | 2 | 28025
61 | JJ1J103003 | Circuit Breaker Sapres 132KV 220V DC Closing Coil (CGL make) | No. | 8024 | 1 | 8024
123 | JJ1J105001 | Circuit Breaker Sapres 33KV 220V DC Trip Coil (CGL make) | No. | 13983 | 0 | 0
|  |  | No. | 14012.5 | 2 | 28025
125 | JJ1J105003 | Circuit Breaker Sapres 33KV 220V DC Closing Coil (CGL make) | No. | 8024 | 0 | 0
127 | JJ1J105005 | Circuit Breaker Sapres 33KV 110V DC Trip Coil (ABB Make) | No | 6372 | 1 | 6372
191 | JJ2J201005 | Circuit Breaker Auxiliary switch LOCAL/Remote Switch | No. | 2926.4 | 1 | 2926.4
196 | JJ2J201010 | Circuit Breaker Auxiliary switch Density moniter switch | No | 0 | 1 | 0
216 | JJ3J301001 | Control panel Spares Relay Thermal Overload realy | No | 2584.2 | 7 | 18089.4
|  |  | No. | 1870.3 | 0 | 0
|  | Circuit Breaker connector 4"IPS Tube (220KV) | No. | 4661 | 2 | 9322
227 | JJ4J401003 | Circuit Breaker Connector Moose | No. | 1144.6 | 0 | 0
|  |  | No. | 1119.82 | 18 | 20156.76
228 | JJ4J401004 | Circuit Breaker Connector Twin Moose | No | 2938.2 | 11 | 32320.2
|  |  | No. | 2832 | 0 | 0
258 | JJ5J502003 | O Ring O'RING (DIFFERENT SIZE ) | Set | 48504.93 | 0 | 0
397 | JJ8J801001 | SF6 Gas | Kg | 5898.82 | 0 | 0
|  |  | Kg | 5829.2 | 55 | 320606
|  | Sliastic tube | No | 0 | 0 | 0
|  | Absorbent | Kg | 8044.01 | 0 | 0
|  | Defective & Damage CB | No. | 10000 |  | 0 |  |  |  |  | 2 | 20000
|  | Circuit Breaker Spare 33 KV Fixed Contact (B8), CGL Make | No. | 0 | 0 | 0
|  | Circuit Breaker Spare 33 KV Moving Contact (B9), CGL Make | No. | 0 | 0 | 0
|  | Circuit Breaker spare 33 KV SF6 Stationary arcing contact, CGL Make | No. | 13546.4 | 1 | 13546.4
|  | Circuit Breaker spare 33 KV SF6 Moving Contact segment, CGL Make | No. | 0 | 0 | 0
|  | Circuit Breaker spare 33 KV SF6 Set of spring, CGL Make | No. | 0 | 0 | 0
2 | KK0K002001 | Lighting Arrestor 220 KV | No. | 187956 | 6 | 1127736
|  |  | No. | 500 | 15 | 7500
3 | KK0K003001 | Lighting Arrestor 132 KV | No. | 500 | 1 | 500
6 | KK0K005001 | Lighting Arrestor 33 KV | No. | 15890 | 1 | 15890
34 | KK4K302001 | Bus Post Insulator (without corona ring) with creepage distance of 6125 mm. - 245 kV | No. | 20000 | 12 | 240000
35 | KK4K302002 | Bus Post Insulator (without corona ring) with creepage distance of 3625 mm. - 145 kV | No. | 3175.38 | 6 | 19052.28
36 | KK4K302003 | Bus Post Insulator (without corona ring) with creepage distance of 900 mm. - 36 kV | No. |  | 0 | 0
0
|  | L.E.D. - Light Fittings - 150W | No. | 0 | 0 | 0
133 | LL5L501004 | L.E.D. - Light Fittings - 50W | No. | 0 | 0 | 0
|  | L.E.D. - Light Fittings - 35W | No. | 0 | 0 | 0
|  | L.E.D. - Light Fittings - 23W | No. | 0 | 0 | 0
|  | L.E.D. - Light Fittings - 9W | No. | 0 | 0 | 0
|  | PLPCD/UL Light | No. | 0 | 0 | 0
144 | LL6L603001 | Lighting Spares Lighting Junction Box. | No. | 4900.6 | 3 | 14701.8
152 | LL6L610001 | Lighting Spares Holder For Lamp | No. | 0 | 0 | 0
|  | LED Light fixing clamp | No. | 0 | 0 | 0
|  | 250 W Copper Blast (Choke) | No. | 0 | 0 | 0
13 | MM0M008001 | Relay - Trip circuit supervision relay - Trip ckt supervision relay (ABB make 220 V DC) | No. | 5888 | 0 | 0
|  |  |  | 6962 | 0 | 0
13 | MM0M008001 | Relay - Trip circuit supervision relay - Trip ckt supervision relay (JVS make 220 V DC) | No. | 8083 | 7 | 56581
|  | Relay - Distance Relay (Faulty) | No. | 100 | 1 | 100
17 | MM0M010001 | Relay - Phase failure relay - Phase failure relay with UV/OV Relay (Minilec) auto reset, system voltage 415V AC | No. | 2938.2 | 2 | 5876.4
102 | MM0M075001 | Relay - Master Trip Relay Aux. Supply 220VDC 4NO+1 No. - (JVS) | No. | 0 | 0 | 0
135 | MM1M106002 | Miscellaneous Panel Spare - Indication Lamp LED 220/110 V AC/DC - LED-Multycolour 110/220V Ac/Dc | No. | 58.76 | 20 | 1175.2
|  | Miscellaneous Panel Spare - TNC -suitable for 220KV Control and relay panel. | No. | 12213 | 1 | 12213
202 | MM1M118008 | Miscellaneous Panel Spare - Trip transfer switch - TNC -suitable for 33KV Control and relay panel. | No. | 8732 | 3 | 26196
|  |  | No. | 8838.2 | 3 | 26514.6
216 | MM1M121006 | Miscellaneous Panel Spare - Heater - Space Heater | No. |  |  | 0
353 | MM3M301019 | Digital Meter - Volt Meter - 220 KV Digital volt meter size 140 x 70 mm PTR-220 KV/110V range (0-300 KV), Auxiliary Supply 220V DC, A.E. make | No. | 4106.4 | 3 | 12319.2
354 | MM3M301020 | Digital Meter - Volt Meter - 132 KV Digital voltmeter size 140 x 70 mm PTR-132 KV/110V Range (0-160 KV), Auxiliary Supply 220V DC, A.E. Make | No. | 4106.4 | 3 | 12319.2
|  | Digital Meter - Volt Meter - 33 KV Digital voltmeter size 140 x 70 mm PTR-33 KV/110V, Auxiliary Supply 220V DC, A.E. Make | No. | 4106.4 | 2 | 8212.8
|  | Digital Meter - Ampere Meter - Digital panel meter to display current in Amp for C&R panel range (0-1600 A), Auxiliary Supply 220V DC, Size 140 x 70 MM, A.E. Make | No. | 4106.4 | 9 | 36957.6
|  | Digital Meter - MW Meter - MW Meter 220 KV -size 140 x 70 mm PTR-220 KV/110V, CTR-1600/1 A, Auxiliary Supply 220V DC, A.E. Make | No. | 7888.3 | 2 | 15776.6
|  | Digital Meter - MVAR Meter - MVAR Meter 220 KV -size 140 x 70 mm PTR-220 KV/110V, CTR-1600/1 A, Auxiliary Supply 220V DC, A.E. Make | No. | 7888.3 | 3 | 23664.9
402 | MM3M303012 | Digital Meter - MW Meter - MW Meter Type 3 Phase 4 wire 50-0-50 MW CTR 200/1A PTR132KV /110 V. Aux Supply 110 V DC | No. | 1000 | [6 empty] | 1 | 1000
475 | MM4M405005 | Miscellaneous- - Contactor - power contactor 65A 440V | No. | 2118.1 | 8 | 16944.8
|  |  | No. | 1758.2 | 1 | 1758.2
|  | Miscellaneous- - Contactor - power contactor 80A 440V | No. | 10608.2 | 6 | 63649.2
|  | Miscellaneous- - Contactor - power contactor 32A 440V | No. | 5888.2 | 4 | 23552.8
483 | MM4M408002 | Miscellaneous- - Resistor - variable | No. | 1464 | 2 | 2928
|  | Digital Panel Meter | No. | 0 | 0 | 0
|  | Synchronising Socket 8A | No. | 0 | 0 | 0
|  | Single Phasing and Unbalancing Preventor 415V | No. | 2938.2 | 4 | 11752.8
|  | Resistance ABB make RX TMA-1 INRK, 711004-AM 86 | No. | 0 | 0 | 0
0
11 | SS1S103004 | Contactor Air Break 16 Amp. 415 V Ac | No. | 1646.1 | 1 | 1646.1
|  |  | No. | 2348.2 | 12 | 28178.4
18 | SS1S104006 | Contactor 415V AC 240 Volt A.C. Coils including frame for coil for 3ɸ Power Contactor IC-65a & IC-65a/4 | No. | 0 | 0 | 0
111 | SS4S401001 | MCB 220V DC Double Pole 32 Amp | No. | 0 | 0 | 0
|  | MCB 220V DC Single Pole 32 Amp | No. | 0 | 0 | 0
|  | MCB 220V DC Double Pole 20 Amp | No. | 2828.46 | 20 | 56569.2
113 | SS4S401003 | MCB 220V DC 10 Amp | No. | 2003.64 | 20 | 40072.8
124 | SS4S404001 | MCB 230V AC Single Pole 32 Amp | No. | 0 | 0 | 0
|  | A. C. D. Box MCB 25 Amp | No. | 0 | 0 | 0
|  |  | No. | 979.4 | 0 | 0
|  | MCB 415 AC Four Pole C3. | No | 3528.2 | 10 | 35282
|  | MCB 415 AC Four Pole 40 Amp. | No. | 2336.4 | 2 | 4672.8
|  |  | No. | 2938.2 | 4 | 11752.8
|  | MCB 415 AC Four Pole 10 Amp. | No. | 1528.1 | 2 | 3056.2
|  |  | No. | 2112.2 | 4 | 8448.8
|  | MCB 415 AC Tripple Pole 3 Amp. | No. | 1463.2 | 4 | 5852.8
|  |  | No. | 1875.02 | 4 | 7500.08
125 | SS4S404002 | MCB 230V AC Double Pole 16 Amp | No. | 1109.2 | 2 | 2218.4
|  |  | No. | 1404.2 | 2 | 2808.4
|  | MCB 230V AC Double Pole 1 Amp | No. | 1050.2 | 3 | 3150.6
140 | SS4S405008 | MCB 415 AC Tripple Pole 1 Amp. | No. | 1286.2 | 3 | 3858.6
156 | SS7S704001 | Timer delay blockTime delay block | No. | 3528.2 | 4 | 14112.8
|  | Fan Control Switch | No. | 2118.1 | 2 | 4236.2
|  | TPN Main Switch 415V 200A | No. | 17641 | 2 | 35282
|  | Auxiliary Connector | No. | 0 | 0 | 0
|  | Auxiliary contactor 12 A 230V | No. | 0 | 0 | 0
0
107 | TT2T101032 | General Stationary-PVC Tape coloured | No. |  |  | 0
34 | VV1V102001 | Transformer Bushing -220/132 KV HV-160 MVA | No | 0 | 4 | 0
35 | VV1V102002 | Transformer Bushing -220/132 KV LV-160 MVA | No | 0 | 2 | 0
55 | VV1V104001 | Transformer Bushing -132/33KV HV-80 MVA | No | 0 | 2 | 0
56 | VV1V104002 | Transformer Bushing -132/33KV LV-80 MVA | No | 0 | 2 | 0
57 | VV1V104003 | Transformer Bushing -132/33KV Neutral-80 MVA | No | 0 | 1 | 0
94 | VV2V201001 | Transformer Gasket, Breather, Silica gel & Connector Gasket Nitril gasket 10mm | Set | 0 | 2 | 0
|  | Silica Gel Breather Capacity 1 kg. | No. | 5894.1 | 3 | 17682.3
|  | Silica Gel Breather Capacity 3 kg. | No. | 6484.1 | 0 | 0
117 | VV2V202008 | Silica Gel Breather Capacity 5 kg. | No. | 7428.1 | 0 | 0
118 | VV2V203008 | Silica Gel Blue crystal | Kg | 470.82 | 5 | 2354.1
|  | Transformer Bushing 36KV/200A | No. | 0 | 6 | 0
169 | VV3V301001 | Oil Transformer Oil | Ltr. | 73.16 | 436 | 31897.76
173 | VV3V301005 | Oil Oil sample Bottle 2Ltr | No. | 13847 | 3 | 41541
174 | VV3V301006 | Oil Oil sample Bottle 1Ltr | No. | 10442 | 4 | 41768
175 | VV3V301007 | Oil Empty Oil Drums | No. | 250 | 835 | 208750
|  | Bushing CT for 160 MVA T/F | No. | 0 | 1 | 0
|  | HV Bushing CT for 80 MVA T/F | No. | 0 | 2 | 0
|  | Bucholz Relay for 160 MVA T/F | No. | 0 | 2 | 0
|  | HV Bushing WTI CT for 80 MVA T/F | No. | 0 | 2 | 0
|  | LV Bushing WTI CT for 80 MVA T/F | No. | 0 | 2 | 0
|  | Bushing CT for 80 MVA T/F | No. | 0 | 1 | 0
|  | Bucholz Relay for 80 MVA T/F | No. | 0 | 2 | 0
|  | MOG with float arm for 80 MVA T/F | No. | 0 | 2 | 0
|  | Flow Indicator | No. | 0 | 2 | 0
|  | 160 MVA T/F HV Bushing Clamp | No. | 1445.5 | 0 | 0
|  |  | No. | 2360 | 2 | 4720
|  | 160 MVA T/F LV Bushing Clamp | No. | 2478 | 0 | 0
|  |  | No. | 2584.2 | 0 | 0
|  | 80 MVA T/F LV Bushing Clamp | No. | 3422 | 0 | 0
|  |  | No. | 3528.2 | 3 | 10584.6
|  | 50 MVA T/F HV Bushing Clamp | No. | 2360 | 0 | 0
|  | 50 MVA T/F LV Bushing Clamp | No. | 3528.2 | 2 | 7056.4
183 | VV4V401001 | Transformer Spare Oil Temperature indicator Meter (0-120 0C ) | No. | 200 | 0 | 0 |  |  |  |  | 1 | 200
187 | VV4V402001 | Transformer Spare Winding Temperature indicator Winding Temperature indicator Meter | No. | 39441 | 1 | 39441
|  |  | No. | 67024 | 1 | 67024
192 | VV4V403001 | Transformer Spare Level Gauge DIAL OIL LEVEL GAUGE |  |  |  | 0
193 | VV4V403002 | Transformer Spare Level Gauge Magnetic oil Level Guage | No | 0 | 3 | 0
194 | VV4V404001 | Transformer Spare PRV Pressure Relief Vent | No | 0 | 4 | 0
212 | VV4V410001 | Transformer Spare Tap Position Indicator SR.No. TPC 2001/12050 | No | 24662 | 2 | 49324
264 | VV6V602001 | Current Transformer 245KV 1600/800/1A 5 core Accuracy 0.2 | No | 281075 | 3 | 843225
264 | VV6V602001 | Current Transformer 245KV 1600/800/1A 5 core Accuracy 0.2 | No | 1000 | 1 | 1000 |  |  |  |  | 2 | 2000
|  | Current Transformer 245KV 1200/600/1A 5 core Accuracy 0.2 | No | 430700 | 1 | 430700
269 | VV6V602006 | Current Transformer 245KV 600/300/1 A 5 core Accuracy 0.2 | No | 354000 | 2 | 708000
|  | Current Transformer 245KV 200/100/1 A 5 core Accuracy 0.2 | No | 354000 | 1 | 354000
|  | Current Transformer 145KV 1200/800/1A 5 core Accuracy 0.2 | No. | 224200 | 1 | 224200
|  | Current Transformer 145KV 1200/600/1A 5 core Accuracy 0.2 | No. | 194700 | 1 | 194700
270 | VV6V603001 | Current Transformer 145KV 800/400/1 A 5 core Accuracy 0.2 | No | 325518 | 2 | 651036
270 | VV6V603001 | Current Transformer 145KV 800/400/1 A 5 core Accuracy 0.2 | No. | 1000 | 2 | 2000
270 | VV6V603001 | Current Transformer 145KV 800/400/1 A 5 core Accuracy 0.2 | No. | 212400 | 0 | 0
271 | VV6V603002 | Current Transformer 145KV 800/400/1 A 3 core Accuracy 0.2 | No | 182900 | 1 | 182900
272 | VV6V603003 | Current Transformer 145KV 400/200/1A 5 core Accuracy 0.2 | No | 0 | 0 | 0
274 | VV6V603005 | Current Transformer 145KV 200/100/1A 5 core Accuracy 0.2 | No | 212400 | 1 | 212400
281 | VV6V605001 | Current Transformer 33 KV 1600/800/1A 5 Core Accuracy 0.2 | No | 64900 | 4 | 259600
284 | VV6V605004 | Current Transformer 33 KV 800/400/1 A 5 Core Accuracy 0.2 | No | 0 | 0 | 0
285 | VV6V605005 | Current Transformer 33 KV 800/400/1A 3 core Accuracy 0.2 | No | 500 | 0 | 0 |  |  |  |  | 17 | 8500
|  |  | No | 47200 | 1 | 47200
|  |  | No | 0 | 0 | 0
288 | VV6V605008 | Current Transformer 33 KV 400/200/1A 3 core Accuracy 0.2 | No | 47200 | 1 | 47200
|  |  | No | 52864 | 1 | 52864
|  |  | No | 58646 | 2 | 117292
|  | Current Transformer 33 KV 1200/600/1A 3 core Accuracy 0.2 | No. | 59000 | 2 | 118000
|  | Current Transformer 33 KV 1200/800/1A 3 core Accuracy 0.2 | No. | 58882 | 2 | 117764
323 | VV7V701008 | Current Transformer Terminal Connectors Terminal connector (Expansion type) for 4” IPS Al tube | No. |  | 0 | 0
328 | VV7V701013 | Current Transformer Terminal Connectors Single Moose ACSR | No | 0 | 0 | 0
329 | VV7V701014 | Current Transformer Terminal Connectors Twin Moose ACSR | No |  | 0 | 0
340 | VV7V701025 | Current Transformer Terminal Connectors 33 KV CT clamp having 20 mm dia bore | No. | 942.82 | 3 | 2828.46
341 | VV7V701026 | Current Transformer Terminal Connectors 33 KV CT clamp having 29 mm dia bore (Single moose) | No | 1119.82 | 13 | 14557.66
|  |  | No. |  | 0 | 0
|  | Current Transformer Terminal Connectors 33 KV CT clamp having 29 mm dia bore (Twin moose) | No | 2938.2 | 7 | 20567.4
|  |  | No. | 2832 | 0 | 0
344 | VV7V701029 | Current Transformer Terminal Connectors 36kV Terminal connector(Rigid type) for 4” IPS Al tube (Single Moose) | No | 2938.2 | 4 | 11752.8
|  | Current Transformer Terminal Connectors 36kV Terminal connector(Rigid type) for 4” IPS Al tube (Twin Moose) | No. | 2938.2 | 2 | 5876.4
|  | CT clamp Panther to 30 mm Dia | No. | 0 | 0 | 0
|  | CT clamp Panther to 20 mm Dia | No. | 0 | 0 | 0
|  | Current Transformer Terminal Connectors 36kV Terminal connector(Rigid type) for 4” IPS Al tube (Twin Moose) | No | 0 | 0 | 0
|  | 33 KV Clamp 4"IPS to Single Moose | No. | 0 | 0 | 0
|  | 132 KV CT Clamp Suitable for Moose/4" AI Pipe | No. | 2566 | 12 | 30792
|  | 132 KV CT Clamp for 4"IPS Tube to Single Moose | No. | 0 | 0 | 0
|  | 132 KV CT Clamp 30mm to single moose | No. | 3068 | 0 | 0
|  |  | No. | 2938.2 | 7 | 20567.4
|  | Clamp 4" IPS Tube to Jumber base | No. | 2938 | 0 | 0
387 | VV8V802001 | PT (Potential Transformer) PT 220 KV/110 Volt with 0.2 accuracy | No | 354000 | 1 | 354000
387 | VV8V802001 | PT (Potential Transformer) PT 220 KV/110 Volt with 0.2 accuracy | No |  | 0 | 0
|  | PT (Potential Transformer) 145 KV CVT 3 core with one 0.2 accuracy | No | 212400 | 1 | 212400
388 | VV8V803002 | PT (Potential Transformer) 145 KV PT 3 core with one 0.2 accuracy | No | 212400 | 1 | 212400
388 | VV8V803002 | PT (Potential Transformer) 145 KV PT 3 core with one 0.2 accuracy | No |  |  | 0
391 | VV8V805001 | PT (Potential Transformer) PT 3-phase 33KV/110 Volt - | No. | 0 | 0 | 0
392 | VV8V805002 | PT (Potential Transformer) PT 1-phase, 33KV/110 Volt - | No. | 52784.8 | 5 | 263924
|  |  | No. | 800 | [6 empty] | 9 | 7200
|  |  | No. | 53153.1 | 7 | 372071.7
396 | VV8V810002 | CVT CVT 220 KV/110 Volt - | No. | 206750 | 1 | 206750
|  |  | No. | 1000 | 7 | 7000
397 | VV8V810003 | CVT CVT - CVT 132 KV/110 Volt - 145kv | No. | 1000 | 9 | 9000
421 | VV9V902001 | CVT Accessories P.T Junction Box 220 KV | No. |  |  | 0
422 | VV9V903001 | CVT Accessories CVT Junction Box 132 KV | No. |  |  | 0
|  | 33 KV PT Clamp | No. | 0 | 0 | 0
12 | YY1Y101004 | Battery Cell 2 V 400AH lead acid | No. | 200 | [6 empty] | 112 | 22400
33 | YY4Y401003 | Battery Charger 220 Volt DC for 400AH Battery set | No. | 10000 | 2 | 20000
1 |  | Iron Packing Cage | MT | 0 | [6 empty] | 0 | 0
2 |  | Wooden Empty drums of Conductor | No. | 50 | [6 empty] | 114 | 5700
3 |  | Ceiling Fan Old & Used | No. | 100 | 8 | 800
5 |  | Terminal Connector 25 Amp | No. | 0 | 0 | 0
6 |  | GI Nut & Bolts | Kg | 0 | 0 | 0
7 |  | Rope 1" | Kg | 152 | [6 empty] | 65 | 9880
8 |  | Rope 1/2" | Kg | 152 | [6 empty] | 113.5 | 17252
9 |  | Logsheet | No | 0 | 0 | 0
10 |  | Fire fighting cylinder 25 KG | No | 0 | 0 | 0 |  |  |  |  | 0 | 0
11 |  | Fire fighting cylinder 5 KG | No | 0 | 0 | 0 |  |  |  |  | 0 | 0
Total in Rs. | [5 empty] | 14557737.3311 |  | 70000 |  | 0 |  | 1891525.617 |  | 0
S.No. | Item Code | Item Description | Unit | Unit Rate in Rs. | Useable |  | Dismantle/Incomplete/ Damage/Unservicable |  | Obsolete |  | Scrap |  | Non Moving
[5 empty] | Qty. | Total Amount in Rs. | Qty. | Total Amount in Rs. | Qty. | Total Amount in Rs. | Qty. | Total Amount in Rs. | Qty. | Total Amount in Rs.
P- Group (T&P)
1 | PP0P001001 | Steel Almera | No. | 14057.9 | 8 | 112463.2
2 | PP0P001002 | Steel Rack | No. | 1250 | 1 | 1250
Chair
5 | PP0P002001 | chair PCH 9003 | No. | 7665 | 7 | 53655
7 | PP0P002003 | Easy Chair PCN 500/T | No. | 4945 | 2 | 9890
9 | PP0P002005 | Computer Chair | No. | 3436.43 | 1 | 3436.43
|  | Chair PCH 1007 | No. | 2225 | 11 | 24475 |  |  |  |  | 3 | 6675
|  | Wheel chair | No. | 10447.5 | 2 | 20895
|  | Godrej chair 7003 | No. | 12769.42 | 4 | 51077.68
|  | Godrej Visitor Chair 1007 | No. | 6913.17 | 8 | 55305.36
Table
10 | PP0P003001 | Table T-8 | No. | 5693 | 4 | 22772
11 | PP0P003002 | Godrej Table T-9 | No. | 8987 | 3 | 26961
13 | PP0P003004 | Office Table 1800X900X760 | No. | 1250 | 1 | 1250
14 | PP0P003005 | Computer Table | No. | 7524.85 | 2 | 15049.7
15 | PP0P003006 | Book Case Rack | No. | 11640 | 6 | 69840
|  | Table with 3 drawer | No. | 11497 | 2 | 22994
|  | Dining V1 | No. | 11361 | 1 | 11361
|  | Center Table sonata | No. | 46712 | 1 | 46712
|  | Table wt711 | No. | 13623 | 1 | 13623
T&C Equipments
AC and other electrical/Electranics items
22 | PP0P005001 | Voltas water cooler with aquaflow eyreaforebs storage capacity 20 ltr. | No. | 53727.25 | 2 | 107454.5
23 | PP0P005002 | AC Votas 1.5 Ton | No. | 43584 | 1 | 43584
Ropes
89 |  | Rope 1" | Kg
90 |  | Rope 1/2" | Kg
|  | Para Para Rope 24 mm | Mtr | 60.0727 | 220 | 13215.9999
Other T&P
94 |  | Tong tester | No. | 9200 | 1 | 9200
103 |  | Screw driver Large (Standard Quality) | No. | 0 | 1 | 0
104 |  | screw driver medium (Standard Quality) | No. | 0 | 4 | 0
108 |  | Nose Plier (Standard Quality) | No. | 0 | 2 | 0
125 |  | Vaccum cleaner with blower and suction | No. | 11340 | 1 | 11340
134 |  | Visitor chairs without arm (Godrej make) | No. | 806.25 | 8 | 6450
144 |  | Portable SF6 Gas Leak Detector. | No. | 0 | 1 | 0
146 |  | Hydrolic Jack with gauge & house pipe | No. | 0 | 4 | 0
147 |  | Open Jaw spanner | No. | 0 | 6 | 0
148 |  | double end tubeler box | No. | 0 | 1 | 0
149 |  | Adjestable wriench 200 mm Long | No. | 0 | 1 | 0
150 |  | Pipe wrinch 450 mm Long | No. | 0 | 2 | 0
151 |  | Gasket punch set | No. | 0 | 1 | 0
152 |  | Flat file | No. | 0 | 1 | 0
153 |  | Lather mallet | No. | 0 | 2 | 0
154 |  | Cold chiesel | No. | 0 | 1 | 0
155 |  | Stool | No. | 618 | 1 | 618
156 |  | Teak wood bed (singel) | No. | 7316 | 2 | 14632
157 |  | Table S1070 | No. | 17231.2 | 1 | 17231.2
158 |  | Desktop PC | No. | 29290 | [6 empty] | 2 | 58580
159 |  | TFT Monitor | No. | 3700 | [6 empty] | 2 | 7400
160 |  | UPS 1 KVA | No. | 6864 | [6 empty] | 2 | 13728
161 |  | Laser Printer | No. | 5250 | [6 empty] | 1 | 5250
162 |  | Laser Fax | No. | 18200 | [6 empty] | 1 | 18200
163 |  | Trafer 10T | No. | 26105 | 1 | 26105
164 |  | Single pully block | No. | 1350 | 3 | 4050
165 |  | Double pully block | No. | 1800 | 3 | 5400
166 |  | Four Pully block | No. | 3375 | 2 | 6750
167 |  | Al Lader 15 Feet | No. | 5107.5 | 1 | 5107.5
168 |  | Al Lader 24 Feet | No. | 14755 | 1 | 14755
169 |  | Printer Samsung | No. | 12733 | 1 | 12733
170 |  | Chair PCH5002T | No. | 7393 | 5 | 36965
171 |  | Chair PCH 1004 | No. | 3198.5 | 4 | 12794
172 |  | Store well Plain Godrej | No. | 11852.7 | 1 | 11852.7
173 |  | Broad band modem | No. | 3784.2 | 1 | 3784.2
174 |  | Al Tower lader | No. | 111684 | 1 | 111684
175 |  | 30 Watt LED rechargeable portable light | No. | 108415 | 1 | 108415
176 |  | Desert cooler with Stand | No. | 10760 | 5 | 53800
|  | MRI Instrument | No. | 56523 | 1 | 56523
|  | Cell Phone LM6 | No. | 4500 | [6 empty] | 1 | 4500
|  | Cell Phone 2630 | No. | 4550 | [6 empty] | 1 | 4550
|  | Cell Phone 2626 | No. | 3000 | [6 empty] | 1 | 3000
177 |  | Karbon Cell Phone (A101) | No. | 7500 | [6 empty] | 1 | 7500
178 |  | Micromax Cell Phone (A60) | No. | 5300 | [6 empty] | 1 | 5300
179 |  | Samsung Cell Phone (grand) | No. | 10000 | [6 empty] | 1 | 10000
180 |  | Desktop Computer System | No. | 36102 | 2 | 72204
181 |  | Printer HP pro | No. | 8644 | [6 empty] | 1 | 8644
182 |  | UPS 600VA | No. | 2775 | 1 | 2775
|  | Photo copier machine | No. | 86111 | 1 | 86111
183 |  | Hydraulic Compressor of 100 Ton Capacity | No. | 77172 | 1 | 77172
184 |  | Compression die sets suitable for jointing ACSR Zebra (Steel Portion) | No. | 7994.5 | 1 | 7994.5
185 |  | Compression die sets suitable for jointing ACSR Zebra (Aluminium Portion) | No. | 7994.5 | 1 | 7994.5
186 |  | Bolted type come along clamp, 7 bolts for Zebra Conductor | No. | 3953 | 2 | 7906
187 |  | D Shackle 3 Ton | No. | 206.5 | 2 | 413
188 |  | D Shackle 6.5 Ton | No. | 413 | 2 | 826
189 |  | Helmet Yellow (Karam Make) | No. | 171.1 | 10 | 1711
190 |  | Gas Filling Device | No. | 0 | 1 | 0
191 |  | Connecting Pipe HP to LP | No. | 6753 | 1 | 6753
|  | Godrej Storewel Plain 4SH | No. | 29169.9 | 4 | 116679.6
|  | Godrej 4 Drawers Vertical Filling Cabinet | No. | 28650.82 | 2 | 57301.64
|  | Printer Canon IR 2625 with Duplex & DADF | No. | 194600 | 1 | 194600
|  | Digital Multimeter | No. | 49206 | 1 | 49206
|  | Insulating Gloves | No. | 7906 | 1 | 7906
|  | Water Cooler | No. | 34456 | 1 | 34456
|  | Kent RO Water filter | No. | 22184 | 2 | 44368
|  | Mobile Phone (OS Ram SIngh Adhikari) | No. | 5500 | 1 | 5500
Total in Rs. | [5 empty] | 2039331.7099 |  | 0 |  | 0 |  | 153327 |  | 0
Substation Name - 132 KV S/s Rudrapur Stock Inventory for the month of May-2025
|  | Name of Zone & Circle | - | SE O&M Haldwani
|  | Name of Division | - | 220 KV O&M Div Jafarpur
|  | Name of Substation | - | 132 KV S/S Rudrapur
|  | Month | - | 2025-05-01
S. No. | Code | Name of Item | Unit | Qty. | Unit Rate | Value of Item in Rs.
[6 empty] | Usable Inventory | Non- Usable Inventory
1 |  | ACSR Conductor Tarantula | Mtr. | 7 | 200 | 1400
2 |  | ACSR Conductor Zebra | Mtr. | 5 | 207 | 1035
3 |  | HTLS Conductor Casablanca | Km. | 2.5 | 1205960 | 3014900
4 |  | Power Cable -440V LT - - 3.5x400 Sq. mm | Km | 0.256 | 755000 | 193280
5 |  | Control Cable- Armoured- - 10Cx2.5 Sq. M | Km | 0.159 | 318600 | 50657.4
6 |  | HF Cable -15010 HMS HF co-axial cable | Km | 0.141 | 81000 | 11421
7 |  | 33 KV CT Clamp for Tarantula | Nos | 6 | 1838.4 | 11030.4
8 |  | Rotatory Bearing for 132 KV Isolator | Nos | 3 | 0 | 0
9 |  | Complete pole for 132 KV Isolator | Nos | 1 | 0 | 0
10 |  | PG Clamp Tarantula - Tarantula | Nos | 3 | 600.36 | 1801.08
11 |  | 70 KN Silicon composite long rod insulator | Nos | 5 | 7393 | 36965
12 |  | 120 KN Silicon composite long rod insulator | Nos | 14 | 8069 | 112966
13 |  | Suspension clamp for Casablanca | Nos | 8 | 8994 | 71952
14 |  | Dad end clamp for Casablanca | Nos | 19 | 75958 | 1443202
15 |  | Vibration Damper for Casablanca | Nos | 22 | 7880 | 173360
16 |  | Mid span joint for Casablanca | Nos | 15 | 110870 | 1663050
17 |  | Repair Sleeve for Casablanca | Nos | 28 | 4028 | 112784
18 |  | Suspension Hardwar | Nos | 5 | 1535 | 7675
19 |  | Tension Hardware | Nos | 14 | 2686 | 37604
20 |  | Circuit Breaker Spares 132KV 110V DC Close Coil | No | 2 | 0 | 0
21 |  | Circuit Breaker Spares 132KV 110V DC Trip Coil | No | 1 | 0 | 0
22 |  | Circuit Breaker Spares 132KV Charging Motors | No | 1 | 0 | 0
23 |  | Circuit Breaker Spares 33KV Spring Charging Motor | No. | 1 | 24936 | 24936
24 |  | Circuit Breaker Auxiliary switch Density monitor switch | No. | 1 | 0 | 0
25 |  | Lighting Arrestor 33 KV | No | 4 | 500 | 2000
26 |  | 12 window annunciator with DCF card | No | 1 | 45736.76 | 45736.76
27 |  | Relay - Auxiliary Relay - Auxiliary relay (110 V) | Nos | 3 | 8288 | 24864
28 |  | Relay - Supervision Relay - | Nos | 2 | 13376 | 26752
29 |  | DC Contractor CAD 32 FD 110V | Nos | 2 | 2928.3 | 5856.6
30 |  | Auxiliary contractor for above contact | Nos | 1 | 908 | 908
31 |  | Telemechanique contactor LAD4TGDL | Nos | 3 | 5050.75 | 15152.25
32 |  | Telemechanique contactor LC1D09FD | Nos | 1 | 5050.75 | 5050.75
33 |  | Telemechanique contactor Blok LADN11 | Nos | 3 | 783.15 | 2349.45
34 |  | Telemechanique contactor Blok LADN22 | Nos | 3 | 1730.87 | 5192.61
35 |  | Telemechanique contactor Blok LAdn04 | Nos | 1 | 1589 | 1589
36 |  | Defective Relays | Nos | 5 | 500 | - | 2500
37 |  | Current Transformer 145KV 200/100/1A 3 core Accuracy 0.2 | Nos | 1 | 120000 | 120000
38 |  | Old & usedCurrent Transformer 33 KV 400/200/1A | Nos | 1 | 4000 | 4000
39 |  | PT (Potential Transformer) PT 3-phase 33KV/110 Volt - | Nos | 2 | 56563 | 113126
40 |  | HRC Semi conductor fuse,100A | Nos | 1 | 2926.4 | 2926.4
41 |  | 40 MVA T/F HV Bushing Clamp (N) | Nos | 1 | 1759.68 | 1759.68
42 |  | Defective & Burn Spring Charging Moter | Nos | 1 | 50 | - | 50
43 |  | 132 KV Burn & Defective CT | Nos | 1 | 2200 | - | 2200
44 |  | 33 KV Burn & Defective CT | Nos | 1 | 1500 | - | 1500
45 |  | Old & Used 33 KV CB | Nos | 5 | 10000 | - | 50000
46 |  | Old, Used & defective Battery Cell | Nos | 79 | 50 | - | 3950
47 |  | 110V,.8NM torque 03-05 amp Limit Switch | Nos | 1 | 1469.1 | 1469.1
48 |  | Trip indicator fuse | Nos | 1 | 1463.2 | 1463.2
49 |  | T/F Oil | Ltr | 20 | 73.16 | 1463.2
50 |  | 132 KV CVT Clamp for Zebra | NO | 1 | 1469.1 | 1469.1
51 |  | Empty Drum | NO | 11 | 500 | 5500
52 |  | Old wire mesh Fencing | Metr | 75 | 80 | 6000
53 |  | Old off size Angle | Kg | 982 | 10 | 9820
54 |  | 8 window annunciator with DCF card | NO | 1 | 26479.18 | 26479.18
55 |  | 33 KV CT Clamp for Panther | NO | 3 | 1236.64 | 3709.92
56 |  | 33KV CB Clamps for twins Moose | NO | 1 | 2507.5 | 2507.5
57 |  | 33KV CT Clamps for twins Moose | NO | 1 | 2507.5 | 2507.5
58 |  | C-Wage clamps Mosse to Mosse | NO | 2 | 2944.1 | 5888.2
59 |  | C-Wage ciamps Trantula to Tarantula | NO | 2 | 2997.2 | 5994.4
60 |  | 33 KV Isolator Clamp for Panthr | NO | 1 | 1168.2 | 1168.2
61 |  | 33 KV Isolator Clamp for Tarantula | NO | 10 | 1571.79 | 15717.9
62 |  | 132 KV CT Clamp for Zebra | NO | 5 | 2387.14 | 11935.7
63 |  | 132 KV CB Clamp for Zebra | NO | 5 | 2475.64 | 12378.2
[6 empty] | 7462753.68 | 60200
T&P Items
| 1 | Mcafee Antivirus | No. | 1 | 900 | - | 900
| 2 | Internal Modem 56 bps | No. | 1 | 187 | 187
| 3 | M.S.Office 2007 Standard MOLP without Media (Software) | No. | 1 | 11036 | 11036
| 4 | Desktop Computer make HCL | No. | 1 | 26600 | 26600
| 5 | TFT Monitor 39.5cm. Make HCL | No. | 1 | 3330 | 3330
| 6 | UPS 1KVA 168 VAH make Uniline | No. | 1 | 5157 | - | 5157
| 7 | Bilingual Key Guard | No. | 1 | 153 | 153
| 8 | Combo Drive | No. | 1 | 297 | 297
| 9 | Multifunction printer model No. Scx 4521 F make Samsung | No. | 1 | 12733 | - | 12733
| 10 | Almira Store well | Nos | 3 | 10879 | 32637
| 11 | Dining Chair PCN 7112 | Nos | 6 | 2473 | 14838
| 12 | Computer Chair Pch 4103 | Nos | 1 | 3436.43 | 3436.43
| 13 | Chair PCH 5002T | Nos | 1 | 6052 | 6052
| 14 | Table T-8 | Nos | 1 | 7477 | 7477
| 15 | Godrej Table T-9 | Nos | 2 | 10396.5 | 20793
| 16 | Godrej Chair CH-1007 | NOs | 18 | 4750.96 | 85517.28
| 17 | Book Care Rack | NOs | 2 | 11640 | 23280
| 18 | Table with 3 Drawer (T104) | Nos | 1 | 11497 | 11497
| 19 | Big Table Model V2 | Nos | 1 | 10254 | 10254
| 20 | Dining Table V1 | Nos | 1 | 11361 | 11361
| 21 | Table ET 711 | Nos | 1 | 13623 | 13623
| 22 | Centre table sonata | Nos | 1 | 46712 | 46712
| 23 | Computer Table C2 | Nos | 1 | 2766.7 | 2766.7
| 24 | Industrial Helmet | Nos | 5 | 261.05 | - | 1305.25
| 25 | Rubber Gloves | Nos | 5 | 681 | - | 3405
| 26 | Raincoat with cap | Nos | 5 | 1816 | - | 9080
| 27 | Safety Belt | Nos | 5 | 851.25 | - | 4256.25
| 28 | Rubber Gum Boots | Nos | 5 | 737.75 | - | 3688.75
| 29 | Digital Multimeter | Nos | 2 | 28203 | 56406
| 30 | 5Kv Motorized Megger | Nos | 1 | 29000 | 29000
| 31 | Megger 1 KV | Nos | 1 | 5500 | 5500
| 32 | Contact Resistance meter | Nos | 1 | 178000 | 178000
| 33 | Earth Resistivity Meter | Nos | 1 | 10500 | 10500
| 34 | D/E & ring spanner 1 set each | Nos | 1 | 580 | 580
| 35 | Hack saw frame (Standard Quality) | Nos | 1 | 0 | 0
| 36 | Stool | Nos | 1 | 618 | 618
| 37 | Teak wood Bed (Single) | Nos | 2 | 7316 | 14632
| 38 | Aluminium ladder 15 feet | Nos | 1 | 5107.5 | 5107.5
| 39 | SF6 Gas Evacuating Device | Nos | 1 | 0 | 0
| 40 | Gas Filling Equipment | Nos | 1 | 0 | 0
| 41 | Gas Leak Detector | Nos | 1 | 0 | 0
| 42 | Nokia 3011 Mobile (Unserviceable) | Nos | 1 | 4500 | - | 4500
| 43 | Microsoft Mobile Lumia | Nos | 1 | 7500 | - | 7500
| 44 | Insuleting Gloves | Nos | 1 | 7906 | 7906
| 45 | All in one Laser Jet Printer | Nos | 1 | 22986 | 22986
| 46 | Water Cooler | Nos | 1 | 34456 | 34456
| 47 | Water Purifire | Nos | 1 | 22184 | 22184
| 48 | Godrej-4Dr Vertical Filling Cabinet | Nos | 1 | 27029.08 | 27029.08
[6 empty] | 746751.99 | 52525.25
Stock Inventory for the month of MAY. 2025
Name of Zone |  | Kumaon Zone | 132 KV Sub Station Almora
Name of circle |  | Haldwani
S.No. | Code | Name Of Material | Unit | Unit rate in Rs. | Useable |  | Unserviceable |  | Non-Moving |  | Obsolete |  | Scrap
[5 empty] | Qty. | Total Amount in Rs. | Qty. | Total Amount in Rs. | Qty. | Total Amount in Rs. | Qty. | Total Amount in Rs. | Qty. | Total Amount in Rs.
CABLE
1 | CC0C002010 | 6X2.5 sq mm Control cable (in pieces) | Mtr. | 50 | 901 | 45050 | 0 | 0 | 0 | 0 | 0 | 0 | 0 | 0
2 | CC0C002008 | 10X2.5 sq mm Control cable (in pieces) | Mtr. | 50 | 874 | 43700 | 0 | 0 | 0 | 0 | 0 | 0 | 0 | 0
3 | CC0C002009 | 10x2.5Sq mm Control cable | Mtr. | 173.25 | 135 | 23388.75 | 0 | 0 | 0 | 0 | 0 | 0 | 0 | 0
5 | CC0C002008 | 10x2.5 sqmm Core Control Cable | Km. | 390650.6 | 0.307 | 119929.7342 | 0 | 0 | 0 | 0 | 0 | 0 | 0 | 0
6 | CC0C002010 | 6x2.5 sqmm Core Control Cable | Km. | 264007.76 | 0.354 | 93458.747 | 0 | 0 | 0 | 0 | 0 | 0 | 0 | 0
7 | CC4C401001 | H.F. Cable | Mtr. | 50 | 875 | 43750 | 0 | 0 | 0 | 0 | 0 | 0 | 0 | 0
8 | CC0C002010 | 6 Core PVC Control Cable | Km. | 119991.26 | 0.13 | 15598.8638 | 0 | 0 | 0 | 0 | 0 | 0 | 0 | 0
9 |  | PVC Multi stand Copper wire size 1.0 Sqmm | Mtr. | 28.35 | 213 | 6038.55 | 0 | 0 | 0 | 0 | 0 | 0 | 0 | 0
|  | METER |  |  |  | 0 |  | 0 |  | 0 |  | 0 |  | 0
10 | MM3M302006 | Digital Ampere Meter size 150x150mm,CTR 400/1A | No. | 5436.65 | 4 | 21746.6 | 0 | 0 | 0 | 0 | 0 | 0 | 0 | 0
11 | MM3M302010 | Digital Ampere Meter size 95x95mm,CTR 400/1A | No. | 4982.65 | 2 | 9965.3 | 0 | 0 | 0 | 0 | 0 | 0 | 0 | 0
12 | MM3M302012 | Digital Ampere Meter size 150x150mm,CTR 300/1A | No. | 4994 | 1 | 4994 | 0 | 0 | 0 | 0 | 0 | 0 | 0 | 0
13 | MM3M302013 | Digital Ampere Meter size 150x150mm,CTR 200/1A | No. | 5096.15 | 1 | 5096.15 | 0 | 0 | 0 | 0 | 0 | 0 | 0 | 0
14 |  | Digital Ampere Meter size 150x150mm,CTR 100/1A | No. | 5096.15 | 2 | 10192.3 | 0 | 0 | 0 | 0 | 0 | 0 | 0 | 0
15 | MM3M301005 | Digital KV Meter size 150x150 mm,PTR 132KV/110 Volt | No. | 5096.15 | 2 | 10192.3 | 0 | 0 | 0 | 0 | 0 | 0 | 0 | 0
16 | MM3M301010 | Digital KV Meter size 150x150 mm,PTR 33KV/110 Volt | No. | 5050.75 | 2 | 10101.5 | 0 | 0 | 0 | 0 | 0 | 0 | 0 | 0
17 | MM3M303011 | Digital MW Meter size 150x150 mm,CTR 400/1A,PTR 33KV/110 V. | No. | 5652.3 | 1 | 5652.3 | 0 | 0 | 0 | 0 | 0 | 0 | 0 | 0
18 | MM3M303011 | Digital MW Meter size 150x150 mm,CTR 400/1A,PTR 33KV/110 V(Faulty) | No. | 10 | 0 | 0 | 0 | 0 | 0 | 0 | 0 | 0 | 1 | 10
19 | MM3M304007 | Digital MVAR Meter size 150x150 mm,CTR 400/1A,PTR 33KV/110 V. | No. | 5652.3 | 1 | 5652.3 | 0 | 0 | 0 | 0 | 0 | 0 | 0 | 0
20 |  | Digital Ampere Meter size 95x95mm,CTR 50/1A | No. | 3915.75 | 2 | 7831.5 | 0 | 0 | 0 | 0 | 0 | 0 | 0 | 0
22 | MM3M302013 | Digital control panel Ampere Meter AE Make size150x150mm CTR 200/1A | No. | 4483 | 3 | 13449 | 0 | 0 | 0 | 0 | 0 | 0 | 0 | 0
|  | JAW/Clamp/Cannector |  |  |  | 0 |  | 0 |  | 0 |  | 0 |  | 0
23 | HH8H801001 | 33 KV Jow | No. | 1500 | 2 | 3000 | 0 | 0 | 0 | 0 | 0 | 0 | 0 | 0
24 | HH8H801003 | 132 KV Jow | No. | 3700 | 3 | 11100 | 0 | 0 | 0 | 0 | 0 | 0 | 0 | 0
25 |  | 132 KV Isolator Jow of Bimco | No. | 1850 | 10 | 18500 | 0 | 0 | 0 | 0 | 0 | 0 | 0 | 0
27 |  | best quality heavy duty 33 KV Isolator clamp suitable for panther conductor | No. | 1248 | 7 | 8736 | 0 | 0 | 0 | 0 | 0 | 0 | 0 | 0
29 | II1I104003 | PG Clamp Z/Z | No. | 854 | 24 | 20496 | 0 | 0 | 0 | 0 | 0 | 0 | 0 | 0
30 | II1I104002 | 3 Bolted PG Clamp Z/P | No. | 1019.23 | 13 | 13249.99 | 0 | 0 | 0 | 0 | 0 | 0 | 0 | 0
31 |  | 132KV Isolator Clamp for ACSR Panther Conductor | No. | 1350.65 | 10 | 13506.5 | 0 | 0 | 0 | 0 | 0 | 0 | 0 | 0
32 | II1I104002 | C-Wedge Clamp Suitable for ACSR Z/P Conductor | No. | 3229.07 | 16 | 51665.12 | 0 | 0 | 0 | 0 | 0 | 0 | 0 | 0
33 |  | Bimetallic Connector for STEM and ACSR Panther Conductor | No. | 3961.15 | 14 | 55456.1 | 0 | 0 | 0 | 0 | 0 | 0 | 0 | 0
34 |  | 6 Bolted Terminal Connector for ACSR Dog Conductorof 33KV Isolator | No. | 1129.33 | 10 | 11293.3 | 0 | 0 | 0 | 0 | 0 | 0 | 0 | 0
35 |  | Heavy duty treminal connector 6 bolted for ACSR Panther Conductor for 132KV Isolator | No. | 1356.33 | 2 | 2712.66 | 0 | 0 | 0 | 0 | 0 | 0 | 0 | 0
|  | CT |  |  |  | 0 |  | 0 |  | 0 |  | 0 |  | 0
36 |  | 132 KV CT ratio 800/400/1-1A | No. | 18000 | 3 | 54000 | 0 | 0 | 0 | 0 | 0 | 0 | 0 | 0
37 |  | 132 KV CT ratio 400/200/1-1A | No. | 15000 | 3 | 45000 | 0 | 0 | 0 | 0 | 0 | 0 | 0 | 0
38 |  | C.T 33 KV | No. | 23484 | 3 | 70452 | 0 | 0 | 0 | 0 | 0 | 0 | 0 | 0
39 |  | 33 KV C.T. 200 /100/1A (Old & used) | No. | 16000 | 1 | 16000 | 0 | 0 | 0 | 0 | 0 | 0 | 0 | 0
40 |  | 33KV CT Junction Boxes | No. | 7037 | 4 | 28148 | 0 | 0 | 0 | 0 | 0 | 0 | 0 | 0
41 |  | Hot dip Galv. Nuts Bolts 16X90mm | No. | 18.2 | 55 | 1001 | 0 | 0 | 0 | 0 | 0 | 0 | 0 | 0
|  | COPPR /ISOLATOR |  |  |  | 0 |  | 0 |  | 0 |  | 0 |  | 0
42 |  | HDE Copper Tube for 33KV Isolator 800 Amp. | No. | 2809.13 | 6 | 16854.78 | 0 | 0 | 0 | 0 | 0 | 0 | 0 | 0
43 |  | HDE Copper Tube for E/S of 33KV Isolator 800 Amp. | No. | 2235.95 | 5 | 11179.75 | 0 | 0 | 0 | 0 | 0 | 0 | 0 | 0
44 |  | HDE Copper Flat for E/S of 33KV Isolator 800 Amp. | No. | 3722.8 | 5 | 18614 | 0 | 0 | 0 | 0 | 0 | 0 | 0 | 0
45 |  | HDE Copper Tube for 33KV Isolator 1200 Amp. | No. | 3944.12 | 9 | 35497.08 | 0 | 0 | 0 | 0 | 0 | 0 | 0 | 0
46 |  | HDE Copper Jaw for 33KV Isolator 1200 Amp. | No. | 4284.63 | 16 | 68554.08 | 0 | 0 | 0 | 0 | 0 | 0 | 0 | 0
47 |  | Copper Blade for 33KV Isolator 1200 Amp. | No. | 4086 | 3 | 12258 | 0 | 0 | 0 | 0 | 0 | 0 | 0 | 0
48 |  | Copper Jaw for 33KV Isolator 1200 Amp. | No. | 4199.5 | 4 | 16798 | 0 | 0 | 0 | 0 | 0 | 0 | 0 | 0
50 |  | Flexible copper Bond rope type including both side copper lugs | No. | 1362 | 2 | 2724 | 0 | 0 | 0 | 0 | 0 | 0 | 0 | 0
|  | CIRCUIT BREAKER / PARTS |  |  |  | 0 |  | 0 |  | 0 |  | 0 |  | 0
51 |  | 33 KV circuit breakar (BHEL make Old,used ) | No. | 5000 | 3 | 15000 | 0 | 0 | 0 | 0 | 0 | 0 | 0 | 0
52 |  | 33 KV circuit breakar (BHEL make Old,used ) | No. | 25000 | 1 | 25000 | 0 | 0 | 0 | 0 | 0 | 0 | 0 | 0
53 |  | 1-Phase 230 Volt AC Spring Charge Motor 33KV SF-6 Gas CGL make C.B. | No. | 33709.5 | 1 | 33709.5 | 0 | 0 | 0 | 0 | 0 | 0 | 0 | 0
54 |  | 1-Phase 230 Volt AC Spring Charge Motor 33KV SF-6 Gas BHEL make C.B. | No. | 31553 | 1 | 31553 | 0 | 0 | 0 | 0 | 0 | 0 | 0 | 0
55 |  | Contractor for Spring Charge Motor 110 volt DC | No. | 13614.32 | 2 | 27228.64 | 0 | 0 | 0 | 0 | 0 | 0 | 0 | 0
56 |  | Trip Normally Closed switch | No. | 1589 | 1 | 1589 | 0 | 0 | 0 | 0 | 0 | 0 | 0 | 0
57 |  | Tripping Coil for 132KV SF-6 Circuit Breaker | No. | 8853 | 1 | 8853 | 0 | 0 | 0 | 0 | 0 | 0 | 0 | 0
58 |  | Antipumping Relay for 33KV Circuit Breaker | No. | 4540 | 2 | 9080 | 0 | 0 | 0 | 0 | 0 | 0 | 0 | 0
59 |  | Auxiliary switch 13No+13Nc for 33KV Circuit. Breaker | No. | 17025 | 1 | 17025 | 0 | 0 | 0 | 0 | 0 | 0 | 0 | 0
60 |  | Tripping Coil for 110V.DC, CGL Make | No. | 7924.73 | 1 | 7924.73 | 0 | 0 | 0 | 0 | 0 | 0 | 0 | 0
61 |  | L/R Switch for 33KV VCB (BHEL Make) | No. | 5664 | 1 | 5664 | 0 | 0 | 0 | 0 | 0 | 0 | 0 | 0
62 |  | NIT Switch | No. | 7922 | 1 | 7922 | 0 | 0 | 0 | 0 | 0 | 0 | 0 | 0
63 |  | Auxiliary Conteractor for Density Monitor 110/220 Volt DC | No. | 6782 | 3 | 20346 | 0 | 0 | 0 | 0 | 0 | 0 | 0 | 0
64 |  | Vacuum Interrupter Bottle for 36KV VCB ABB Make | No. | 112365 | 1 | 112365 | 0 | 0 | 0 | 0 | 0 | 0 | 0 | 0
65 |  | Vacuum Interrupter Bottle for 36KV,1250Amp.25KA, VCB BHEL Make | No. | 112365 | 1 | 112365 | 0 | 0 | 0 | 0 | 0 | 0 | 0 | 0
66 |  | Tripping Coil 110volt DC for 33KV ABB Make CB | No. | 8472.4 | 2 | 16944.8 | 0 | 0 | 0 | 0 | 0 | 0 | 0 | 0
67 |  | Closing Coil 110volt DC for 33KV ABB Make CB | No. | 8472.4 | 1 | 8472.4 | 0 | 0 | 0 | 0 | 0 | 0 | 0 | 0
68 |  | Contractor NONC,Volt Coil 110V -125V,DC 25Amp,3No+3NC TC make | No. | 6804 | 3 | 20412 | 0 | 0 | 0 | 0 | 0 | 0 | 0 | 0
69 |  | Contractor for Low Gas Pressure 110 volt DC | No. | 10203.65 | 2 | 20407.3 | 0 | 0 | 0 | 0 | 0 | 0 | 0 | 0
70 |  | 33KV 4.5 Amp. High Glass Fuse | No. | 6242.5 | 6 | 37455 | 0 | 0 | 0 | 0 | 0 | 0 | 0 | 0
71 |  | HRC Fuse 6 Amp. Havells/GE make | No. | 140.63 | 4 | 562.52 | 0 | 0 | 0 | 0 | 0 | 0 | 0 | 0
72 |  | SF-6 gas | Kg. | 3870.4 | 12 | 46444.8 | 0 | 0 | 0 | 0 | 0 | 0 | 0 | 0
|  | BATTERY CHARGER / PARTS |  |  |  | 0 |  | 0 |  | 0 |  | 0 |  | 0
73 |  | Hydro Meter | No. | 329.15 | 1 | 329.15 | 0 | 0 | 0 | 0 | 0 | 0 | 0 | 0
74 |  | 110V 60A, Battrey Charger | No. | 30000 | 0 | 0 | 0 | 0 | 0 | 0 | 0 | 0 | 1 | 30000
75 |  | 2Volt ,200AH Lead -Acid battery (old&Deff.) | No. | 200 | 0 | 0 | 0 | 0 | 0 | 0 | 0 | 0 | 55 | 11000
76 |  | 2Volt ,200AH battery (old&Deff.) | No. | 200 | 0 | 0 | 0 | 0 | 0 | 0 | 0 | 0 | 2 | 400
77 |  | 110 v,200AH,Battery charger (old&Deff.) | No. | 10000 | 1 | 10000 | 0 | 0 | 0 | 0 | 0 | 0 | 0 | 0
78 |  | 33 KV Post Insulator | No. | 18510.1 | 9 | 166590.9 | 0 | 0 | 0 | 0 | 0 | 0 | 0 | 0
79 |  | 22KV Post Insulator | No. | 879.63 | 6 | 5277.78 | 0 | 0 | 0 | 0 | 0 | 0 | 0 | 0
|  | T/F |  |  |  | 0 |  | 0 |  | 0 |  | 0 |  | 0
80 |  | Stainless steel T/F Oil Sampling Container of 2 Ltr. Capacity | No. | 13614.33 | 1 | 13614.33 | 0 | 0 | 0 | 0 | 0 | 0 | 0 | 0
81 |  | Fresh Electrol Transformer Oil as per IS 1993/335 | Kl. | 81213.5 | 0.412 | 33459.962 | 0 | 0 | 0 | 0 | 0 | 0 | 0 | 0
82 |  | T/F oil | Ltr. | 73.16 | 1780 | 130224.8 | 0 | 0 | 0 | 0 | 0 | 0 | 0 | 0
83 |  | PRV for 20MVA Power T/F | No. | 22643 | 1 | 22643 | 0 | 0 | 0 | 0 | 0 | 0 | 0 | 0
84 |  | Silica Gel(best qulity 8-10 mm) | Kg. | 587.64 | 12 | 7051.68 | 0 | 0 | 0 | 0 | 0 | 0 | 0 | 0
85 |  | WTI meter set complete as per sample | No. | 38916.4 | 1 | 38916.4 | 0 | 0 | 0 | 0 | 0 | 0 | 0 | 0
86 |  | 33KV Lightning Arrestor | No. | 16720.8 | 1 | 16720.8 | 0 | 0 | 0 | 0 | 0 | 0 | 0 | 0
87 |  | Heavy Duty Turn Buckle | Nos | 9954 | 4 | 39816 | 0 | 0 | 0 | 0 | 0 | 0 | 0 | 0
89 |  | foam type fire extinguisher( old & unuseable) | No. | 1500 | 0 | 0 | 0 | 0 | 0 | 0 | 0 | 0 | 9 | 13500
90 |  | Annuciator(microcontroller based alarm ) | No. | 37878 | 2 | 75756 | 0 | 0 | 0 | 0 | 0 | 0 | 0 | 0
91 |  | M.S. Round 36 mm | K.G. | 13 | 385.5 | 5011.5 | 0 | 0 | 0 | 0 | 0 | 0 | 0 | 0
92 |  | MS Angle 65x65x6mm | Kg. | 68.25 | 70 | 4777.5 | 0 | 0 | 0 | 0 | 0 | 0 | 0 | 0
93 |  | J-Type Hooks | No. | 15.32 | 35 | 536.2 | 0 | 0 | 0 | 0 | 0 | 0 | 0 | 0
94 |  | Joist 70X125X4 | K.G | 20 | 46.4 | 928 | 0 | 0 | 0 | 0 | 0 | 0 | 0 | 0
95 |  | M.S. Channel 125X65 mm with (Scrap) | K.G | 20 | 255 | 5100 | 0 | 0 | 0 | 0 | 0 | 0 | 0 | 0
96 |  | Rail Pieces 90 C+S | No. | 500 | 2 | 1000 | 0 | 0 | 0 | 0 | 0 | 0 | 0 | 0
97 |  | ACSR Weasel Conductor | Mtr. | 15.32 | 1500 | 22980 | 0 | 0 | 0 | 0 | 0 | 0 | 0 | 0
98 |  | GI Stay Set | No. | 418.82 | 5 | 2094.1 | 0 | 0 | 0 | 0 | 0 | 0 | 0 | 0
100 |  | 145 KV CVT (Old & used dismental) | No. | 75000 | 4 | 300000 | 0 | 0 | 0 | 0 | 0 | 0 | 0 | 0
|  | 145 KV Capacitive Voltage Transformer ( Old ) | No. | 15000 | 3 | 45000 | 0 | 0 |  | 0 |  | 0 |  | 0
101 |  | Galv. Stud | No. | 6.24 | 1640 | 10233.6 | 0 | 0 | 0 | 0 | 0 | 0 | 0 | 0
102 |  | 48 V.AFCO make Bettery Charger D.C., D.B. | No. | 10000 | 1 | 10000 | 0 | 0 | 0 | 0 | 0 | 0 | 0 | 0
103 |  | 33 KV Bus Isolator (Incomplete) | No. | 2000 | 2 | 4000 | 0 | 0 | 0 | 0 | 0 | 0 | 0 | 0
104 |  | T/F oil carbonized (Old) | Ltr. | 10 | 0 | 0 | 0 | 0 | 0 | 0 | 0 | 0 | 2020 | 20200
105 |  | T/F oil Old & used | Ltr. | 15 | 0 | 0 | 0 | 0 | 0 | 0 | 0 | 0 | 1000 | 15000
107 |  | Empty Oil Drum | No. | 250 | 0 | 0 | 0 | 0 | 0 | 0 | 0 | 0 | 32 | 8000
108 |  | 1x5 Mvar Capacitor Bank Suitable for 33KV (Old & Defective) | set | 5000 | 0 | 0 | 0 | 0 | 0 | 0 | 0 | 0 | 1 | 5000
109 |  | Single Phase reactors for Capacitor bank | Nos | 1000 | 0 | 0 | 0 | 0 | 0 | 0 | 0 | 0 | 6 | 6000
[6 empty] | 0 |  | 0 |  | 0 |  | 0 |  | 0
|  | 132KV Transmission Line |  |  |  | 0 |  | 0 |  | 0 |  | 0 |  | 0
110 |  | Bolted Type Tension Fitting | No. | 1350 | 10 | 13500 | 0 | 0 | 0 | 0 | 0 | 0 | 0 | 0
111 |  | Bolted Type Tension fitting for Panther | No. | 500 | 13 | 6500 | 0 | 0 | 0 | 0 | 0 | 0 | 0 | 0
112 |  | Tension Clamp SWG Earth Wire | No. | 600 | 103 | 61800 | 0 | 0 | 0 | 0 | 0 | 0 | 0 | 0
113 |  | ACSR Panther Conductor | K.M. | 118000 | 1.412 | 166616 | 0 | 0 | 0 | 0 | 0 | 0 | 0 | 0
114 |  | 120 KN DISC Insulator | No. | 250 | 30 | 7500 | 0 | 0 | 0 | 0 | 0 | 0 | 0 | 0
115 |  | 70 K.N. Disc Insulator | No. | 250 | 175 | 43750 | 0 | 0 | 0 | 0 | 0 | 0 | 0 | 0
116 |  | Tension fitting for comprection Type for Panther Conductor | No | 863.2 | 1 | 863.2 | 0 | 0 | 0 | 0 | 0 | 0 | 0 | 0
117 |  | ACSR Zebra conductor | Mtr. | 40 | 175.5 | 7020 | 0 | 0 | 0 | 0 | 0 | 0 | 0 | 0
118 |  | Single Suspension fitting | No. | 900 | 3 | 2700 | 0 | 0 | 0 | 0 | 0 | 0 | 0 | 0
119 |  | G.J.V. Bolts | No. | 80 | 6 | 480 | 0 | 0 | 0 | 0 | 0 | 0 | 0 | 0
120 |  | 5Bolted Tension Fitting For Zebra Conductor | No. | 1350 | 6 | 8100 | 0 | 0 | 0 | 0 | 0 | 0 | 0 | 0
121 |  | C-Wedge Clamp Suitable for ACSR P/P Conductor | No. | 2252.97 | 22 | 49565.34 | 0 | 0 | 0 | 0 | 0 | 0 | 0 | 0
122 |  | Galv. Nut & Bolts of dia 10 mm & length 75mm with spring & plane washer 02mm thickness | No. | 15.89 | 205 | 3257.45 | 0 | 0 | 0 | 0 | 0 | 0 | 0 | 0
123 |  | Galv. Nut & Bolts of dia 10 mm & length 87.5mm with spring & plane washer 02mm thickness | No. | 21 | 480 | 10080 | 0 | 0 | 0 | 0 | 0 | 0 | 0 | 0
124 |  | Galv. Nut & Bolts of dia 10 mm & length 100mm with spring & plane washer 02mm thickness | No. | 21 | 404 | 8484 | 0 | 0 | 0 | 0 | 0 | 0 | 0 | 0
125 |  | Galv. Nut & Bolts of dia 16 mm & length 75mm with spring & plane washer 02mm thickness | No. | 25.54 | 756 | 19308.24 | 0 | 0 | 0 | 0 | 0 | 0 | 0 | 0
126 |  | Latic type structure foundation bolt (0.207 MT/90 No.) | MT | 108393.25 | 0.1702 | 18448.5311 | 0 | 0 | 0 | 0 | 0 | 0 | 0 | 0
127 |  | Compressur type doble taintion fitting for ACSR Panther conductor | No. | 1077.3 | 2 | 2154.6 | 0 | 0 | 0 | 0 | 0 | 0 | 0 | 0
128 |  | Single tention Compression type fitting complete suitable for ACSR Panther conductor | No. | 5448 | 2 | 10896 | 0 | 0 | 0 | 0 | 0 | 0 | 0 | 0
129 |  | Vibration Damper size 7/3,15mm for G.S. Earth wire complete | No. | 1362 | 10 | 13620 | 0 | 0 | 0 | 0 | 0 | 0 | 0 | 0
130 |  | Jumper Cone lugs suitable for ACSR Panther conductor | No. | 283.75 | 18 | 5107.5 | 0 | 0 | 0 | 0 | 0 | 0 | 0 | 0
132 |  | C wedge clamp Dog to Panther | No. | 3286.3 | 35 | 115020.5 | 0 | 0 | 0 | 0 | 0 | 0 | 0 | 0
133 |  | Galv. Tower Part for "C" Type Tower | M.T. | 29841 | 5.259 | 156933.819 | 0 | 0 | 0 | 0 | 0 | 0 | 0 | 0
134 |  | Templete for "C" Type Tower 3 No. | M.T. | 29841 | 1.42 | 42374.22 | 0 | 0 | 0 | 0 | 0 | 0 | 0 | 0
135 |  | Templete for "S" Type Tower 1 No. | M.T. | 29841 | 0.46 | 13726.86 | 0 | 0 | 0 | 0 | 0 | 0 | 0 | 0
136 |  | Templete for "S2" Type Tower 1 No. | M.T. | 29841 | 0.445 | 13279.245 | 0 | 0 | 0 | 0 | 0 | 0 | 0 | 0
137 |  | Templete for "DC" Type Tower 1 No. | M.T. | 29841 | 0.823 | 24559.143 | 0 | 0 | 0 | 0 | 0 | 0 | 0 | 0
138 |  | ACSR Panther Conductor (Scrap & Damage) | K.M. | 15000 | 0.933 | 13995 | 0 | 0 | 0 | 0 | 0 | 0 | 0 | 0
139 |  | U. B. +0 type Tower Part Galv. | M.T. | 29493 | 2.423 | 71461.539 | 0 | 0 | 0 | 0 | 0 | 0 | 0 | 0
140 |  | Cross Aram for UB +0 Type Tower (damaged) | K.G. | 12 | 88.024 | 1056.288 | 0 | 0 | 0 | 0 | 0 | 0 | 0 | 0
141 |  | Nuts & Bolts mixed off size 5/8", ½ " | K.G. | 16 | 33 | 528 | 0 | 0 | 0 | 0 | 0 | 0 | 0 | 0
142 |  | C.C.R. Galv. Structure 01 set with Nuts Bolts | M.T. | 80756.58 | 0.5246 | 42364.9019 | 0 | 0 | 0 | 0 | 0 | 0 | 0 | 0
143 |  | C.G.R. Galv. Structure 01 set with Nuts Bolts | M.T. | 80756.58 | 0.3395 | 27416.8589 | 0 | 0 | 0 | 0 | 0 | 0 | 0 | 0
144 |  | A.B.L. Galv. Structure 02 sets with Nuts Bolts | M.T. | 80756.58 | 0.7383 | 59622.583 | 0 | 0 | 0 | 0 | 0 | 0 | 0 | 0
145 |  | C.P.R. Galv. Structure 01 set with Nuts Bolts | M.T. | 80756.58 | 0.0748 | 6040.5922 | 0 | 0 | 0 | 0 | 0 | 0 | 0 | 0
146 |  | ACSR Zebra Conductor in cut pieces O/U | Mtr. | 40 | 50 | 2000 | 0 | 0 | 0 | 0 | 0 | 0 | 0 | 0
147 |  | Earth wire SWG 7/10 old , used and in pieces | Kg. | 5 | 10240 | 51200 | 0 | 0 | 0 | 0 | 0 | 0 | 0 | 0
148 |  | Hot Dip Galv. Nuts & Bolts 16X45 mm | No. | 10.92 | 815 | 8899.8 | 0 | 0 | 0 | 0 | 0 | 0 | 0 | 0
149 |  | Hot Dip Galv. Nuts & Bolts 16X40 mm | No. | 11.35 | 204 | 2315.4 | 0 | 0 | 0 | 0 | 0 | 0 | 0 | 0
150 |  | Hot Dip Galv. Nuts & Bolts 16X50 mm | No. | 15.35 | 53 | 813.55 | 0 | 0 | 0 | 0 | 0 | 0 | 0 | 0
151 |  | Hot Dip Galv. Flat Washer16X5 mm | No. | 3.38 | 860 | 2906.8 | 0 | 0 | 0 | 0 | 0 | 0 | 0 | 0
152 |  | Hot Dip Galv. Flat Washer16X6 mm | No. | 4.26 | 1974 | 8409.24 | 0 | 0 | 0 | 0 | 0 | 0 | 0 | 0
153 |  | Repair Sleeve for Panther Conductor | No. | 113.44 | 3 | 340.32 | 0 | 0 | 0 | 0 | 0 | 0 | 0 | 0
154 |  | Mid Span Joint for Panther | No. | 315.45 | 11 | 3469.95 | 0 | 0 | 0 | 0 | 0 | 0 | 0 | 0
155 |  | Galv. Nut & Bolts of dia 06mm & length 62.5mm with spring & plane washer 02mm thickness | No. | 7.26 | 424 | 3078.24 | 0 | 0 | 0 | 0 | 0 | 0 | 0 | 0
156 |  | Galv. Nut & Bolts of dia 06mm & length 75mm with spring & plane washer 02mm thickness | No. | 8.4 | 336 | 2822.4 | 0 | 0 | 0 | 0 | 0 | 0 | 0 | 0
157 |  | Galv. Nut & Bolts of dia 06mm & length 100mm with spring & plane washer 02mm thickness | No. | 10.67 | 500 | 5335 | 0 | 0 | 0 | 0 | 0 | 0 | 0 | 0
158 |  | Galv. Nut & Bolts of dia 08mm & length 50mm with spring & plane washer 02mm thickness | No. | 8.91 | 224 | 1995.84 | 0 | 0 | 0 | 0 | 0 | 0 | 0 | 0
159 |  | Galv. Nut & Bolts of dia 08mm & length 62.5mm with spring & plane washer 02mm thickness | No. | 11.24 | 792 | 8902.08 | 0 | 0 | 0 | 0 | 0 | 0 | 0 | 0
160 |  | Galv. Nut & Bolts of dia 08mm & length 75mm with spring & plane washer 02mm thickness | No. | 13.51 | 860 | 11618.6 | 0 | 0 | 0 | 0 | 0 | 0 | 0 | 0
161 |  | Galv. Nut & Bolts of dia 08mm & length 100mm with spring & plane washer 02mm thickness | No. | 14.64 | 961 | 14069.04 | 0 | 0 | 0 | 0 | 0 | 0 | 0 | 0
162 |  | Galv. Nut & Bolts of dia 12mm & length 62.5mm with spring & plane washer 02mm thickness | No. | 20.32 | 56 | 1137.92 | 0 | 0 | 0 | 0 | 0 | 0 | 0 | 0
163 |  | Galv. Nut & Bolts of dia 12mm & length 75mm with spring & plane washer 02mm thickness | No. | 22.59 | 406 | 9171.54 | 0 | 0 | 0 | 0 | 0 | 0 | 0 | 0
164 |  | Galv. Nut & Bolts of dia 12mm & length 100mm with spring & plane washer 02mm thickness | No. | 27.13 | 251 | 6809.63 | 0 | 0 | 0 | 0 | 0 | 0 | 0 | 0
165 |  | Galv. Nut & Bolts of dia 08 mm & length 50mm with spring & plane washer 02mm thickness | No. | 11.35 | 530 | 6015.5 | 0 | 0 | 0 | 0 | 0 | 0 | 0 | 0
166 |  | Galv. Nut & Bolts of dia 10 mm & length 50mm with spring & plane washer 02mm thickness | No. | 12.48 | 340 | 4243.2 | 0 | 0 | 0 | 0 | 0 | 0 | 0 | 0
167 |  | Galv. Nut & Bolts of dia 10 mm & length 62.5mm with spring & plane washer 02mm thickness | No. | 12.48 | 300 | 3744 | 0 | 0 | 0 | 0 | 0 | 0 | 0 | 0
[6 empty] | 3868398.1082 |  | 0 |  | 0 |  | 0 |  | 109110
INVENTORY ABSTRACT
|  | AMOUNT |  |  | USABLE |  |  | AUCTIONABLE
|  | 3977508.1082 |  |  | 3868398.1082 |  |  | 109110
Format of Monthly Inventory for Uploading on PTCUL Website
Name of Circle/ Zone:- O&M Kumaon Zone Haldwani | [5 empty] | Name of Substation 132 KV S/s Ranikhet
Name of Division O&M Div. Almora | [6 empty] | Month of April 2025
SR. No. | Item Code | item Description | Unit | Quantity |  |  |  |  | Book Value Per Unit | Total Cost
|  |  |  | Useable | Unserviceable | Obsolete | Non-Moving | Scrap
1 | AA0A002003 | ACSR Conductor Zebra | Mtr |  |  |  | 35 |  | 160 | 5600
2 | AA0A002004 | Acsr Conductor Panther | Mtr | 177 |  |  |  |  | 118 | 20886
3 | AA0A002011 | ACSR Conductor Weasel | Mtr | 1425 |  |  |  |  | 15.3225 | 21834.5625
4 | AA1A102001 | Stay wire 7/8 SWG | Mtr | 20 |  |  |  |  | 62.6 | 1252
5 | AA1A102002 | Stay wire set | Set | 9 |  |  |  |  | 807.605 | 7268.445
6 | CC0C002008 | PVC Control Cable W/o Armoured- 10x2.5mm | Mtr | 535 |  |  |  |  | 190.68 | 102013.8
7 | CC3C311002 | 33KV Outdoor Cable Bushing Termination Kit- 300Sqmm | No. | 1 |  |  |  |  | 67260 | 67260
8 | FF0F050005 | structure - ALP | MT |  |  |  | 0.1 |  | 50000 | 5000
9 | FF0F050008 | Structure - ATM | MT |  |  |  | 2.83 |  | 108393.303 | 306753.0475
10 | FF0F050020 | Structure - CGR | MT |  |  |  | 0.62572 |  | 67296 | 42108.4531
11 | FF0F050022 | Structure - CCR | MT |  |  |  | 1.9925 |  | 67296 | 134085.2611
12 | FF0F050042 | Structure- 33 KV Isolator | MT |  |  |  | 0.35244 |  | 108393.25 | 38202.117
13 | FF0F050043 | Structure- 33 KV Post Insulator | MT |  |  |  | 0.05 |  | 300460 | 15023
14 | FF1F108003 | U Type bolt- with Nuts and Washer | KG |  |  |  | 79 |  | 260 | 20540
15 | FF2F201004 | MS Earthing rod - 36mm Dia | MT |  |  |  | 1.7541 |  | 38480 | 67497.768
16 | FF2F203002 | Channel - 65x125 mm | MT |  |  |  | 0.09996 |  | 43820 | 4380.2472
17 | FF2F203004 | Channel- C- type | MT |  |  |  | 0.354 |  | 20000 | 7080
18 | GG0G001001 | Petrollium Jelly | KG | 8.8 |  |  |  |  | 448.325 | 3945.26
19 | II0I001004 | 120KN Polymer Disc Insulator | No. |  |  |  | 4 |  | 9363.75 | 37455
20 | II0I001007 | 70KN Disc Insulator | No. |  |  |  | 368 |  | 280 | 103040
21 | II0I005002 | PG Clamp Zebra to Panther | No. | 10 |  |  |  |  | 1049.875 | 10498.75
22 | II0I006003 | PG Clamp Panther to Dog | No. | 7 |  |  |  |  | 758.18 | 5307.26
23 | II0I009001 | PG Clamp Dog to Dog | No. | 3 |  |  |  |  | 789.96 | 2369.88
24 | II1I104002 | C-Wedge Clamp Zebra to Panther | No. |  |  |  | 7 |  | 3229.075 | 22603.525
25 | II1I105001 | C-Wedge Clamp Panther to Panther | No. |  |  |  | 9 |  | 2252.975 | 20276.775
26 | II2I201001 | SP Pole Stay Clamp | No. |  |  |  | 9 |  | 186.6233 | 1679.6101
27 | II3I301004 | Panther Conductor Mid Span Joint | No. |  |  |  | 15 |  | 1223.53 | 18352.95
28 | II3I302009 | 7/10 SWG Conductor Repair Sleeve | No. |  |  |  | 10 |  | 508.48 | 5084.8
29 | II3I303009 | 7/10 SWG Wire Vibration Damper | No. |  |  |  | 10 |  | 561.825 | 5618.25
30 | II5I501004 | ACSR Zebra Single Tension Fitting | No. |  |  |  | 46 |  | 2340 | 107640
31 | II5I501005 | ACSR Panther Single Tension Fitting | No. |  |  |  | 9 |  | 3977.0278 | 35793.2502
32 | II5I504004 | ACSR Zebra Single Suspension Fitting | No. |  |  |  | 19 |  | 1133 | 21527
33 | JJ3J301005 | 132 KV SF6 Circuit Breaker 110 V DC Trip Coil | No. | 2 |  |  |  |  | 11293.25 | 22586.5
34 | JJ3J301007 | 132 KV SF6 Circuit Breaker 110 V DC Closing Coil | No. | 2 |  |  |  |  | 9023.25 | 18046.5
35 | JJ3J301014 | 132 KV SF6 Circuit Breaker Spring Charging Motor | No. | 1 |  |  |  |  | 28329.6 | 28329.6
36 | JJ5J501005 | 33KV SF6 Circuit Breaker 220 V AC/DC Spring Charging Motor | No. | 2 |  |  |  |  | 27217.3 | 54434.6
37 | JJ5J501006 | 33 KV SF6 Circuit Breaker 110V DC Trip Coil | No. | 5 |  |  |  |  | 8266.9883 | 41334.9415
38 | JJ5J501008 | 33 KV SF6 Circuit Breaker 110V DC Closing Coil | No. | 4 |  |  |  |  | 7922.3 | 31689.2
39 | JJ7J701004 | Limit switch 110VDC CB Auxiliary Switch for spring | No. | 22 |  |  |  |  | 3489.215 | 76762.73
40 | JJ7J701007 | Local/Remote Switch CB Auxiliary Switch | No. | 5 |  |  |  |  | 5211.92 | 26059.6
41 | JJ7J701013 | 14NO+14NC CB Auxiliary Switch | No. | 2 |  |  |  |  | 13614.325 | 27228.65
42 | JJ7J707001 | SF6 Gas | KG | 19 |  |  |  |  | 3852.7 | 73201.3
43 | JJ7J710028 | Circuit Breaker Operation Counter | No. | 5 |  |  |  |  | 3393.65 | 16968.25
44 | KK0K003001 | 132 KV Lighting Arrestor | No. | 1 |  |  |  |  | 83178.2 | 83178.2
45 | KK0K005001 | 33 KV Lighting Arrestor | No. | 1 |  |  |  |  | 16720.8 | 16720.8
46 | MM2M202015 | Voltmeter 0-500 V AC | No. | 1 |  |  |  |  | 2258.65 | 2258.65
47 | MM3M303007 | Digital Ampere Meter (0-400A) | No. | 3 |  |  |  |  | 5141.05 | 15423.15
48 | MM3M303009 | Digital Ampere Meter (0-200A) | No. | 2 |  |  |  |  | 5141.05 | 10282.1
49 | NN4N403001 | Indication lamp red colour LED 110VDC | No. | 6 |  |  |  |  | 703.28 | 4219.68
50 | NN4N403002 | Indication Lamp Yellow colour LED 110 VDC | No. | 2 |  |  |  |  | 703.28 | 1406.56
51 | NN4N403003 | Indication Lamp Green colour LED 110 VDC | No. | 3 |  |  |  |  | 703.28 | 2109.84
52 | NN4N411005 | 63 Amp 250 V Rotary Switch | No. | 1 |  |  |  |  | 540 | 540
53 | PP0P010002 | Turn Buckle Heavy Duty | No. | 6 |  |  |  |  | 9954 | 59724
54 | PP0P018009 | GI D Shackle | No. | 9 |  |  |  |  | 897 | 8073
55 | PP1P141005 | Submersible pump 5HP | No. | 1 |  |  |  |  | 700 | 700
56 | SS3S301005 | 132KV Isolator Male contact blade | No. | 8 |  |  |  |  | 3400.46 | 27203.68
57 | SS3S301006 | 132KV Isolator Female contact blade | No. | 3 |  |  |  |  | 4653.5 | 13960.5
58 | SS3S301016 | 132KV Isolator supporting Insulator | No. |  |  |  | 5 |  | 6800 | 34000
59 | SS4S402001 | 33KV Isolator Jaw | No. | 10 |  |  |  |  | 3575.3 | 35753
60 | SS4S402004 | 33KV Isolator Jaw 800 Amp. | No. | 2 |  |  |  |  | 2595 | 5190
61 | SS4S402013 | 33 KV Isolator Blade 800Amp. | No. | 2 |  |  |  |  | 2756.25 | 5512.5
62 | SS4S402015 | 33 KV Isolator Blade Copper tube | No. | 10 |  |  |  |  | 3121.3 | 31213
63 | SS4S402020 | 33 KV Isolator porcelain post Insulator | No. | 8 |  |  |  |  | 2190.8375 | 17526.7
64 | SS5S501017 | Single Panther Isolator Clamp | No. | 13 |  |  |  |  | 1139.275 | 14810.575
65 | SS5S501026 | Single Dog Isolator Clamp | No. | 9 |  |  |  |  | 913.71 | 8223.39
66 | SS6S617005 | Fuse 33 KV 4.5 Amp High Glass | No. | 1 |  |  |  |  | 6242.5 | 6242.5
67 | VV0V003007 | 132 KV /33KV 5MVA Power TF (GEC) Defective | No. | 1 |  |  |  |  | 100000 | 100000
68 | VV1V101034 | 132/33 KV HV-40 MVA Transformer Bushing | No. |  |  |  | 1 |  | 15000 | 15000
69 | VV2V204001 | Transformer Oil | Ltr | 149 |  |  |  |  | 81.2135 | 12100.8115
70 | VV2V204003 | Transformer Oil Sampling stainless steel Bottle 2 Ltr | No. | 3 |  |  |  |  | 13614.33 | 40842.99
71 | VV2V204004 | Transformer Oil Sampling stainless steel Bottle 1 Ltr | No. | 3 |  |  |  |  | 10430.65 | 31291.95
72 | VV2V210001 | TF conservator shutoff valve 75mm bore | No. | 1 |  |  |  |  | 18154.325 | 18154.325
73 | VV3V305009 | 33 KV CT 400/200/1A 3 Core | No. | 2 |  |  |  |  | 56455 | 112910
74 | VV4V305012 | 33KV CT 300/150/1 A | No. | 1 |  |  |  |  | 25470 | 25470
75 | VV4V305013 | 33 KV CT 200-100/1 Amp 3 Core | No. | 6 |  |  |  |  | 19000 | 114000
76 | YY0Y003012 | Battery Cell Gravity Meter | No. | 3 |  |  |  |  | 348.1 | 1044.3
77 | N/A | S.T. Round Pole (6.5Mtr cut piece) | No. | 1 |  |  |  |  | 350 | 350
78 | N/A | Interlocking relay for ABB 132 KV Breaker 110 VDC | No. | 5 |  |  |  |  | 2831.825 | 14159.125
79 | N/A | 33 KV Pin Insulator | No. |  |  |  | 2 |  | 125.19 | 250.38
80 | N/A | Clamp for 33 KV Post Insulator for Panther Conductor | No. | 7 |  |  |  |  | 652.625 | 4568.375
81 | N/A | PG Clamp for 33KV Post Insulator for Panther Conductor | No. | 12 |  |  |  |  | 510.75 | 6129
82 | N/A | AC Ampere meter size 65x65 mm range 0-25 Amp | No. | 1 |  |  |  |  | 2264.325 | 2264.325
83 | N/A | ABB Make 33 KV SF6 CB Relay CR-M110DCA (1SVR405613R8000) 110 Volt Aux Supply | No. | 1 |  |  |  |  | 2938.2 | 2938.2
84 | N/A | HRC Fuse 2 AMP | No. | 9 |  |  |  |  | 60 | 540
85 | N/A | HRC Fuse 4 AMP | No. | 15 |  |  |  |  | 62 | 930
86 | N/A | HRC Fuse 6 AMP | No. | 7 |  |  |  |  | 64 | 448
87 | N/A | HRC Fuse 10 AMP | No. | 1 |  |  |  |  | 68 | 68
88 | N/A | Double Pole MCB 02 Amp | No. | 8 |  |  |  |  | 448.33 | 3586.64
89 | N/A | Double Pole MCB 10 Amp 110 Volt | No. | 4 |  |  |  |  | 448.33 | 1793.32
90 | N/A | MCB 2 Pole Rating 2A 240VAc | No. | 6 |  |  |  |  | 675.325 | 4051.95
91 | N/A | Dc MCB 2pole Rating 16A 110V DC | No. | 2 |  |  |  |  | 675.325 | 1350.65
92 | N/A | Dc MCB 2pole Rating 10A 110V DC | No. | 6 |  |  |  |  | 675.325 | 4051.95
93 | N/A | Dc MCB 2pole Rating 4A 110V DC | No. | 5 |  |  |  |  | 675.325 | 3376.625
94 | N/A | Dc MCB 2pole Rating 6A 110V DC | No. | 4 |  |  |  |  | 675.325 | 2701.3
95 | N/A | MCB 2pole 2A 110V DC | No. | 5 |  |  |  |  | 681 | 3405
96 | N/A | 132 kv Peak type structure XPM | Kg |  |  |  | 240.92 |  | 30 | 7227.6
97 | N/A | 2.9 mtr channel 60x30mm | No. |  |  |  | 1 |  | 150 | 150
98 | N/A | 2.9 mtr joist 60x30mm | No. |  |  |  | 4 |  | 150 | 600
99 | N/A | joist 70x150x6 mm | Kg |  |  |  | 167 |  | 20 | 3340
100 | N/A | Air Break Contactor LC -1 250 Volt aux contacts 1 NO + 1 NC 25 Amp | No. | 4 |  |  |  |  | 1401 | 5604
101 | N/A | Thermal over load relay Make Telemechanic | No. | 3 |  |  |  |  | 1856.25 | 5568.75
102 | N/A | LT shackle Insulator | No. | 8 |  |  |  |  | 17.3655 | 138.924
103 | N/A | LT shackle insulator clamp | No. | 4 |  |  |  |  | 178.7625 | 715.05
104 | N/A | GI wire 8 No. | Mtr | 234 |  |  |  |  | 40.86 | 9561.24
105 | N/A | Stay Insulator | No. | 3 |  |  |  |  | 17.3655 | 52.0965
106 | N/A | 33 KV Pin with nut | No. |  |  |  | 2 |  | 125.19 | 250.38
107 | N/A | 33KV E clamp | No. |  |  |  | 4 |  | 125.19 | 500.76
108 | N/A | Foundation bolts for 132 KV CT | Set |  |  |  | 1 |  | 2627.525 | 2627.525
109 | N/A | Supply of Anti pumping relay for 33KV ABB Make Breaker | No. | 2 |  |  |  |  | 4301.65 | 8603.3
110 | N/A | Antipumping Relay for 132KV ABB Make Breaker | No. | 5 |  |  |  |  | 3382.3 | 16911.5
111 | N/A | Auxiliary Power Contact for 132KV ABB Make Breaker | No. | 5 |  |  |  |  | 2831.83 | 14159.15
112 | N/A | Power Contact for 132KV ABB Make Breaker | No. | 5 |  |  |  |  | 4483.25 | 22416.25
113 | N/A | 3 Pole 440 Volt LT Circuit Breaker rated current 60A breaking Capacity Ics-37KA with Lugs of C&S make | No. | 2 |  |  |  |  | 11336.38 | 22672.76
114 | N/A | Foundation Bolt 25mm | Set |  |  |  | 63 |  | 200 | 12600
115 | N/A | Foundation Bolt 28mm | Set |  |  |  | 3 |  | 200 | 600
116 | N/A | PG Clamp for HV transformer Bushing for 5MVA 132/33KV Transformer | No. | 2 |  |  |  |  | 1360.865 | 2721.73
117 | N/A | PG Clamp for HV Transformer Bushing for 20MVA 132/33KV Transformer | No. | 7 |  |  |  |  | 1371.71 | 9601.97
118 | N/A | PG Clamp for LV Transformer Bushing for 20MVA132/33Kv Transformer | No. | 4 |  |  |  |  | 1139.275 | 4557.1
119 | N/A | 3 Bolted PG Clamp P/P | No. | 1 |  |  |  |  | 1413.07 | 1413.07
120 | N/A | CT clamp 132 KV for ACSR Panther Conductor | No. | 4 |  |  |  |  | 1229.56 | 4918.24
121 | N/A | Isolator Clamp 132 KV for ACSR Panther Conductor | No. | 5 |  |  |  |  | 2339.94 | 11699.7
122 | N/A | 33 KV Voltmeter | No. | 3 |  |  |  |  | 6985.6 | 20956.8
123 | N/A | 132 KV Voltmeter | No. | 3 |  |  |  |  | 6985.6 | 20956.8
124 | N/A | MW meter | No. | 5 |  |  |  |  | 6979.7 | 34898.5
125 | N/A | MVAR meter | No. | 4 |  |  |  |  | 6979.7 | 27918.8
126 | N/A | Grease Standard Quality | Kg. | 1.9 |  |  |  |  | 590 | 1121
127 | N/A | 145 KV (5 core) CT (200/100/1A) | No. | 1 |  |  |  |  | 178180 | 178180
128 | N/A | Surge Counter for LA | No. | 4 |  |  |  |  | 12873.8 | 51495.2
129 | N/A | 145 KV CVT (Accuracy Class 0.5) | No. |  |  | 5 |  |  | 15000 | 75000
130 | N/A | 132 KV LA (Old and Used) | No. | 15 |  |  |  |  | 1500 | 22500
131 | N/A | 33 KV LA (Old and Used) | No. | 9 |  |  |  |  | 500 | 4500
132 | MM0M007001 | Bucholz relay (80NB) | No. |  |  |  |  | 4 | 650 | 2600
133 | MM0M007002 | Bucholz relay (50NB) | No. |  |  |  |  | 3 | 650 | 1950
134 | MM0M007004 | Oil Surge Relay Transformer Relay | No. |  |  |  |  | 7 | 500 | 3500
135 | QQ0Q001001 | Fire Fighting Foam type 50 Ltr | No. |  |  |  |  | 8 | 500 | 4000
136 | SS4S402020 | 33 KV Isolator porcelain post Insulator | No. |  |  |  |  | 22 | 50 | 1100
137 | VV1V101037 | 132/33 KV HV-20 MVA Transformer Bushing | No. |  |  |  |  | 3 | 16800 | 50400
138 | VV2V204000 | Transformer Oil Burnt | Ltr |  |  |  |  | 42154 | 20 | 843080
139 | VV2V204007 | TF oil Empty oil drum | No. |  |  |  |  | 246 | 216.2602 | 53200.0018
140 | VV3V303006 | 145 KV CT 200/100/1 A 3 Core Accuracy 0.2 | No. |  |  |  |  | 1 | 13352.5 | 13352.5
141 | YY0Y003005 | 300 AH Tubular lead acid battery cell 2 Volt | No. |  |  |  |  | 55 | 200 | 11000
142 | N/A | Old & defective 145 KV Condenser bushing for 5 MVA TF | No. |  |  |  |  | 1 | 1200 | 1200
143 | N/A | O/C & E/F Relay defective | No. |  |  |  |  | 1 | 5628.4 | 5628.4
144 | N/A | CO2 Type Fire Ext. 2.2 Kg. Capacity scrap | No. |  |  |  |  | 2 | 150 | 300
145 | N/A | CO2 Type Fire Ext. 4.5 Kg. Capacity scrap | No. |  |  |  |  | 4 | 300 | 1200
146 | N/A | Stored pressure type 10 Kg Capacity Fire Ext. Scrap | No. |  |  |  |  | 10 | 100 | 1000
147 | N/A | CO2 Type Fire Ext. 22.5 Kg. Capacity scrap | No. |  |  |  |  | 2 | 1650 | 3300
148 | N/A | CO2 Type Fire Ext. 9 Kg. Capacity scrap | No. |  |  |  |  | 2 | 675 | 1350
149 | N/A | AFFF mechanical foam type 9 Ltr Capacity Fire Ext. Scrap | No. |  |  |  |  | 2 | 100 | 200
150 | N/A | Stored pressure type 10 Kg Capacity Fire Ext. Scrap | No. |  |  |  |  | 4 | 100 | 400
151 | N/A | Stored pressure type 25 Kg Capacity Fire Ext. Scrap | No. |  |  |  |  | 4 | 250 | 1000
152 | VV2V207001 | (WTI) Scrap | No. |  |  |  |  | 1 | 50 | 50
153 | MM0M007004 | Oil Surge Relay Transformer Relay (Scrap) | No. |  |  |  |  | 1 | 500 | 500
154 |  | 33 KV CB (Defective) | No. |  |  |  |  | 1 | 5000 | 5000
155 |  | UB+0 type tower part galv. Damaged | Kg. |  |  |  |  | 70 | 40 | 2800
|  | JE Name |  |  | AE Name |  |  |  | EE Name
|  | Shri Pawan Lohani |  |  | Shri Sunil Singh |  |  | Shri Manish Kumar Tamta
Note: Kindly provide Divisional level compiled inventory details through your respective Superintending Engineer.
Name of Circle/ Zone :- Haldwani / Kumaon Name of Substation :- 132 KV S/s Pithoragarh
Name of Division:- O&M Almora Month : May 2025
Stock & T&P Material Up To : 22 May 2025 of Sri Anand Singh Gobari J.E. At 132 KV Substation Pithoragarh
S.n. | Item code | Item Description | Unit | Quantity |  |  |  |  | Book Value per Unit | Total Cost
|  |  |  | Useable | Unservicable | Obsolete | Non Moving | Scrap
1 | AA0A002001 | ACSR Conductor Moose | Km | 0.098 |  |  |  |  | 300000 | 29400
2 | AA0A004001 | ACSR Conductor Zebra Conductor in pieces | Mtr. | 65 |  |  |  |  | 100 | 6500
3 | AA0A004002 | Damaged ACSR Conductor Zebra Conductor in pieces | Mtr. | 66 |  |  |  |  | 40 | 2640
4 | AA0A005001 | Damaged ACSR Conductor Panther | Mtr. | 536 |  |  |  |  | 50 | 26800
5 | BB0B002001 | 552.50 KVARCapacitor Cell suitable for2X5 MVAR CAPACITOR Bank |  | 1 |  |  |  |  | 115109 | 115109
6 | CC0C002008 | PVC Control Cable - W/o Armoured- 10x2.5mm | Mtr. | 142 |  |  |  |  | 122.76 | 17431.92
7 | CC0C002010 | PVC Control Cable 6core | Km. | 0.065 |  |  |  |  | 120039.3 | 7802.5545
8 | CC0C002010 | PVC Control Cable 6core | Km. | 0.389 |  |  |  |  | 114793 | 44654.477
9 | CC0C002011 | PVC Control Cable 4 core | Km. | 0.105 |  |  |  |  | 88528 | 9295.44
10 | CC0C002013 | PVC Control Cable 2X2.5 sqmm copper | Mtr | 500 |  |  |  |  | 100.24 | 50120
11 | CC6C302002 | 300mm square 33 KV XLPE cable termination kit (out door type) | No | 1 |  |  |  |  | 38940 | 38940
12 | FF3F301036 | 66 KV Dismanteled Colum with Nuts & Bolts | MT | 2.492 |  |  |  |  | 55000 | 137060
13 | FF3F301040 | Galvanised Steelstructure with bolts & Nuts (01 No. Colum) | MT | 0.845 |  |  |  |  | 79980 | 67583.1
14 | FF4F401011 | Galvanised Nuts & Bolts-16x85 mm | No | 50 |  |  |  |  | 9.5 | 475
15 | FF4F401023 | Galvanised Nuts & Bolts-16x50 mm / 16 X 2"/5/8" | No | 964 |  |  |  |  | 7 | 6748
16 | FF6F601006 | GI Pack Washer- 16x8 mm | No | 91 |  |  |  |  | 3 | 273
17 | FF7F701004 | MS Earthing rod- 36 mm dia | kg | 141.9 |  |  |  |  | 30 | 4257
18 | FF9F902001 | Alimunium - Strip 25x3 mm | Mtr. | 37 |  |  |  |  | 15 | 555
19 | HH6H601004 | Jaws Finger of 132 KV Isolater | No. | 7 |  |  |  |  | 5788.5 | 40519.5
20 | HH8H801002 | Jaw of 33 KV Isolater | No. | 4 |  |  |  |  | 3206.38 | 12825.52
21 | HH8H801006 | 132/33 KV Jaw | No. | 5 |  |  |  |  | 3700 | 18500
22 | HH9H901017 | Old & Used Isolator Clamp for Double Panther conductor | No | 6 |  |  |  |  | 500 | 3000
23 | HH9H901020 | Heavy duty terminal connector 6 bolted for ACSR Dog conductor for 33 KV Isolator | No | 11 |  |  |  |  | 1163.38 | 12797.18
24 | II0I004001 | 70 KN Disc Insulator | No | 4 |  |  |  |  | 281 | 1124
25 | II1I102004 | PG Clamp Moose- Panther 3 bolted type | No | 2 |  |  |  |  | 1190.62 | 2381.24
26 | II1I102004 | Old & Used PG Clamp Moose- Panther | No | 15 |  |  |  |  | 350 | 5250
27 | II1I103003 | PG Clamp Deer- Panther | No | 4 |  |  |  |  | 220 | 880
28 | II1I103003 | Old & Used PG Clamp Deer- Panther | No | 6 |  |  |  |  | 200 | 1200
29 | II1I104002 | PG Clamp Zebra- Panther | No | 17 |  |  |  |  | 500 | 8500
30 | II1I104002 | Old & Used PG Clamp Zebra- Panther | No | 10 |  |  |  |  | 300 | 3000
31 | II1I104003 | PG Clamp Zebra- Dog with 16 mm dia 4 bolted type | No | 9 |  |  |  |  | 709.37 | 6384.33
32 | II1I105003 | PG Clamp Panther- Dog 3 bolted type | No | 7 |  |  |  |  | 1100.95 | 7706.65
33 | II1I106001 | PG Clamp Panther to Racoon with 13 mm dia 3 bolted type | No | 5 |  |  |  |  | 698 | 3490
34 | II2I204002 | C-wedge Clamp suitable for ACSR Zebra- Panther conductor | No | 6 |  |  |  |  | 3229.08 | 19374.48
35 | II8I807002 | Bolted Type Tension Fitting Moose Conductor | No | 4 |  |  |  |  | 3405 | 13620
36 | II8I807005 | Bolted Type Tension Fitting Panther | No | 4 |  |  |  |  | 1350 | 5400
37 | II8I807005 | Bolted Type Tension Fitting Panther | No | 6 |  |  |  |  | 3178 | 19068
38 | II8I807005 | Old & Used Bolted Type Tension Fitting Panther | No | 6 |  |  |  |  | 1500 | 9000
39 | JJ1J103005 | Tripping coil of 132 Kv SF6 Ckt. Breaker of AREVA make | No | 2 |  |  |  |  | 4653.5 | 9307
40 | JJ1J103005 | Tripping coil of 132 Kv SF6 Ckt. Breaker of ABB make | No | 2 |  |  |  |  | 5221 | 10442
41 | JJ1J105005 | Tripping coil 110 V DC forABB Breaker | No | 3 |  |  |  |  | 3961.15 | 11883.45
42 | JJ1J105005 | Tripping coil ABB Make | No | 2 |  |  |  |  | 6787.3 | 13574.6
43 | JJ1J105005 | Tripping coil 110 V DC for 33 KV BHEL Ckt. Breaker | No | 1 |  |  |  |  | 5003.2 | 5003.2
44 | JJ1J105007 | Closing coil 110V DC for ABB breaker | No | 5 |  |  |  |  | 3961.15 | 19805.75
45 | JJ1J105007 | Closing coil ABB Make | No | 3 |  |  |  |  | 6804.33 | 20412.99
46 | JJ1J105034 | Single phase Spring charge motor for 33 KV SF6 Ckt. Breaker CGL make | No | 1 |  |  |  |  | 30645 | 30645
47 | KK0K003001 | 145 KV LA with surge counter | No | 1 |  |  |  |  | 74343 | 74343
48 | KK0K005001 | 33 KV Polymer Lightning Arrestor with surge counter | No | 2 |  |  |  |  | 20001 | 40002
49 | KK1K001007 | 132 KV Lightning Arrester counter | No | 2 |  |  |  |  | 11782.3 | 23564.6
50 | LL6L602002 | 1.5 Sq.mm Flexible wire roll (90 mtr. Each) | Nos. | 1 |  |  |  |  | 2944.1 | 2944.1
51 | MM3M301006 | Volt Meter | Nos. | 2 |  |  |  |  | 5835.1 | 11670.2
52 | MM3M302006 | Ampere Meter | Nos. | 3 |  |  |  |  | 5835.1 | 17505.3
53 | MM1M114005 | T&C selector switch | Nos. | 1 |  |  |  |  | 5245.1 | 5245.1
54 | MM1M108016 | 440 V,63 Amp TP Iron Clad Switch make Havells | Nos. | 1 |  |  |  |  | 7706.65 | 7706.65
55 |  | Energy meter | Nos. | 1 |  |  |  |  | 10215 | 10215
56 | QQ1Q106001 | Wire mesh fencing with four row barbed wire | Mtr. | 20 |  |  |  |  | 3972 | 79440
57 | SS1S104007 | Contactor 415V AC 220v ac 38 Amps. 440v with auxilary | Nos. | 2 |  |  |  |  | 5675 | 11350
58 | SS5S501003 | 63 Amp. 4 poleMCCB | Nos. | 10 |  |  |  |  | 7945 | 79450
59 | VV2V201002 | nitril gasket 10mm thickness | Sqmtr. | 5.28 |  |  |  |  | 2542.4 | 13423.872
60 | VV2V201003 | nitril gasket 8mm thickness | Sqmtr. | 7.7 |  |  |  |  | 2264.32 | 17435.264
61 | VV2V201005 | nitril gasket 6mm thickness | Sqmtr. | 6.48 |  |  |  |  | 2037.32 | 13201.8336
62 | VV3V301001 | ElectrolT/F oil as per Is 335:1993 | KL | 0.418 |  |  |  |  | 81213.5 | 33947.243
63 | VV3V301001 | EHV Grade Transformer oil,Conferming IS:335 :1993 | KL. | 0.418 |  |  |  |  | 62540 | 26141.72
64 | VV3V301007 | Empty Trasformer oil Drum | Nos. | 135 |  |  |  |  | 250 | 33750
65 | VV3V301003 | Stainless steel T/F Oil Sampling Container of 2 Ltr. Capacity | No | 6 |  |  |  |  | 13620 | 81720
66 | VV3V301004 | Stainless steel T/F Oil Sampling Container of 1 Ltr. Capacity | No | 3 |  |  |  |  | 10442 | 31326
67 | VV3V302003 | Bucholz relay for transformer | No | 1 |  |  |  |  | 20428.39 | 20428.39
68 | VV4V403002 | magnetic oil level guage | No | 1 |  |  |  |  | 16911.5 | 16911.5
69 | VV5V503002 | 132 KV three core CT having CT ratio 800/400/1A(Hepta care) | No | 1 |  |  |  |  | 105693 | 105693
70 | VV5V503013 | 145 KV CT 200/100/1A with terminal connector | Nos. | 3 |  |  |  |  | 73468 | 220404
71 | VV7V705005 | Junction Box for 33 KV CT | No | 1 |  |  |  |  | 6549 | 6549
72 | VV7V705005 | Junction Box for 33 KV PT | Nos. | 1 |  |  |  |  | 5133 | 5133
73 | VV8V810003 | 145KV C.V.T. ABB make | No | 3 |  |  |  |  | 80000 | 240000
74 | II1I104001 | PG Clamp Zebra to Zebra Conductor | No | 1 |  |  |  |  | 1469 | 1469
75 |  | CT Clamp for Panther Conductor | Nos. | 1 |  |  |  |  | 1175.3 | 1175.3
76 | JJ8J801001 | Sulpher Hexa Fluride (SF6) Gas | Kg | 20 |  |  |  |  | 3882.2 | 77644
77 |  | CT Clamp Suitable for ACSR Panther conductor | Nos. | 2 |  |  |  |  | 1231.92 | 2463.84
78 | HH8H801043 | 132 KV Isolator Clamp Suitable for ACSR Panther conductor | Nos. | 9 |  |  |  |  | 2341.12 | 21070.08
79 | FF4F401043 | 12 mm Thickness 2.5 inches long GI Nuts & bolts with two washer | Nos. | 115 |  |  |  |  | 29.205 | 3358.575
Obselet & Scrap Material
80 | AA1A102001 | Galvanized earth wire for 7/10 S.W.G. (SCRAP) | Mtr. |  |  |  |  | 1202 | 2 | 2404
81 | BB0B002001 | Damaged capacitor cell | Nos. |  |  |  |  | 1 | 500 | 500
82 | CC3C305002 | Old & Used 33 KV XLPE Cable in Pieces | Mtr. |  |  |  |  | 81 | 100 | 8100
83 | CC5C506002 | 11 KV Cable box XLPE 3X400 Sq.mm outdoor type | No. |  |  | 1 |  |  | 0 | 0
84 |  | empty cement Bag | No |  |  |  |  | 4504 | 2 | 9008
85 | HH1H105001 | Bus isolator 33kv old and used incomplete | No |  |  |  |  | 1 | 1500 | 1500
86 | II8I802005 | Double tension fitting for panther incomplete | Nos. |  |  |  |  | 12 | 800 | 9600
87 |  | 11 KV. pin | Nos. |  |  | 8 |  |  | 20 | 160
88 | JJOJ003002 | Old & Used 132 KV Ckt. Breaker (ABB) | No |  |  | 2 |  |  | 50000 | 100000
89 | JJ0J05004 | Old & Used 33 KV Ckt. Breaker (VCB)BHEL | Nos. |  |  | 1 |  |  | 40000 | 40000
90 | JJ0J005005 | B.O.C.B. 33KV old damaged without oil incomplete | No |  |  |  |  | 1 | 50000 | 50000
91 | JJ0J005006 | B.O.C.B. 33KV old and used | No |  |  | 1 |  |  | 100000 | 100000
92 | JJ1J105019 | Defective Spring charge motor of 33 kv ckt. Breaker (ABB) | Nos. |  |  |  |  | 5 | 500 | 2500
93 | JJ1J105019 | Defective Spring charge motor for 33 Kv BHEL Ckt. Breaker | Nos. |  |  |  |  | 1 | 500 | 500
94 | KK0K005001 | Old & Used 30 KV LA | Nos. |  |  | 5 |  |  | 2000 | 10000
95 | MM2M20 | Old & UsedAnalog Amp & Volt Meter | Nos. |  |  | 17 |  |  | 200 | 3400
96 | MM2M20 | old & Used analog MW/Mvar meter | Nos. |  |  | 2 |  |  | 200 | 400
97 | MM3M30 | Defective digital Amp./ Volt,MW & MVAR Meter | Nos. |  |  |  |  | 15 | 20 | 300
98 | MM0M0190051 | Old & used O/C ,E/F relay (Inverse Type) CDG | Nos. |  |  | 3 |  |  | 500 | 1500
99 |  | Defective Energy Meter 3Phase ,3Wire(Secure meter Ltd.) | Nos. |  |  |  |  | 3 | 50 | 150
100 | MM0M019005 | Defective AC fail relay | No. |  |  |  |  | 1 | 200 | 200
101 | MM0M009005 | Defective AC trip ckt. Supervision relay | No. |  |  |  |  | 1 | 200 | 200
102 |  | Old & Used Energy Meter 3Phase ,3Wire | Nos. |  |  | 6 |  |  | 100 | 600
103 |  | Old & Used Energy Meter 3Phase ,4Wire | Nos. |  |  | 12 |  |  | 100 | 1200
104 | NN9N906001 | 11KV, 630 A, 350 MVA ,V.C.B. incoming panel make C.G.L. | No. |  |  | 1 |  |  | 312567 | 312567
105 | NN9N906002 | 11KV, 630 A, 350 MVA,V.C.B. outgoing panel make C.G.L. | No. |  |  | 2 |  |  | 312567 | 625134
106 | NN9N906002 | 11KV, 630 A, 350 MVA ,V.C.B. bus coupler make C.G.L. | No. |  |  | 1 |  |  | 312567 | 312567
107 | NN0N005002 | Old&used, Damaged 33kv Tripple feeder panel | No. |  |  |  |  | 1 | 3000 | 3000
108 | NN2N205001 | Old&used, Damaged 33kv Double feeder panel | No. |  |  |  |  | 2 | 2000 | 4000
109 | NN2N205001 | Damaged old&used 33kv feeder panel | No. |  |  |  |  | 2 | 2000 | 4000
110 | NN5N503001 | Damaged old & used OLTC panel of 3x5mva T/F-I & II,&20mva T/F | No. |  |  |  |  | 3 | 3000 | 9000
111 | VV2V202001 | damaged old & used silica gel jar | Nos. |  |  |  |  | 8 | 50 | 400
112 | VV3V302003 | Bucholtz relay damaged(defective) | Nos. |  |  |  |  | 4 | 500 | 2000
113 | VV3V303002 | Defective Oil surge relay | Nos. |  |  |  |  | 2 | 400 | 800
114 | VV4V401001 | Defective OTI meter | No. |  |  |  |  | 5 | 50 | 250
115 | VV4V402001 | Defective WTI meter | No. |  |  |  |  | 4 | 50 | 200
116 | VV4V404001 | Defective PRV | Nos. |  |  |  |  | 3 | 250 | 750
117 | VV4V406002 | Defective butterfly valve | No.s |  |  |  |  | 6 | 50 | 300
118 | VV4V406002 | Defective shut off valve | Nos. |  |  |  |  | 3 | 300 | 900
119 | VV4V403002 | Defective magnetic oil guage meter | No. |  |  |  |  | 2 | 300 | 600
120 | VV5V505012 | 33 KV CT 300/150/1 Amp. | Nos. |  |  | 3 |  |  | 20000 | 60000
121 | VV5V503009 | Old & Used 132 KV CT 800/400/200/1 Amp | Nos. |  |  | 2 |  |  | 40000 | 80000
122 | VV5V503011 | Old & Used 132 KV CT /400/200/1 Amp | Nos. |  |  | 1 |  |  | 40000 | 40000
123 | VV5V5050 | Old & Used 33 KV CT 400/200/1 Amp | Nos. |  |  | 3 |  |  | 20000 | 60000
124 | VV5V505013 | 33 KV CT 200/100/1 Amp. | nos. |  |  | 1 |  |  | 20000 | 20000
125 | VV5V503009 | repaired 132 KV CT 800/400/200/1A | Nos. |  |  | 1 |  |  | 15000 | 15000
126 | VV7V705002 | 33KV/110V burst &damaged P.T. without oil | No. |  |  |  |  | 1 | 200 | 200
127 | VV7V705002 | Old & Used 33 KV PT (1Ph) | No. |  |  | 6 |  |  | 20000 | 120000
128 | VV3V301002 | Transformer Oil (Carbonised) | Ltr. |  |  |  |  | 150 | 5 | 750
129 | VV3V301002 | Old and used Transformer Oil | Ltr. |  |  |  |  | 8663 | 10 | 86630
130 | YY0Y002005 | Battery set 110V, 60AH, old used and unserviceable | Set |  |  |  |  | 1 | 5000 | 5000
131 | YY1Y101006 | 02 V 300 AH Battery Cell Old & Used Damaged | Nos. |  |  |  |  | 10 | 500 | 5000
132 | YY3Y302003 | Damaged old & used Dc charger Panel | nos. |  |  |  |  | 1 | 10000 | 10000
133 | VV5V505021 | Old & Used 33 KV CT 400/200/1 Amp,2 core | Nos. |  |  | 3 |  |  | 20000 | 60000
134 |  | Battery set 110V, 300 AH Tubular lead acid, old used and unserviceable | Set |  |  |  |  | 1 | 11000 | 11000
135 |  | Old and used 132 KV CT 400/200/100/1A (SCT make) | Nos |  |  | 3 |  |  | 15000 | 45000
136 |  | Old & used 145 Kv CVT (ABB Make) | Nos |  |  | 3 |  |  | 15000 | 45000
137 |  | Old & Used 33 KV Ckt. Breaker (VCB) ABB Make | Nos |  |  | 2 |  |  | 40000 | 80000
138 |  | Old & used 145 KV CVT Alstom Make | Nos |  |  | 3 |  |  | 15000 | 45000
T&P at 132 KV Substation Pithoragarh
S.n. | Item code | Item Description | Unit | Quantity |  |  |  |  | Book Value per Unit | Total Cost
|  |  |  | Useable | Unservicable | Obsolete | Non Moving | Scrap
1 | PP4P402010 | Steel Almirah 1830x760x460 | No.s | 1 | [5 empty] | 0
2 | PP4P402013 | Steel Almirah 1280x760x415 | No.s | 1 | [5 empty] | 0
3 | PP4P425022 | Office table with drawer | No.s | 2 | [5 empty] | 0
4 |  | Aram Chair Cane back sheet | No.s | 4 | [5 empty] | 0
5 | PP4P406002 | Office rack solid top 760x930x315 | No.s | 1 | [5 empty] | 0
6 | PP4P411008 | Bench wooden firmed | No.s | 1 | [5 empty] | 0
7 | PP1P117012 | Socket set Taparia | No.s | 1 |  |  |  |  | 2800 | 2800
8 | PP1P119012 | Pipe Wrench18" | No.s | 1 |  |  |  |  | 375 | 375
9 | PP1P121001 | Slide/adjustable wrench 8" | No.s | 1 |  |  |  |  | 150 | 150
10 | PP2P205004 | Digital Multimeter (Small) | No.s | 1 |  |  |  |  | 450 | 450
11 | PP1P118009 | Screw Driver 12" | No.s | 1 |  |  |  |  | 50 | 50
12 |  | Nose Plier | No.s | 1 |  |  |  |  | 125 | 125
13 | PP1P116008 | BOX Spanner | No.s | 2 |  |  |  |  | 40 | 80
14 | PP1P1140020 | D/E Spanner 12x13 | No.s | 2 |  |  |  |  | 18 | 36
15 | PP1P114018 | D/E Spanner 14x15 | No.s | 2 |  |  |  |  | 21 | 42
16 | PP1P114017 | D/E Spanner 16x17 | No.s | 2 |  |  |  |  | 25 | 50
17 | PP1P114013 | D/E Spanner 18x19 | No.s | 2 |  |  |  |  | 31 | 62
18 | PP1P114011 | D/E Spanner 20x22 | No.s | 2 |  |  |  |  | 39 | 78
19 | PP1P115015 | Ring Spanner 12x13 | No.s | 2 |  |  |  |  | 35 | 70
20 | PP1P115016 | RIng Spanner 14x15 | No.s | 2 |  |  |  |  | 37 | 74
21 | PP1P115017 | Ring Spanner 16x17 | No.s | 2 |  |  |  |  | 44 | 88
22 | PP1P115018 | Ring Spanner 18x19 | No.s | 2 |  |  |  |  | 57 | 114
23 | PP1P115019 | Ring Spanner 20x22 | No.s | 2 |  |  |  |  | 67 | 134
24 | PP1P115020 | Ring Spanner 21x23 | No.s | 2 |  |  |  |  | 97 | 194
25 | PP4P426002 | Office table with with sun mica top 4.5'x3' | No.s | 1 |  |  |  |  | 1800 | 1800
26 | PP4P411004 | Office Chair with arm (S) model | No.s | 1 |  |  |  |  | 1000 | 1000
27 |  | Centrifuging machine 500galen capacity | No.s | 1 | [5 empty] | 0
28 | DD0D001010 | Desck Top computer make-HCl | No.s | 1 |  |  |  |  | 26600 | 26600
29 | DD0D005007 | BiLangual key board | No.s | 1 |  |  |  |  | 153 | 153
30 |  | Internal modem(56kbps) | No.s | 1 |  |  |  |  | 187 | 187
31 | PP4P411010 | Office chair | No.s | 6 | [5 empty] | 0
32 | PP4P425020 | office table | No.s | 2 | [5 empty] | 0
33 | PP4P426015 | office table with sunmica top4'x2' | No.s | 1 | [5 empty] | 0
34 | PP4P402009 | Steel Almirah1860x760x430mm | No.s | 1 | [5 empty] | 0
35 | PP4P402020 | Steel Almirah (small) | No.s | 1 | [5 empty] | 0
36 | PP4P413002 | Charan Safe | No.s | 1 | [5 empty] | 0
37 | PP1P101006 | box 67x44x29 | No.s | 1 | [5 empty] | 0
38 | PP2P205001 | Multi meter make - Motwane | No.s | 1 |  |  |  |  | 6750 | 6750
39 | PP2P205001 | Multi meter make - Rishaabh | No.s | 1 |  |  |  |  | 6750 | 6750
40 | PP2P201001 | Tong Tester Make- Motwane | No.s | 1 |  |  |  |  | 10125 | 10125
41 | PP1P144006 | Discharge rod having 4.5 mtr. In 3peices1.5 mtr. Each &25 mtr.long cable | No.s | 1 |  |  |  |  | 13500 | 13500
42 | PP2P211001 | Vaccume cleanerMake-EurekaForbes | No.s | 1 |  |  |  |  | 11812 | 11812
43 | PP1P147006 | Hand Drill With all size bit Make-Bosch | No.s | 1 |  |  |  |  | 9900 | 9900
44 | PP1P126003 | Earth Tester Make -Waco | No.s | 1 |  |  |  |  | 9000 | 9000
45 | PP2P203002 | DC Load Tester | No.s | 1 |  |  |  |  | 11137 | 11137
46 | PP4P425021 | Table with both size drawer of size 5x3 feet | No.s | 1 |  |  |  |  | 15322.5 | 15322.5
47 | PP4P432005 | Computer table with one side drawer | No.s | 1 |  |  |  |  | 3972.5 | 3972.5
48 | PP4P403003 | Filling cabinet with four drawer of 52"x15"x27"(18-20Guage) | No.s | 1 |  |  |  |  | 12768.75 | 12768.75
49 | PP4P402018 | Almirah with five sleves | No.s | 2 |  |  |  |  | 12768.75 | 25537.5
50 | PP4P411008 | Steel bench with 3 seats | No.s | 1 |  |  |  |  | 9874.5 | 9874.5
51 | PP4P409022 | Low back Excutive chair | No.s | 1 |  |  |  |  | 5902 | 5902
52 | PP4P411012 | Vistor chair | No.s | 4 |  |  |  |  | 2724 | 10896
53 | PP4P412010 | Stool | No.s | 2 |  |  |  |  | 1135 | 2270
53 |  | Stroewell Plain Almirah | No.s | 1 |  |  |  |  | 27518.78 | 27518.78
53 |  | Multipurpose visitor chair(1007) | No.s | 6 |  |  |  |  | 6717.74 | 40306.44
53 |  | Table T9 | No.s | 1 |  |  |  |  | 29667.56 | 29667.56
Scrap T&P at 132 KV Substation Pithoragarh
1 |  | Mobile phone R-220 make -Samsung | Nos. |  |  |  |  | 1 | 0 | 0
2 | PP4P411003 | Office Chair without arm (S) model | No.s |  |  |  |  | 4 | 550 | 2200
3 | DD2D201005 | Mc Afee Anti virus | No.s |  |  |  |  | 1 | 900 | 900
4 | DD2D203003 | Ms office 2007 standard molp without media | No.s |  |  |  |  | 1 | 11036 | 11036
5 | DD1D102011 | Combo drive | No.s |  |  |  |  | 1 | 297 | 297
6 | DD0D004003 | TFT 39.5cm Monitor make HCL | No.s |  |  |  |  | 1 | 3330 | 3330
7 | DD1D101005 | UPS 1.0kva,/68vahmake-Uniline | No.s |  |  |  |  | 1 | 5157 | 5157
8 | PP2P204007 | Hand driven analog megger 5kv make-waco | No.s |  |  |  |  | 1 | 14062.5 | 14062.5
9 | PP2P204010 | Electronic Analog Megger5kv Make-Waco | No.s |  |  |  |  | 1 | 16312 | 16312
10 | DD0D007019 | Multi functionPrinter Samsung SCX4521F Sl.No.-8p67bacz801714b | No.s |  |  |  |  | 1 | 12733 | 12733
Stock material up to : 22 May 2025 of Sri Jitendra Joshi J.E. At 132 KV Sub Division Pithoragarh
S.n. | Item code | Item Description | Unit | Quantity |  |  |  |  | Book Value per Unit | Total Cost
|  |  |  | Useable | Unservicable | Obsolete | Non Moving | Scrap
1 | AA0A005001 | ACSR Panther Conductor | Mtr. | 331 |  |  |  |  | 82.5 | 27307.5
2 | AA0A005001 | Old used & damaged ACSR panther conductor | Mtr. | 1904 |  |  |  |  | 50 | 95200
3 | AA0A005001 | ACSR panther conductor | KM | 1.3 |  |  |  |  | 82500 | 107250
4 | AA0A008001 | old & used ACSR Dog conductor in pieces | Mtr. | 2010 |  |  |  |  | 76.5 | 153765
5 | AA1A102001 | old & used 7/10 SWG earth wire in pieces | Kg | 217 |  |  |  |  | 10 | 2170
6 | AA0A008001 | ACSR dog conductor | km | 0.99 |  |  |  |  | 85125 | 84273.75
7 | FF2F233012 | Template for “C” type tower | M.T. | 0.71 |  |  |  |  | 29841 | 21187.11
8 | FF2F233010 | Template for “B” type tower | M.T. | 0.666 |  |  |  |  | 27000 | 17982
9 | FF4F402123 | Hot dip galv. Flat washer 16*5 mm | No. | 1000 |  |  |  |  | 3.38 | 3380
10 | FF0F003011 | Galv. Tower parts for “C” type | M.T. | 9.8112 |  |  |  |  | 116905 | 1146978.336
11 | FF4F401027 | Galv. Nuts & bolts16*35 , W.T/Pcs.= 0.117kg | kg | 69.852 |  |  |  |  | 116.905 | 8166.0481
12 | FF4F401024 | Galv. Nuts & bolts16*40 , W.T/Pcs.= 0.125kg | kg | 28.625 |  |  |  |  | 116.905 | 3346.4056
13 | FF4F401025 | Galv. Nuts & bolts16*45 , W.T/Pcs.= 0.133kg | kg | 40.305 |  |  |  |  | 116.905 | 4711.856
14 | FF4F401023 | Galv. Nuts & bolts16*50 , W.T/Pcs.= 0.141kg | kg | 51.906 |  |  |  |  | 116.905 | 6068.0709
15 | FF4F401022 | Galv. Nuts & bolts16*55 , W.T/Pcs.= 0.149kg | kg | 5.372 |  |  |  |  | 116.905 | 628.0137
16 | FF4F401019 | Galv. Nuts & bolts16*60 , W.T/Pcs.= 0.157kg | kg | 0.310 |  |  |  |  | 116.905 | 36.2405
17 | FF4F401008 | Galv. Nuts & bolts16*175 , W.T/Pcs.= 0.417kg | kg | 85.352 |  |  |  |  | 116.905 | 9978.0756
18 | FF4F402104 | M 16 pack washer 6mm w.t/Pcs=0.034kg | kg | 4.9 |  |  |  |  | 116.905 | 572.8345
19 | FF4F402103 | M 16 pack washer 8mm w.t/Pcs=0.045kg | kg | 5.4 |  |  |  |  | 116.905 | 631.287
20 | FF4F402104 | M 16 pack washer 10mm w.t/Pcs=0.057kg | kg | 3.43 |  |  |  |  | 116.905 | 400.9841
21 | FF4F402105 | M 16*5 pack washer w.t/Pcs=0.011kg | kg | 8.687 |  |  |  |  | 116.905 | 1015.5537
22 | FF4F402139 | MS channel size 125*65 mm for top channel of SP-72 pole | M.T. | 0.386 |  |  |  |  | 73775 | 28477.15
23 | FF2F233003 | GI template B-type | M.T. | 3.587 |  |  |  |  | 76250 | 273508.75
24 | FF2F233005 | GI template C-type | M.T. | 4.065 |  |  |  |  | 76250 | 309956.25
25 | II5I501004 | Mid Span Joints | No. | 102 |  |  |  |  | 80 | 8160
26 | II5I502004 | Repair Sleeve for Panther | No. | 62 |  |  |  |  | 40 | 2480
27 | II5I501009 | Mid Span Joint for Earth wire | No. | 23 |  |  |  |  | 30 | 690
28 | II0I002001 | 11kv 120 KN disc insulator | No. | 0 |  |  |  |  | 464 | 0
29 | II0I002002 | 120 KN silicon rubber/polymer disc insulator including cross arm & conductor end fitting | Nos. | 2 |  |  |  |  | 9363.75 | 18727.5
30 | II1I102004 | PG clamp moose to panther 4 bolted type | Nos. | 19 |  |  |  |  | 1475.5 | 28034.5
31 | II1I102001 | PG clamp moose to moose | Nos. | 15 |  |  |  |  | 2258.65 | 33879.75
32 | II0I002001 | disc insulator | Nos | 157 |  |  |  |  | 464 | 72848
33 | II0I004001 | 70 KN 11kv disc insulator | Nos | 555 |  |  |  |  | 300 | 166500
34 | II8I801005 | Tension Fitting (120Kn) for Panther conductor complete | Nos | 6 |  |  |  |  | 9555.64 | 57333.84
35 |  | Steel rope ½” dia best quality ISI mark | Mtr. | 280 |  |  |  |  | 355.95 | 99666
36 |  | Banded & damaged tower parts | M.T. | 4.19 |  |  |  | 1 | 29841 | 154874.79
37 |  | Dismantled old & damaged tower parts | M.T. | 3.24947 |  |  |  |  | 29841 | 96967.4343
38 |  | MS angel size 65*65*6 mm for bracing of SP-72 pole | M.T. | 0.3574 |  |  |  |  | 79450 | 28395.43
39 |  | old & used tower parts | M.T. | 7.6325 |  |  |  |  | 29841 | 227761.4325
40 |  | PG Clamp Panther to Panther | Nos | 1 |  |  |  |  | 1175.28 | 1175.28
41 | FF2F233003 | Galvanized Template (2 Nos.) of B type tower including bolts,nuts & washers | MT | 1.3662 |  |  |  |  | 156751.2 | 214153.4894
42 | FF2F233005 | Galvanized Template (2 Nos.) of C type tower including bolts,nuts & washers | MT | 2.3904 |  |  |  |  | 156751.2 | 374698.0685
43 | FF2F233007 | Galvanized Template of Speciaal/C type tower including bolts,nuts & washers | MT | 2.1537 |  |  |  |  | 156751.2 | 337595.0594
44 | AA0A005001 | ACSR Panther Conductor in pieces | Kms | 7.437 |  |  |  |  | 294287.28 | 2188614.5014
45 |  | GS Earth wire7/10 SWG | Kms | 0.801 |  |  |  |  | 57806.43 | 46302.9504
46 | II8I802005 | Double Tension fitting for ACSR Panther Conductor suitable for 120 KN disc insulator | Sets | 13 |  |  |  |  | 6352.176 | 82578.288
47 |  | Pilot fitting forACSRR Panther conductor suitable for 70 KN disc insulator | Sets | 24 |  |  |  |  | 2064.292 | 49543.008
48 |  | Tension fitting for GS earth wire 7/10 SWG | Sets | 2 |  |  |  |  | 1058.696 | 2117.392
49 | II5I501004 | mid span compression joint for ACSR Panther conductor | Nos | 21 |  |  |  |  | 1164.5656 | 24455.8776
50 | II5I501009 | mid span compression joint for GS Earth wire 7/10 SWG | Nos | 5 |  |  |  |  | 476.4132 | 2382.066
51 | FF4F402184 | Flexible copper bond | Nos | 2 |  |  |  |  | 1164.5656 | 2329.1312
52 | II0I002001 | Disc insulator 120 KN | Nos | 65 |  |  |  |  | 315.3078 | 20495.007
53 | II0I004001 | Disc insulator 70 KN | Nos | 121 |  |  |  |  | 289.0292 | 34972.5332
54 | AA0A006001 | AACSR conductor panther equivalent | Kms | 1.245 |  |  |  |  | 366729.274 | 456577.9461
55 |  | Modified earth wire (7/4 m.m.) | Kms | 1.199 |  |  |  |  | 110572.431 | 132576.3448
56 | II8I802006 | Double Tension fitting for Single AACSR Panther Conductor suitable for 160 KN disc insulator | Sets | 2 |  |  |  |  | 14484.5 | 28969
57 |  | mid span joint for AACSR panther conductor | Nos | 6 |  |  |  |  | 2655 | 15930
58 | II5I502005 | Repair sleevefor AACSR panther conductor | Nos | 6 |  |  |  |  | 1071.617 | 6429.702
59 |  | Vibration damper forAACSR panther conductor | Nos | 3 |  |  |  |  | 2912.7946 | 8738.3838
60 |  | Flexible copper bond for modified earth wire (7/4 m.m.) | Nos | 3 |  |  |  |  | 1726.104 | 5178.312
61 |  | MSJ for modifiedearth wire (7/4 m.m.) | Nos | 3 |  |  |  |  | 359.605 | 1078.815
62 |  | vibration damper for modified earth wire (7/4 m.m.) | Nos | 1 |  |  |  |  | 2414.28 | 2414.28
63 |  | Compression type tension fitting for modified earth wire (7/4 m.m.) | Sets | 1 |  |  |  |  | 2013.788 | 2013.788
64 | II0I001001 | 160 KN porcelain insulator | Nos | 7 |  |  |  |  | 1124.1506 | 7869.0542
T&P at 132 KV Substation Pithoragarh (Line)
S.n. | Item code | Item Description | Unit | Quantity |  |  |  |  | Book Value per Unit | Total Cost
|  |  |  | Useable | Unservicable | Obsolete | Non Moving | Scrap
1 | PP0P001004 | Bolted type come along clamp,7 bolts for ACSR Panther conductor | No.s | 2 |  |  |  |  | 6619.8 | 13239.6
2 | PP0P001013 | come along clamp,4 bolted type suitable for 7/10 SWG Earth wire, | No.s | 1 |  |  |  |  | 4590.2 | 4590.2
3 | PP0P021012 | Single sheave pulley open type of 5 ton capacity, | No.s | 2 |  |  |  |  | 3964.8 | 7929.6
4 | PP3P301001 | Helmet yellow | No.s | 2 |  |  |  |  | 342.2 | 684.4
5 | PP3P301005 | Safety belt PN 17 full body, | No.s | 2 |  |  |  |  | 2808.4 | 5616.8
6 |  | Hydraulic conductor cutter, | No.s | 1 |  |  |  |  | 46728 | 46728
7 | PP0P017021 | Steel rope endless sling 10 ton capacity 12 mm 1.5 Mtr, | No.s | 1 |  |  |  |  | 3410.2 | 3410.2
8 | PP0P017021 | Steel rope endless sling 10 ton capacity 12 mm 3 Mtr, | No.s | 1 |  |  |  |  | 6442.8 | 6442.8
Name of Circle/ Zone :- Haldwani / Kumaon Name of Substation :- 132 KV S/s Bageshwar
Name of Division:- O&M Almora Month : May- 2025
Stock & T&P Material Up To : 22 May 2025 of Sri Mukesh Kumar Pandey J.E. At 132 KV Substation Bageshwar
S.n. | Item code | Item Description | Unit | Quantity |  |  |  |  | Book Value per Unit | Total Cost
|  |  |  | Useable | Unservicable | Obsolete | Non Moving | Scrap
1 | VV2V204001 | Transformer Oil | Ltr | 20 |  |  |  |  | 73.16 | 1463.2
2 | FF4F403007 | Flexible Copper Bond for Earthing | Nos. | 30 |  |  |  |  | 1312.16 | 39364.8
3 |  | Control Room and other indore area LED Lights | Nos. | 6 |  |  |  |  | 5162.52 | 30975.12
4 |  | Defective 16 A SINGLE POLE MCB | No. |  |  |  |  | 1 | 1 | 1
5 |  | Defective BAJAJ BZRSQL 36W GZI (LED CEILING PANEL Light) | No. |  |  |  |  | 5 | 10 | 50
6 |  | Defective BAJAJ 13975 BI PC ( LED Tubelight) | No. |  |  |  |  | 3 | 5 | 15
7 |  | Defective BAJAJ BCLAB ( LED Tubelight) | No. |  |  |  |  | 3 | 10 | 30
8 |  | Defective & Damaged FLOOD LIGHT FIXTURE WITH ALUMINIUM ENCLOSURE | No. |  |  |  |  | 2 | 15 | 30
9 |  | Defective Cartridge for Printer | No. |  |  |  |  | 1 | 5 | 5
10 |  | Defective Set of Filters (1 No. Lube oil,fuel &Air ckt) | Set. |  |  |  |  | 1 | 75 | 75
11 |  | Defective VOLTMETER ANALOG TYPE 110V DC (300-0-300V) | No. |  |  |  |  | 1 | 1 | 1
12 |  | Defective 120 AH 12 V Lead Acid Battery | No. |  |  |  |  | 2 | 200 | 400
13 |  | Defective LED CEILING PANEL Light | No. |  |  |  |  | 21 | 10 | 210
14 |  | Defective Street Lighting LED Light | No. |  |  |  |  | 5 | 10 | 50
15 |  | Defective & Damaged High water temp. safety controller | No. |  |  |  |  | 1 | 1 | 1
16 |  | Old & Used 33 KV GIS Type single phase current transformers (CT Ratio400-200-100/1) | No. | 3 |  |  |  |  | 632380 | 1897140
17 |  | Defective 80 mm NB Butterfly Valb | No. |  |  |  |  | 2 | 80 | 160
T&P at 132 KV Substation Bageshwar
S.n. | Item code | Item Description | Unit | Quantity |  |  |  |  | Book Value per Unit | Total Cost
|  |  |  | Useable | Unservicable | Obsolete | Non Moving | Scrap
1 | PP2P220004 | Ciling Fan (Bajaj) | No | 1 |  |  |  |  | 1475 | 1475
2 | PP2P204007 | Meggar 5KV | No | 1 |  |  |  |  | 334420.63 | 334420.63
3 | PP2P204009 | Meggar 1KV | No | 1 |  |  |  |  | 1114735.43 | 1114735.43
4 | DD0D002006 | Automatic capacitor and Tand delta measuring kit | No | 1 |  |  |  |  | 2675365.02 | 2675365.02
5 | PP2P205005 | Digital Multimeter | Nos | 1 |  |  |  | 1 | 7431.57 | 14863.14
6 | PP2P203003 | Leakage teaster (tong type) | No | 2 |  |  |  |  | 14863.14 | 29726.28
7 | PP1P126005 | Selective level meter | No | 1 |  |  |  |  | 350977.5 | 350977.5
8 | N/A | Signal Generator | No | 1 |  |  |  |  | 350977.5 | 350977.5
9 | N/A | Micro ohm meter | No | 1 |  |  |  |  | 21058.65 | 21058.65
10 | PP1P114034 | D-spanner set (Insulated) | No | 2 |  |  |  |  | 2105.87 | 4211.74
11 | PP1P115008 | Ring Spanner set (Insulated) | No | 2 |  |  |  |  | 1403.91 | 2807.82
12 | PP1P103002 | Torque Wrench set | No | 2 |  |  |  |  | 1403.91 | 2807.82
13 | PP3P301013 | insulating gloves | Set | 5 |  |  |  |  | 561.56 | 2807.8
14 | PP3P301001 | Helmates | Set | 5 |  |  |  |  | 561.56 | 2807.8
15 | PP1P148017 | Spliced ladders (5 Mtrs) | Set | 1 |  |  |  |  | 21058.65 | 21058.65
16 | PP1P148016 | Spliced ladders (10 Mtrs) | Set | 1 |  |  |  |  | 28078.2 | 28078.2
17 | N/A | Spliced ladders (20 Mtrs) | Set | 2 |  |  |  |  | 49136.85 | 98273.7
18 | PP0P015007 | Polymide or Braided white nylon rope 20 mm | mtr |  |  |  |  | 100 | 561.56 | 56156
19 | PP2P203004 | Gapless Zinc oxide LA Tester | No | 1 |  |  |  |  | 491368.5 | 491368.5
20 | PP1P123002 | Oil BDV Kit 0-80 KV | No | 1 |  |  |  |  | 222947.09 | 222947.09
21 | PP1P122003 | Gas Evacuvating and Refilling device | Set | 1 |  |  |  |  | 3715784.75 | 3715784.75
22 | PP1P122004 | Gas leakage Moniter | Nos | 2 |  |  |  |  | 222947.09 | 445894.18
23 | DD0D002003 | Circuit breaker analyzer | Nos | 1 |  |  |  |  | 1754887.5 | 1754887.5
24 | DD0D004013 | Portable partial discharge Monitering System | No | 1 |  |  |  |  | 2229470.85 | 2229470.85
25 | PP1P126017 | Dew Point meter | No | 1 |  |  |  |  | 445894.17 | 445894.17
26 | N/A | Gas Mask | No | 1 |  |  |  |  | 1403.91 | 1403.91
27 | PP1P126027 | Primary Injection Set 1000Amp | No | 1 |  |  |  |  | 371578.48 | 371578.48
28 | PP4P426005 | Table T-9 | No | 1 |  |  |  |  | 22607.266 | 22607.266
29 | N/A | Computer Table Stylo | No | 3 |  |  |  |  | 13288.924 | 39866.772
30 | N/A | Bravo Revolving Mid Back | No | 6 |  |  |  |  | 9474.102 | 56844.612
31 | N/A | Bravo Visitor Chair | No | 12 |  |  |  |  | 7174.046 | 86088.552
32 | N/A | Chair Diva 704GR | No | 3 |  |  |  |  | 6522.45 | 19567.35
33 | N/A | Storewel KD Plain (4 Shelves) | No | 3 |  |  |  |  | 18203.152 | 54609.456
34 | PP4P402002 | 4 Drawers Vertical Filling Cabinets | No | 2 |  |  |  |  | 23336.742 | 46673.484
35 | PP4P414001 | 4 Door Book Case | No | 4 |  |  |  |  | 30491.318 | 121965.272
36 | N/A | KD Plain (4 Shelves) | No | 2 |  |  |  |  | 18203.152 | 36406.304
37 | PP4P426006 | Table T-8 | No | 2 |  |  |  |  | 14319.536 | 28639.072
38 | N/A | Senate Conference Table | No | 1 |  |  |  |  | 23800.128 | 23800.128
39 | N/A | CPU Trolly | No | 3 |  |  |  |  | 1103.3 | 3309.9
40 | N/A | Conference Table Talk 10 Seater Boat Convex | No | 1 |  |  |  |  | 91075.468 | 91075.468
41 | N/A | Conference Chair Kareena (PCH 9P02TC) | No | 10 |  |  |  |  | 13216.236 | 132162.36
42 | N/A | Pisa CPR CT 03 | No | 2 |  |  |  |  | 12290.762 | 24581.524
43 | N/A | Slim Line with Locker | No | 2 |  |  |  |  | 19386.928 | 38773.856
44 | PP4P404002 | Premium Lounge Sofa 2 str | No | 2 |  |  |  |  | 18515.97 | 37031.94
45 | N/A | Eudora King Bed | No | 2 |  |  |  |  | 53390.634 | 106781.268
46 | N/A | Eudora Dressing Table | No | 2 |  |  |  |  | 15784.978 | 31569.956
47 | PP4P417003 | Pillo Apollo (43*69 cm) | No | 4 |  |  |  |  | 1579.666 | 6318.664
48 | PP4P420001 | Blanket (@ 12%) | No | 4 |  |  |  |  | 2599.8 | 10399.2
49 | PP4P419001 | Bed Sheet (@ 5%) | No | 4 |  |  |  |  | 1284.8 | 5139.2
50 | PP4P415003 | Matress | No | 2 |  |  |  |  | 14537.6 | 29075.2
51 | PP4P411002 | Cushion Stool rev. w/o Back | No | 3 |  |  |  |  | 3335.86 | 10007.58
52 | PP4P433005 | T-102 | No | 2 |  |  |  |  | 23035.606 | 46071.212
53 | N/A | Matrix 3 Seater Common arm W/O Chushion | No | 1 |  |  |  |  | 20861.456 | 20861.456
54 | N/A | Syncronizing Trolley | Nos | 1 |  |  |  |  | 210586.5 | 210586.5
55 | N/A | Moveable Ladder of Suitable Capicity for 132KV&33 KV GIS room. | Nos | 2 |  |  |  |  | 280782 | 561564
Stock & T&P Material Up To: 22 May -2025 of Sri Chandra Shekhar Bhatt JE 132 Kv Ranikhet-Bageshwar Line
S.n. | Item code | Item Description | Unit | Quantity |  |  |  |  | Book Value per Unit | Total Cost
|  |  |  | Useable | Unservicable | Obsolete | Non Moving | Scrap
1 | AA0A002004 | ACSR Panther Conductor | Kmtrs | 0.548 |  |  |  |  | 118000 | 64664
2 | II0I006001 | Four Bolted PG Clamp For ACSR Panther To Panther Conductor | Nos | 4 |  |  |  |  | 1191.8 | 4767.2
3 | II0I001003 | 120 KN Disc Insualtor | No | 5 |  |  |  |  | 250 | 1250
4 | FF1F101024 | Hot Dip Galv. Nuts & Bolts 16*40 mm | No | 40 |  |  |  |  | 10.92 | 436.8
5 | FF1F101025 | Hot Dip Galv. Nuts & Bolts 16*45 mm | No | 40 |  |  |  |  | 11.35 | 454
6 | FF1F101023 | Hot Dip Galv. Nuts & Bolts 16*50 mm | No | 5 |  |  |  |  | 15.35 | 76.75
7 | FF1F101014 | Galv. Nut & Bolts of dia 16 mm & Length 75 mm with Spring & Plane Washer 02 mm Thikness | No | 10 |  |  |  |  | 25.54 | 255.4
8 | II5I501005 | Tension Fitting (120 kn) for Panther conductor complete | No | 2 |  |  |  |  | 9555.64 | 19111.28
9 | II3I301004 | Mid Span Joint for Panther conductor | No | 4 |  |  |  |  | 80 | 320
10 | II3I302004 | Reparing Sleve for Panther | No | 2 |  |  |  |  | 40 | 80
11 | II3I301009 | Mid Span Joint for Earth Wire | No | 3 |  |  |  |  | 30 | 90
12 | AA0A002004 | ACSR Panther Conductor(Damaged) | mtr |  |  |  |  | 200 | 50 | 10000
13 | FF0F015002 | Damage and Broken DB Type tpwer cross arm pieces | kg |  |  |  |  | 50 | 15 | 750
14 | II5I502005 | Double tension fitting 120 KN Panther | Set. | 5 |  |  |  |  | 10679 | 53395
15 | II5I501005 | Single tension fitting 120 KN Panther | Nos. | 9 |  |  |  |  | 6380.26 | 57422.34
16 | II5I501010 | Tension Fitting for GI Earthwire | Set. | 2 |  |  |  |  | 1180 | 2360
17 | II0I001003 | 120 KN Disc Insualtor | No | 5 |  |  |  |  | 464 | 2320
T&P at 132 KV Substation Bageshwar (Line)
S.n. | Item code | Item Description | Unit | Quantity |  |  |  |  | Book Value per Unit | Total Cost
|  |  |  | Useable | Unservicable | Obsolete | Non Moving | Scrap
1 | PP0P015015 | Polymide or Braided white nylon rope 12 mm | mtr | 100 |  |  |  |  | 210.59 | 21059
2 | PP0P015014 | Polymide or Braided white nylon rope 14 mm | mtr | 100 |  |  |  |  | 280.78 | 28078
3 | PP0P001004 | Bolted type come along clamp 7 bolts for ACSR Panther conductor | No. | 2 |  |  |  |  | 6619.8 | 13239.6
4 | PP0P001013 | Come along clamp 4 bolted type suitable for 7/10 earth wire | No. | 1 |  |  |  |  | 4590.2 | 4590.2
5 | PP0P021012 | Single sleeve pully open type 5 ton capacity | No. | 2 |  |  |  |  | 3964.8 | 7929.6
6 | PP0P021008 | Double sleeve pully open type 5 ton capacity | No. | 2 |  |  |  |  | 6324.8 | 12649.6
7 | PP0P016004 | 12 MM Steel rope | Mtr. | 200 |  |  |  |  | 138.06 | 27612
8 | N/A | D-Shackle 3 ton | No. | 12 |  |  |  |  | 221.84 | 2662.08
9 | N/A | D-Shackle 6.5 ton | No. | 8 |  |  |  |  | 460.2 | 3681.6
10 | PP3P301001 | Helmet yellow | No. | 4 |  |  |  |  | 342.2 | 1368.8
11 | PP3P301005 | Sefety belt PN 17 full body | No. | 4 |  |  |  |  | 2808.4 | 11233.6
12 | N/A | Poly propylene rope 24 mm ,220 Mtr. | Bundle | 2 |  |  |  |  | 24438.4 | 48876.8
13 | PP0P015008 | Poly propylene rope 20 mm ,220 Mtr. | Bundle | 1 |  |  |  |  | 22276.8 | 22276.8
14 | N/A | Steel rope endless siling 10 ton capacity 1.5 mtr. | No. | 1 |  |  |  |  | 3410.2 | 3410.2
15 | PP0P017008 | Steel rope endless siling 10 ton capacity 3 mtr | No. | 1 |  |  |  |  | 6442.8 | 6442.8
Physical Verification of Stock Material at 132 KV S/S Sitarganj
Month -May./2025
S. No. | Item code | Name of Item | Unit | Unit rate in Rs. | Useable |  | Unserviceable |  | Non-Moving |  | Obsolete |  | Scrap |  | Total Inventory Amt.
[5 empty] | Qty. | Total Amount in Rs. | Qty. | Total Amount in Rs. | Qty. | Total Amount in Rs. | Qty. | Total Amount in Rs. | Qty. | Total Amount in Rs.
1 | II4I402002 | Tension clamp for earth wire 7/10 SWG | No | 1105.75 | 8 | 8846 | … | … | … | … | … | … | … | … | 8846
2 | AA0A005001 | ACSR Panther Conductor old &used(in bits) | Metre | 30 | 2800 | 84000 | .. | … | … | … | … | … | … | … | 84000
3 | II0I002002 | 120KN Disc insulator (old used) | No | 90 | 10 | 900 |  | … | … | … | … | … | … | … | 900
4 | JJ1J103018 | Spring charge motor | No. | 12267 | 2 | 24534 | … | … | … | … | … | … | … | … | 24534
5 | JJ2J201010 | Density monitor switch | No. | 0 | 1 | 0 | … | … | … | … | … | … | … | … | 0
6 | JJ1J103005 | 132 KV Feeder Trip coil/Close coil ( CGL Breaker) | No. | 0 | 4 | 0 | … | … | … | … | … | … | … | … | 0
7 |  | Rotatary Bearing for 132 KV Isolator | No. | 0 | 3 | 0 | … | … | … | … | … | … | … | … | 0
8 | VV6V603006 | 132 KV 200/100/1,1,1 Amp CT old & Used | No. | 50000 | 1 | 50000 | … | … | … | … | … | … | … | … | 50000
9 |  | 40 MVA T/F NEWTRAL Bushing Connector for Felt 4 (N+B) | No. | 945.46 | 1 | 945.46 | … | … | … | … | … | … | … | … | 945.46
10 | II1I104001 | PG Clamp for Zebra To Zebra Conductor | No. | 834.22 | 1 | 834.22 | … | … | … | … | … | … | … | … | 834.22
11 | HH8H801003 | 33 KV isolator Jaw & blade Set Complete 1250 Amp | No. | 8841.67 | 1 | 8841.67 | … | … | … | … | … | … | … | … | 8841.67
12 | JJ2J202002 | Circuit Breaker control switch | No. | 2459 | 4 | 9836 | … | … | … | … | … | … | … | … | 9836
13 | JJ3J302003 | Contactor for spring charge motor CGL Breaker | No. | 7882.5 | 2 | 15765 | … | … | … | … | … | … | … | … | 15765
14 | VV4V404001 | PRV For 40 MVA T/F | No. | 22132.5 | 2 | 44265 | … | … | … | … | … | … | … | … | 44265
15 | JJ1J103005 | Tripping/Closing Coil 132 KV ABB CB | No. | 3916 | 3 | 11748 | … | … | … | … | … | … | … | … | 11748
16 | VV6V605004 | 33 KV CT 800/400/111 | No. | 55501.5 | 1 | 55501.5 | … | … | … | … | … | … | … | … | 55501.5
17 | KK4K401003 | 145 KV Post insulator | No. | 15000 | 3 | 45000 | … | … | … | … | … | … | … | … | 45000
18 |  | Log sheet register .32 Pages. | No | 914.92 | 23 | 21043.16 | … | … | … | … | … | … | … | … | 21043.16
19 | JJ8J802001 | SF6 Gas Empty Cylinder | No. | 0 | 2 | 0 | … | … | … | … | … | … | … | … | 0
20 |  | 33kv PT Clamp for panther conductor | No | 531 | 4 | 2124 | … | … | … | … | … | … | … | … | 2124
21 |  | 33kv one side 13 mm grove with cu sleeve ct clamp other side panther conductor | No | 1416 | 5 | 7080 | … | … | … | … | … | … | … | … | 7080
22 | II1I105001 | PG clamp panther to panther | No | 822.55 | 1 | 822.55 | … | … | … | … | … | … | … | … | 822.55
23 | VV2V204015 | 40 MVA T/F HV Side Bushing clamp For Zebra conductor | No | 1298 | 1 | 1298 | … | … | … | … | … | … | … | … | 1298
24 | VV2V204016 | 40 MVA T/F LV Side Bushing clamp For Tarantula conductor | No | 2242 | 1 | 2242 | … | … | … | … | … | … | … | … | 2242
25 | JJ8J801001 | Sulphur Hex Fluoride (SF-6) Gas . | KG | 5830.82 | 19 | 110785.58 | … | … | … | … | … | … | … | … | 110785.58
26 | JJ4J401009 | 132 kv circuit breaker Clamp for panther conductor | No | 649 | 1 | 649 | … | … | … | … | … | … | … | … | 649
27 | KK0K003001 | 132 Lighting Arrester(Old& Used) | No | 800 | 1 | 800 | … | … | … | … | … | … | … | … | 800
28 | II6I601004 | Armrd rod for panther | Set | 1277.82 | 10 | 12778.2 | .. | … | … | … | … | … | … | … | 12778.2
29 | II5I501004 | Mid Span joint for panther conductor | No | 1067.05 | 18 | 19206.9 | … | … | … | … | … | … | … | … | 19206.9
30 | VV8V805001 | 33KV PT (Old& Used) | No | 800 | 2 | 1600 | … | … | … | … | … | … | … | … | 1600
31 | VV6V603005 | 132 KV CT 200/100/1A 0.2 class | No | 193800 | 1 | 193800 | … | … | … | … | … | … | … | … | 193800
32 | FF2F207034 | Template foe 132 KV D/C C+9 Type Tower Lattice Structure Stub Template(Old& Used) | Mt | 97589.19 | 0.705 | 68800.3789 | … | … | … | … | … | … | … | … | 68800.3789
33 |  | Repair Sleeve for ACSR Panther Conductor | No | 649 | 18 | 11682 | … | … | … | … | … | … | … | … | 11682
34 | FF1F103013 | Double Circuit Dismantial Tower C+6 Type(Old & Used) | Kg. | 24.647 | 16955 | 417889.885 | … | … | … | … | … | … | … | … | 417889.885
35 | II5I503005 | Vibration Dampers for ACSR Panther Conductor (Old& Used) | No | 30 | 3 | 90 | … | … | … | … | … | … | … | … | 90
36 | II8I804005 | Single Suspention fitting for ACSR panther conductor | No | 4653.92 | 4 | 18615.68 | … | … | … | … | … | … | … | … | 18615.68
37 | II1I107001 | P.G. Clamp for ACSR Wolf to Wolf Conductor | No | 696.2 | 9 | 6265.8 | … | … | … | … | … | … | … | … | 6265.8
38 |  | Old& Used 145 KV CVT 3 Core Accurecy Class .5 132 KV /110Volt132 KV CVT(Received Back from to switch yard) | No | 1500 | 2 | 3000 | … | … | … | … | … | … | … | … | 3000
39 |  | PT (Potential Transformer )Single Phase 33 KV/110 Volt | No | 57600 | 1 | 57600 | … | … | … | … | … | … | … | … | 57600
40 |  | 132 kv CT Damaged & Burned (01.02.2021) Rece. Back Scrap | No | 2200 | .. | .. | .. | .. | .. | .. | .. | .. | 1 | 2200 | 2200
41 |  | A Type Tower Scrap |  | 30 | .. | .. | .. | .. | .. | .. | .. | .. | 3300 | 99000 | 99000
42 |  | TD 30 B type tower stub setting templates (old used) | kg | 25 | 936 | 23400 | .. | .. | .. | .. | .. | .. | .. | .. | 23400
43 |  | Iron packing case scrap (old& Used) | kg | 20 | 225 | 4500 | … | … | … | … | … | … | … | … | 4500
44 |  | GI Angle of (different size) TD 30 B Type D/C Tower(old & used) | kg | 20 | 5800 | 116000 | … | … | … | … | … | … | … | … | 116000
45 |  | 33 KV VCB BHEL Make Obsolete/Scrap |  | 5000 | … | … | … | … | … | … | … | … | 8 | 40000 | 40000
46 |  | T/F oil Empty Drums |  | 250 | 40 | 10000 | … | … | … | … | … | … | 42 | 10500 | 20500
47 |  | 132 KV 200/100/1,1,1 Amp CT Damaged |  | 15000 | … | … | … | … | … | … | … | … | 3 | 45000 | 45000
48 |  | AL Scrap |  | 120 | … | … | … | … | … | … | … | … | 11.6 | 1392 | 1392
49 |  | 33 KV /110V PT Damaged & burned |  | 4000 | … | … | … | … | … | … | … | … | 1 | 4000 | 4000
50 |  | 132 kv CT Damaged & Burned |  | 2200 | … | … | … | … | … | … | … | … | 6 | 13200 | 13200
51 |  | 33 KV CT Defective Scrap(old & Used) | No | 2000 | 1 | 2000 | … | … | … | … | … | … | … | … | 2000
52 |  | 1200 MM Ceiling fans (Defective & Scrap) |  | 150 | … | … | … | … | … | … | … | … | 11 | 1650 | 1650
53 |  | Fencing Scrap | Kg | 15 | 330 | 4950 | … | … | … | … | … | … | … | … | 4950
54 |  | Aluminium alloy made isolator Female Arm assambly of HCB 132 KV Volatge Level 1200 Ampere current . | No | 19116 | 3 | 57348 | … | … | … | … | … | … | … | … | 57348
55 |  | Aluminium alloy made isolator Male Arm assambly of HCB 132 KV Volatge Level 1200 Ampere current | No | 19470 | 3 | 58410 | … | … | … | … | … | … | … | … | 58410
56 |  | Old& Used 145 KV CVT 3 Core Accurecy Class .2 132 KV /110Volt132 KV CVT(Received Back from to switch yard) | No | 1500 | 1 | 1500 | … | … | … | … | … | … | … | … | 1500
57 |  | Aluminium alloy made isolator Female Arm assambly of HCB isolator with good and heavy duty copper finger complete in all respect suitable for isolator of 145 KV voltage level, 1200 ampere current ( as per sample. ) | No | 19057 | 2 | 38114 | … | … | … | … | … | … | … | … | 38114
58 |  | Aluminium alloy made isolator Male Arm assambly of HCB isolator with good and heavy duty copper finger complete in all respect suitable for isolator of 145 KV voltage level, 1200 ampere current ( as per sample.) | No | 19883 | 2 | 39766 | … | … | … | … | … | … | … | … | 39766
59 |  | Suspension fitting for GS Earth wire 7/10 SWG | Set | 1669.7 | 6 | 10018.2 | … | … | … | … | … | … | … | … | 10018.2
60 |  | Winding temrature indicator 0-120 *C 40 MVA T/F | No | 58764 | 1 | 58764 | … | … | … | … | … | … | … | … | 58764
61 |  | Single Testionbolted type Fitting twin moose conductorWith 350 mmY strap | sets | 11682 | 3 | 35046 | … | … | … | … | … | … | … | … | 35046
62 |  | Single Suspension bolted type fitting (120 KN) Twin moose | sets | 6962 | 3 | 20886 | … | … | … | … | … | … | … | … | 20886
63 |  | C Wedge clamp moose to moose | Nos | 3186 | 12 | 38232 | … | … | … | … | … | … | … | … | 38232
64 |  | Rigid Spacer for ACSR Moose | Nos | 1298 | 32 | 41536 | … | … | … | … | … | … | … | … | 41536
65 |  | 132 KV Isolator Clamp Single Moose | Nos | 2242 | 4 | 8968 | … | … | … | … | … | … | … | … | 8968
66 |  | P.I.Clamp Single Moose | Nos | 1770 | 1 | 1770 | … | … | … | … | … | … | … | … | 1770
67 |  | ACSR wolf Conductor old &used(in bits) | mtr. | 30 | 80 | 2400 | … | … | … | … | … | … | … | … | 2400
68 |  | Standard quality transparent silica gel breather 8Kg capacity as per sample | No | 10145.64 | 1 | 10145.64 | … | … | … | … | … | … | … | … | 10145.64
69 |  | Standard quality transparent silica gel breather 5 Kg capacity as per sample | No | 7430.46 | 1 | 7430.46 | … | … | … | … | … | … | … | … | 7430.46
70 |  | 132 KV CT terminal Connector ACSR zebra conductor. | No | 1168.2 | 2 | 2336.4 | … | … | … | … | … | … | … | … | 2336.4
71 |  | 132 KV CB Pad Connector with ACSR Zebra conductor | No | 1410.1 | 3 | 4230.3 | … | … | … | … | … | … | … | … | 4230.3
72 |  | 132 KV isolator connector ACSR zebra conductor . | No | 2342.3 | 1 | 2342.3 | … | … | … | … | … | … | … | … | 2342.3
73 |  | 132 KV isolator clamp ACSR Panther conductor. | No | 1286.2 | 3 | 3858.6 | … | … | … | … | … | … | … | … | 3858.6
74 |  | 33 KV CT terminal Connector rod with AAAC Tarantulla conductor . | No | 1410.1 | 3 | 4230.3 | … | … | … | … | … | … | … | … | 4230.3
75 |  | 33 KV CT Connector ACSR Panthar conductor. | No | 1227.2 | 2 | 2454.4 | … | … | … | … | … | … | … | … | 2454.4
76 |  | 33 KV CB Connector with AAAC Tarantulla conductor . | No | 1410.1 | 5 | 7050.5 | … | … | … | … | … | … | … | … | 7050.5
77 |  | 33 KV CB Connector with ACSR panthar conductor. | No | 1286.2 | 2 | 2572.4 | … | … | … | … | … | … | … | … | 2572.4
78 |  | 33 KV isolator terminal pad Connector suitable for single AAAC Tarantulla conductor | No | 1174.1 | 4 | 4696.4 | … | … | … | … | … | … | … | … | 4696.4
79 |  | Supply of C Wedge Clamp For AAAC Tarantulla - AAAC Tarantulla Conductor. | No | 4932.4 | 4 | 19729.6 | … | … | … | … | … | … | … | … | 19729.6
80 |  | Supply of powder coted 45*30*15 cm matellic junction box of 16 gauge sheet including din rail for 45 connectors | No. | 10207 | 8 | 81656 | … | … | … | … | … | … | … | … | 81656
81 |  | CT junction box terminal link. | No. | 146.32 | 570 | 83402.4 | … | … | … | … | … | … | … | … | 83402.4
82 |  | PT junction box terminal link. | No. | 116.82 | 500 | 58410 | … | … | … | … | … | … | … | … | 58410
83 |  | 110 Volt D.C. Charger Make Caldyne Automatics LTD | No | 5000 | 1 | 5000 | … | … | … | … | … | … | … | … | 5000
84 |  | 2 Volt 300 AH 10 Hr.LeadAcod Cells | No | 50 | 55 | 2750 | … | … | … | … | … | … | … | … | 2750
85 |  | HRC fuses 6 amp, 10 amp. ,15 amp, | No | 128.62 | 25 | 3215.5 | … | … | … | … | … | … | … | … | 3215.5
86 |  | Gun Fitting Zebra conductor (Old & Used) | No | 300 | 18 | 5400 | … | … | … | … | … | … | … | … | 5400
87 |  | P.G. Clamp Zebra to Zebra( Old & Uded) | No | 150 | 48 | 7200 | … | … | … | … | … | … | … | … | 7200
88 |  | Isolater Clamp Zebra Conductor (Old& Used) | No | 180 | 12 | 2160 | … | … | … | … | … | … | … | … | 2160
89 |  | Zebra Conductor Old& Used (In Bits) | No | 90 | 500 | 45000 | … | … | … | … | … | … | … | … | 45000
90 |  | Suspention Clamp for ACSR Zebra conductor (Old& Used) | No | 160 | 4 | 640 | … | … | … | … | … | … | … | … | 640
91 |  | EHV Grade Transformer Oil | Kg. | 73.16 | 836 | 61161.76 | … | … | … | … | … | … | … | … | 61161.76
92 | AA0A001001 | ACSR Moose Conductor(In bits) | Metre | 300 | 584 | 175200 | … | … | … | … | … | … | … | … | 175200
93 |  | 33 Kv LA Old& Used | No | 2000 | 1 | 2000 | … | … | … | … | … | … | … | … | 2000
94 |  | C wedge clamp for Zebra to Panther | No | 3339.4 | 6 | 20036.4 | … | … | … | … | … | … | … | … | 20036.4
[6 empty] | 2517107.5439 | … | … | … | … | … | … | … | 216942 | 2734049.5439
Total (in Rs) | [5 empty] | Total Amt. of Useable |  | Total Amt. of Unserviceable |  | Total Amt. of Non. Moving |  | Total Amt. of Obsolete |  | Total Amt. of Scrap | Total Inventory Amt.
[6 empty] | 2517107.5439 | [7 empty] | 216942 | 2734049.5439
[10 empty] | Singnature of J.E. |  |  |  | Date:-
[10 empty] | Singnature of A.E. |  |  |  | Date:-
[10 empty] | Singnature of E.E. |  |  |  | Date:-
Name of Zone :- O&M Kumaon Zone Haldwani | [11 empty] | For the Month of :- May-2025
Name of Circle :-O&M PTCUL Haldwani
Name of Division :- O&M Division PTCUL SItarganj U.S.Nagar
Name of Substation :-132/33 KV S/S Eldeco Sitarganj
SR. No. | Item Code | Name of Item | Unit | Unit Rate in | Useable |  | Unserviceable |  | Non-Moving |  | Obsolete |  | Scrap |  | Total Inventory Amount in Rs.
[5 empty] | Qty. | Total Amount in Rs. | Qty. | Total Amount in Rs. | Qty. | Total Amount in Rs. | Qty. | Total Amount in Rs. | Qty. | Total Amount in Rs.
1 | SS4S402004 | 800 Amp.Copper Jaws for 33 KV Isolater | No | 4867.5 | 5 | 24337.5 | 0 | 0 | 0 | 0 | 0 | 0 | 0 | 0 | 24337.5
2 | SS4S402013 | 800 Amp.Copper Copper Blades for 33 KV Isolater | NO | 5605 | 4 | 22420 | 0 | 0 | 0 | 0 | 0 | 0 | 0 | 0 | 22420
3 | SS5S501015 | 132 KV Isolator Clamp single Zebra Conductor | No | 1298 | 1 | 1298 | 0 | 0 | 0 | 0 | 0 | 0 | 0 | 0 | 1298
4 | SS5S501017 | 33 KV Isolator Clamp single Panter Conductor | NO | 531 | 2 | 1062 | 0 | 0 | 0 | 0 | 0 | 0 | 0 | 0 | 1062
5 | II0I006003 | PG Clamp Panther - Dog Conductor | No | 743.4 | 60 | 44604 | 0 | 0 | 0 | 0 | 0 | 0 | 0 | 0 | 44604
6 | II1I110001 | T-Connector Panther- Panther | No. | 737.5 | 45 | 33187.5 | 0 | 0 | 0 | 0 | 0 | 0 | 0 | 0 | 33187.5
7 | JJ8J801002 | 33 KV Circuit Breaker Clamp Tarantulla Conductor | No. | 1416 | 3 | 4248 | 0 | 0 | 0 | 0 | 0 | 0 | 0 | 0 | 4248
8 | JJ8J801006 | 132 KV Circuit Breaker Clamp Zebra Conductor | No. | 826 | 2 | 1652 | 0 | 0 | 0 | 0 | 0 | 0 | 0 | 0 | 1652
9 |  | SF-6 Empty Cylinder | No. | 0 | 1 | 0 | 0 | 0 | 0 | 0 | 0 | 0 | 0 | 0 | 0
10 | VV2V204001 | EHV Grade Transformer Oil | Ltr | 73.16 | 786 | 57503.76 | 0 | 0 | 0 | 0 | 0 | 0 | 0 | 0 | 57503.76
11 | VV2V204007 | Transformer Oil Empty Drum | No. | 50 | 14 | 700 | 0 | 0 | 0 | 0 | 0 | 0 | 0 | 0 | 700
12 | VV3V305006 | Current Transformer 36 KV 800-400/1A 3 core | No. | 56522 | 2 | 113044 | 0 | 0 | 0 | 0 | 0 | 0 | 0 | 0 | 113044
13 | VV5V407012 | 33 KV Current Transformer Clamp Tarantula Conductor | No. | 1416 | 3 | 4248 | 0 | 0 | 0 | 0 | 0 | 0 | 0 | 0 | 4248
14 | VV5V407018 | 132 KV Current Transformer Clamp Zebra Conductor | No. | 944 | 3 | 2832 | 0 | 0 | 0 | 0 | 0 | 0 | 0 | 0 | 2832
15 | VV5V407023 | 33 KV Current Transformer Clamp Panther Conductor | No. | 944 | 1 | 944 | 0 | 0 | 0 | 0 | 0 | 0 | 0 | 0 | 944
16 | VV6V505002 | PT (Potential Transformer) 1-phase, 33KV/110 Volt | No. | 57600 | 1 | 57600 | 0 | 0 | 0 | 0 | 0 | 0 | 0 | 0 | 57600
17 | SS5S501006 | 33 KV Isolator clamp for Tarantula conductor | No. | 1180 | 3 | 3540 | 0 | 0 | 0 | 0 | 0 | 0 | 0 | 0 | 3540
18 | SS4S402011 | 1600 Ampere Blades for 33 KV Isolator | No. | 8242.3 | 1 | 8242.3 | 0 | 0 | 0 | 0 | 0 | 0 | 0 | 0 | 8242.3
19 | SS4S402002 | 1600 Ampere Jaws for 33 KV Isolator | No. | 8460.6 | 5 | 42303 | 0 | 0 | 0 | 0 | 0 | 0 | 0 | 0 | 42303
20 | SS4S402010 | Housing assembly for 33 KV Jaw and blades | No. | 3449.14 | 5 | 17245.7 | 0 | 0 | 0 | 0 | 0 | 0 | 0 | 0 | 17245.7
21 | II1I104001 | C-wedge Clamp Zebra - Zebra | No. | 3481 | 14 | 48734 | 0 | 0 | 0 | 0 | 0 | 0 | 0 | 0 | 48734
22 | II1I101005 | C-wedge Clamp Tarantula - Panther | No. | 3858.6212 | 11 | 42444.8329 | 0 | 0 | 0 | 0 | 0 | 0 | 0 | 0 | 42444.8329
23 | SS4S402013 | 800 Amp. Blade for 33 KV Isolator old & used | No. | 500 | 6 | 3000 | 0 | 0 | 0 | 0 | 0 | 0 | 0 | 0 | 3000
24 | VV3V305009 | Old & Used 33 KV Outdoor single Phase C.T.Ratio 400/200/1 Amp.3 core accuracy class 0.2 | No. | 10000 | 3 | 30000 | 0 | 0 | 0 | 0 | 0 | 0 | 0 | 0 | 30000
25 |  | Defective & Repairable three phase Cooling Fan | No. | 1000 | 6 | 6000 | 0 | 0 | 0 | 0 | 0 | 0 | 0 | 0 | 6000
26 | II1I104002 | C Wedge Clamp for Zebra to Panther Conductor | No. | 3339.4 | 4 | 13357.6 | 0 | 0 | 0 | 0 | 0 | 0 | 0 | 0 | 13357.6
27 | II3I301004 | Mid Span Compresser Joint for ACSR Panther | No. | 1180 | 8 | 9440 | 0 | 0 | 0 | 0 | 0 | 0 | 0 | 0 | 9440
28 | II3I302004 | Repair Sleeve for ACSR Panther | No. | 534.54 | 8 | 4276.32 | 0 | 0 | 0 | 0 | 0 | 0 | 0 | 0 | 4276.32
29 | II3I305004 | Armord rod for Panther Conductor | No. | 1180 | 10 | 11800 | 0 | 0 | 0 | 0 | 0 | 0 | 0 | 0 | 11800
30 | II5I501005 | Single tension fitting for 120 KN for ACSR Panther | No. | 5345.4 | 8 | 42763.2 | 0 | 0 | 0 | 0 | 0 | 0 | 0 | 0 | 42763.2
31 | II5I504005 | Suspension Fitting for 90 KN for ACSR Panther | No. | 1888 | 6 | 11328 | 0 | 0 | 0 | 0 | 0 | 0 | 0 | 0 | 11328
32 | II5I501010 | Tension fitting for GS earth wire 7/10 SWG | Set | 1014.8 | 6 | 6088.8 | 0 | 0 | 0 | 0 | 0 | 0 | 0 | 0 | 6088.8
33 | II5I504010 | Suspension fitting for GS earth wire 7/10 SWG | set | 1416 | 6 | 8496 | 0 | 0 | 0 | 0 | 0 | 0 | 0 | 0 | 8496
34 | VV2V206001 | OTI O-150°C range | NO | 58528 | 2 | 117056 | 0 | 0 | 0 | 0 | 0 | 0 | 0 | 0 | 117056
35 | MM0M007003 | Defective Buchhoiz Relay (GOR-3M) | No | 200 | 0 | 0 | 0 | 0 | 0 | 0 | 0 | 0 | 1 | 200 | 200
36 | KK0K003001 | 132 KV LA Damage and burned with S/C | No | 1500 | 0 | 0 | 0 | 0 | 0 | 0 | 0 | 0 | 4 | 6000 | 6000
37 | KK0K005001 | 33 KV LA Damage and burned with S/C | No | 200 | 0 | 0 | 0 | 0 | 0 | 0 | 0 | 0 | 2 | 400 | 400
38 | AA1A101002 | Earth wire | kg | 10 | 0 | 0 | 0 | 0 | 0 | 0 | 0 | 0 | 13515 | 135150 | 135150
39 | II3I303004 | Vibration Damper for Panther Conductor | NO. | 1577.662 | 8 | 12621.296 | 0 | 0 | 0 | 0 | 0 | 0 | 0 | 0 | 12621.296
41 |  | SF-6 Gas | Kg | 5829.2 | 47 | 273972.4 | 0 | 0 | 0 | 0 | 0 | 0 | 0 | 0 | 273972.4
42 |  | 33 KV SF-6 Circuit Breaker 3 Phase Old & Damaged | No. | 5000 | 0 | 0 | 0 | 0 | 0 | 0 | 0 | 0 | 1 | 5000 | 5000
43 |  | 110 Volt dual FCBC Battery charger old & damaged | No. | 5000 | 0 | 0 | 0 | 0 | 0 | 0 | 0 | 0 | 1 | 5000 | 5000
44 |  | 110 Volt 500 AH LM Type tubular transparent battery old & damaged | No. | 50 | 0 | 0 | 0 | 0 | 0 | 0 | 0 | 0 | 55 | 2750 | 2750
45 |  | 145 KV (5 Core Single Phase current Transformer 400/200/1A Accuracy Clas 0.2S) | Nos | 166380 | 6 | 998280 | 0 | 0 | 0 | 0 | 0 | 0 | 0 | 0 | 998280
[6 empty] | 2080670.2089 | 0 | 0 | 0 | 0 | 0 | 0 |  | 154500 | 2235170.2089
[8 empty] | Singnature of J.E. |  |  |  |  | Date :-
[8 empty] | Singnature of A.E. |  |  |  |  | Date :-
[8 empty] | Singnature of E.E. |  |  |  |  | Date :-
Monthly Inventory
Name of Zone |  | Kumaon Zone
Name of circle |  | T&C Circle Haldwani
Name of Division |  | T&C Division Kashipur
Name of Subdivision:- 132 KV T&C Subdivision, Kashipur
Month |  | 2025-05-01
S. No. | Item code | Name of Item | Unit | Unit rate in Rs. | Useable |  | Unserviceable |  | Non-Moving |  | Obsolete |  | Scrap
[5 empty] | Qty. | Total Amount in Rs. | Qty. | Total Amount in Rs. | Qty. | Total Amount in Rs. | Qty. | Total Amount in Rs. | Qty. | Total Amount in Rs.
Division Stock Item
1 | MM0M004003 | Directional Over Current & Earth Fault Relay 1 amp 220/110/10 Volt DC | No. | 139498 |  |  | 1 | 139498 |  |  | 1 | 139498
2 |  | Numerical type distance protection relay REL 670 | No. | 335500 |  |  | 1 | 335500
3 |  | TVM 3P 4W 3*63.5 V(-/110V) | No. | 11357 |  |  | 5 | 56785
4 |  | Tripping relay type RXPQ8N | No. | 3800 | 1 | 3800
5 |  | Tripping relay type RXPQ8N | No. | 3000 | [8 empty] | 1 | 3000
6 |  | Old and rusted C.T. Junction Box | No. | 20 | [8 empty] | 14 | 280
7 |  | Old and used make E.E Auxiliary relay type VAA | No. | 1000 | [8 empty] | 1 | 1000
8 |  | 3P 4W Energy Meter L&T make | No. | 750 | [8 empty] | 1 | 750
9 | MM0M009004 | Trip Circuit supervision relay | No. | 5237.54 | 1 | 5237.54
10 |  | High speed master trip relay Code JRV 181-18 & JRV 181-12 | No. | 8595.54 | 13 | 111742.02
11 |  | AC fail + DC fail Module | No. | 70 | 30 | 2100
12 |  | Electric Bell | No. | 50 | 18 | 900
13 |  | Biometric attendance machine | No. | 731.6 |  | 0 | [6 empty] | 1 | 731.6
23 |  | Numerical O/C & E/F relay Make Schneider Micom P143 | No. | 257594 | 1 | 257594
24 |  | Meter Boxes, Size(600*450*350) mm | No. | 17281.1 | 13 | 224654.3
25 |  | Paper seal | No. | 23.423 | 452 | 10587.196
26 | MM4M406005 | Quadlock polycarbonate seal | No. | 30.09 | 971 | 29217.39
Total (in Rs) | [5 empty] | 645832.446 |  | 531783 |  |  |  | 139498 |  | 5761.6
The above items survey not done yet at T&C subdivision Kashipur.
|  | J.E T&C |  |  |  | A.E T&C | [5 empty] | Accountant
Division T&P Item
S. No. | Item code | Name of Item | Unit | Unit rate in Rs. | Useable |  | Unserviceable |  | Non-Moving |  | Obsolete |  | Scrap
[5 empty] | Qty. | Total Amount in Rs. | Qty. | Total Amount in Rs. | Qty. | Total Amount in Rs. | Qty. | Total Amount in Rs. | Qty. | Total Amount in Rs.
1 | PP4P425022 | Office table with drawer & side cabinet | No. | 1950 | 1 | 1950
2 | PP4P410016 | Office chairs with arm | No. | 575 | [8 empty] | 4 | 2300
3 | PP2P223007 | Mobile set(nokia)1600, 357071008734386, 3250076712 | No. | 3800 |  |  | 1 | 3800
4 | PP2P223007 | Mobile set nokia | No. | 6100 |  |  | 1 | 6100
5 |  | Mobile set sony ericsson | No. | 4500 |  |  | 1 | 4500
6 | DD0D001017 | Desktop PC window based | No. | 29650 |  |  | 1 | 29650
7 | DD0D004003 | 15" TFT, ILD 15" HCL, HCM 500 PA,LCD monitor Black silver | No. | 6325 |  |  | 1 | 6325
8 | DD1D102015 | Combo drive ILO CD ROM (fixed in) | No. | 1785 |  |  | 1 | 1785
9 | DD0D001018 | 256 MB (fixed in) RAM | No. | 1487 |  |  | 1 | 1487
10 | DD1D106003 | 56KB internal modam (fixed in) | No. | 410 |  |  | 1 | 410
11 | DD1D101004 | UPS 1 KVA (uniline) | No. | 5850 |  |  | 1 | 5850
|  |  | No. | 4220.76 |  |  | 1 | 4220.76
12 | DD0D007016 | Mono laser printer A4 (konica minolta) | No. | 7885 |  |  | 1 | 7885
13 | DD1D102012 | Pen drive 1 GB | No. | 2000 |  |  | 1 | 2000
14 | PP1P144006 | 4.5 meter long discharge rod in 3 pieces of 1.5 meter each assembled with each other mens threaded socket | No. | 150 | 2 | 300
15 | PP4P407003 | Steel rack(openrods) size 78X36X15 with 6 no. shelves | No. | 1 | 1 | 1
16 | PP1P126027 | Portable type Primery injuction set | No. | 89000 |  |  | 1 | 89000
17 |  | Portable type extra heavy duty distance protection relay checking instruments | No. | 370000 |  |  | 1 | 370000
18 | PP2P204002 | Portable type voltage digital insulation tester | No. | 171000 |  |  | 1 | 171000
19 | PP2P205004 | Digital multimeter | No. | 6500 |  |  | 4 | 26000
|  |  |  | 19578.75 |  |  | 1 | 19578.75
|  |  |  | 5719.28 |  |  | 1 | 5719.28
20 |  | Portable type extra heavy duty secondry injuction set | No. | 63000 |  |  | 1 | 63000
21 | PP2P201001 | Tong tester | No. | 5200 |  |  | 7 | 36400
22 | PP1P126028 | Digital timer | No. | 15950 | [6 empty] | 1 | 15950
23 | PP2P203006 | digital leakage clamp meter | No. | 37265 |  |  | 1 | 37265
24 | PP2P205002 | Digital multimeter motwani DM6K1 | No. | 9708 |  |  | 1 | 9708
25 | DD0D001020 | HCL desktop computer with TFT moniter 18.5" | No. | 28215 |  |  | 1 | 28215
26 | DD2D203006 | M.S. Office 2010 std without media | No. | 12803.34 |  |  | 1 | 12803.34
27 | DD2D201007 | E-scan antivirus | No. | 627 |  |  | 1 | 627
28 | DD0D005004 | Bilaingul key board in liue of std. keyboard | No. | 104.5 |  |  | 1 | 104.5
29 | DD1D102006 | DVD R/W in liue of DVD ROM | No. | 209 |  |  | 1 | 209
30 | DD0D007006 | Canon laser jet printer scanner & copeir MF 3100B | No. | 10395 |  |  | 1 | 10395
31 | DD0D001003 | Sands make hand hold computer(CMRI) model1010 8.5 MB including accessories | No. | 37497.37 | [6 empty] | 1 | 37497.37
32 | PP2P223016 | Mobile phone make Oppo | No. | 7500 |  |  | 1 | 7500
33 |  | Dynamic breaker characteristics analyser along with accessories make Megger | No. | 570580.3 | 1 | 570580.3
34 | DD0D002003 | Laptop Sony vaio | No. | 1 |  |  | 1 | 1
35 | PP1P126014 | Common meter reading instrument | No. | 81184 | 5 | 405920
36 |  | Leakage Current Tester Make- Fluke | No. | 152633 | 1 | 152633
37 |  | Digital Multimeter Make- Rishabh | No. | 53656.37 | 1 | 53656.37
38 |  | Digital AC/DC Clamp Meter Make- Rishabh | No. | 28530.63 | 1 | 28530.63
Total (in Rs) | [5 empty] | 1213571.3 |  | 961538.63 |  | 0 |  | 53447.37 |  | 2300
The above items survey not done yet at T&C subdivision Kashipur.
|  | J.E T&C |  |  |  | A.E T&C | [5 empty] | Accountant
Monthly Inventory
Name of Zone |  | Kumaon Zone
Name of circle |  | T&C Circle Haldwani
Name of Division |  | T&C Division Kashipur
Name of Subdivision:- T&C Subdivision, Kashipur
Month |  | 2025-05-01
S. No. | Item code | Name of Item | Unit | Unit rate in Rs. | Useable |  | Unserviceable |  | Non-Moving |  | Obsolete |  | Scrap
[5 empty] | Qty. | Total Amount in Rs. | Qty. | Total Amount in Rs. | Qty. | Total Amount in Rs. | Qty. | Total Amount in Rs. | Qty. | Total Amount in Rs.
PSDF T&P Item
1 |  | Ten delta test kit | No. | 3820000 | 1 | 3820000
2 |  | Primary injunction test kit | No. | 1900000 | 1 | 1900000
3 |  | Secondary injunction Relay test kit | No. | 4150000 | 1 | 4150000
Total (in Rs) | [5 empty] | 9870000 |  | 0 |  |  |  | 0 |  | 0