## Sheet1
Name of Zone: Garhwal Zone, Roorkee
Name of Circle: 400 kV O&M Circle, Rishikesh
Name of Division: 220 kV O&M Division, Rishikesh
Name of Substation: 220 kV Substation, Rishikesh
Month & Year: June 2025
JE: Rajeev Saini
S.No. | Item Code | Name of Items | Unit | Unit Rate (Rs.) | Useable |  | Unserviceable |  | Non Moving |  | Obsolete |  | Scrap |  | Total Inventory Amount (Rs.)
[5 empty] | Qty. | Total Amount (Rs.) | Qty. | Total Amount (Rs.) | Qty. | Total Amount (Rs.) | Qty. | Total Amount (Rs.) | Qty. | Total Amount (Rs.)
1 | NA | Isolator Male Arm with end contact, rotary head assembly suitable for 220 kV Isolator (S&S make - Channel type model) complete | Nos. | 17329.8 | 1 | 17329.8 | [8 empty] | 17329.8
2 | NA | Isolator Female Arm with end contact (Jaw), rotary head assembly suitable for 220 kV Isolator (S&S make - Channel type model) complete | Nos. | 17839.8 | 1 | 17839.8 | [8 empty] | 17839.8
3 | II5I501001 | Bolted Type Tension Fitting for Tarantulla Conductor | Nos. | 5168 | 12 | 62016 | [8 empty] | 62016
4 | NA | 220 kV Isolator Universal Connector Stud dia 32 mm suitable for Moose conductor | Nos. | 1176.4 | 6 | 7058.4 | [8 empty] | 7058.4
5 | II0I002001 | P.G. Clamp suitable for Tarantulla to Tarantulla Conductor with 03 Nos. GI bolts, nurs & washer | Nos. | 1171.8 | 10 | 11718 | [8 empty] | 11718
6 | NA | Universal type Connector suitable for single ACSR Moose Conductor and Stud dia 30 mm with GI Nut, Bolts, Washer complete | Nos. | 1351.13 | 12 | 16213.56 | [8 empty] | 16213.56
7 | NA | Isolator Connector for CT suitable for Twin Moose Conductor | Nos. | 1944.6 | 20 | 38892 | [8 empty] | 38892
8 | NA | Pad Clamp (Palm Type) suitable for Twin ACSR Moose Conductor, Pivot Grip Type | Nos. | 1882.1 | 20 | 37642 | [8 empty] | 37642
9 | JJ2J201007 | Close Coil 110 V DC suitable for 245 kV CB Type: 200SM-40S, CGL Make | Nos. | 4717.64 | 1 | 4717.64 | [8 empty] | 4717.64
10 | JJ2J201005 | Trip Coil 110 V DC suitable for 245 kV CB Type: 200SM-40S, CGL Make | Nos. | 4717.64 | 1 | 4717.64 | [8 empty] | 4717.64
11 | NA | Isolator Male Arm with end contact, rotary head assembly suitable for 220 kV Isolator (S&S make-Pipe Type model) complete | Nos. | 18874 | 1 | 18874 | [8 empty] | 18874
12 | NA | Isolator Female Arm with end contact (Jaw), rotary head assembly suitable for 220 kV Isolator (S&S make-Pipe Type model) complete | Nos. | 16508 | 1 | 16508 | [8 empty] | 16508
13 | II0I003001 | PG Clamp Moose to Moose Conductor complete with Bolts/Nuts with Washers | Nos. | 1239 | 23 | 28497 | [8 empty] | 28497
14 | NA | Junction Box for Fiber Optic Sensor with sensor cable 2 nos. | Nos. | 14500 | 1 | 14500 | [8 empty] | 14500
15 | NA | Isolator Female Contact Arm Al. U-Section Type suitable for 220 kV Isolator S&S make | Nos. | 22951 | 1 | 22951 | [8 empty] | 22951
16 | NA | Isolator Male Contact Arm Al. U-Section Type suitable for 220 kV Isolator S&S make | Nos. | 21712 | 1 | 21712 | [8 empty] | 21712
17 | NA | 245 kV Disconnector Arm (old, used & dismantled) | Nos. | 800 | 4 | 3200 | [8 empty] | 3200
18 | NA | Isolator Male Arm with End Contact, rotary head assembly suitable for 220 kV Isolator (S&S make-Pipe Type model) complete | Nos. | 18762 | 2 | 37524 | [8 empty] | 37524
19 | NA | Isolator Female Arm with End Contact (Jaw), rotary head assembly suitable for 220 kV Isolator (S&S make-Pipe Type model) complete | Nos. | 16461 | 2 | 32922 | [8 empty] | 32922
20 | II0I003003 | PG Clamp Moose to Zebra Conductor complete with GI Bolts, Nuts and Washers | Nos. | 1469.1 | 18 | 26443.8 | [8 empty] | 26443.8
21 | II0I003002 | PG Clamp Moose to Deer Conductor complete with GI Bolts, Nuts and Washers | Nos. | 1469.1 | 18 | 26443.8 | [8 empty] | 26443.8
22 | NA | 220 kV CT Connector Universal Type (Rod Dia 35 mm) suitable for Moose Conductor complete | Nos. | 1457.3 | 12 | 17487.6 | [8 empty] | 17487.6
23 | NA | 220 kV CT Connector Universal Type (Rod Dia 40 mm) suitable for Moose Conductor complete | Nos. | 1457.3 | 10 | 14573 | [8 empty] | 14573
24 | NA | 220 kV Female Contact (Jaw) Short Strips Type with SS Spring and Pins complete suitable for Isolator-S&S make Pipe type | Nos. | 5280.5 | 6 | 31683 | [8 empty] | 31683
25 | NA | 220 kV Female Contact (Jaw) Bend Strips Type assembled in fixture complete suitable for Isolator- Hi-Velm make | Nos | 5280.5 | 4 | 21122 | [8 empty] | 21122
26 | NA | 220 kV Earth Link Jaw Bend Strips Type assembled in fixture complete suitable for Isolator-Hivelm make | Nos | 4100.5 | 3 | 12301.5 | [8 empty] | 12301.5
27 | NA | 220 kV Circuit Breaker Terminal Connector L Type suitable for Moose Conductor | Nos | 1746.4 | 6 | 10478.4 | [8 empty] | 10478.4
28 | NA | 220 kV Circuit Breaker Terminal Connector Universal Type suitable for Moose Conductor | Nos | 1746.4 | 3 | 5239.2 | [8 empty] | 5239.2
29 | NA | 220 kV Run Through Connector suitable for Moose Conductor | Nos | 1746.4 | 5 | 8732 | [8 empty] | 8732
30 | NA | 220 kV Isolator Connector Palm Type suitable for Moose Conductor | Nos. | 1746.4 | 7 | 12224.8 | [8 empty] | 12224.8
31 | NA | 220 kV Suspension Type Fitting suitable for Moose Conductor | Nos | 2891 | 3 | 8673 | [8 empty] | 8673
32 | NA | 220 kV CT Terminal Clamp suitable for Moose Conductor | Nos | 1746.4 | 4 | 6985.6 | [8 empty] | 6985.6
33 | NA | Spring Charging Motor for 220 kV CGL make SF6 Circuit Breaker, Operating Voltage-230 V AC, 0.3kW, 850 RPM | Nos. | 29299 | 1 | 29299 | [8 empty] | 29299
34 | NA | 220 kV Take Off Assembly suitable for Isolator- HBB make Pipe Type | Nos. | 25116.3 | 3 | 75348.9 | [8 empty] | 75348.9
35 | NA | 220 kV Female Contact (Jaw) Short Strip Type with SS Spring and Pins complete suitable for Isolator-HBB make Pipe Type | Nos. | 6950.79 | 15 | 104261.85 | [8 empty] | 104261.85
36 | NA | 220 kV Male Contact (Blade) Short Strip Type with SS Spring and Pins complete suitable for Isolator-HBB make Pipe Type | Nos. | 10023.15 | 4 | 40092.6 | [8 empty] | 40092.6
37 | NA | 220 kV Terminal Rod dia. 30 mm suitable for Assenbly for Isolator-HBB make Pipe Type | Nos. | 4906.44 | 2 | 9812.88 | [8 empty] | 9812.88
38 | NA | 220 kV Isolator Male Arm (Pipe Type) suitable for Isolator-HBB make Pipe Type | Nos. | 41915.02 | 3 | 125745.06 | [8 empty] | 125745.06
39 | NA | 220 kV Isolator Female Arm (Pipe Type) suitable for Isolator-HBB make Pipe Type | Nos. | 41915.02 | 3 | 125745.06 | [8 empty] | 125745.06
40 | NA | Discrepancy Type Breaker Control Switch with built-in LED Lamp & Flasher Relay | Nos. | 28308 | 1 | 28308 | [8 empty] | 28308
41 | NA | 220 kV Female Contact (Jaw) suitable for G.Nandy make Isolator | Nos. | 5858.7 | 2 | 11717.4 | [8 empty] | 11717.4
42 | NA | Hot Dip Galvanized Iron (G.I.) Bolt with Nut and Plain Washers, Size M12x75 | Nos. | 29.2 | 225 | 6570 | [8 empty] | 6570
43 | NA | Hot Dip Galvanized Iron (G.I.) Bolt with Nut and Plain Washers, Size M12x120 | Nos. | 29.03 | 225 | 6531.75 | [8 empty] | 6531.75
44 | NA | Hot Dip Galvanized Iron (G.I.) Bolt with Nut and Plain Washers, Size M10x65 | Nos. | 29.15 | 225 | 6558.75 | [8 empty] | 6558.75
45 | NA | Bi-Metallic Strip (Copper/Aluminium) Cylinderical Curved for Rod 30 mm dia., Length 75 mm | Nos. | 290.28 | 4 | 1161.12 | [8 empty] | 1161.12
46 | NA | Energy Meters (old & used) | Nos. | 500 | 4 | 2000 | [8 empty] | 2000
47 |  | Blue Cyrstal Silica Gel size 6-12 mm | Kg | 391.76 | 25 | 9794 | [8 empty] | 9794
48 |  | Bushing Block Contactor for mounting on transformer bushing in two oieces, square shape bore 30 mm having bi-metallic sleeve with 4 nos. GI bolts, nuts and washers. | Nos. | 3652.1 | 1 | 3652.1 | [8 empty] | 3652.1
49 |  | Universal Bushing Terminal Connector for transformer suitable for Moose Conductor with 06 Nos. G.I. bolts, nuts & washers complete | Nos. | 3652.1 | 1 | 3652.1 | [8 empty] | 3652.1
0
|  | Total |  |  |  | 1207471.11 |  | 0 |  | 0 |  | 0 |  | 0 | 1207471.11
Inventory
Name of Zone: Garhwal
Name of Circle: O&M 400 KV Srinagar (G)
Name of Division: 132 KV O&M Division Srinagar (G)
Name of Substation: 132 KV Substation Kotdwar
Month: June - 2025 (Upto 22.06.2025)
S. No. | Item Code | Name of Item | Unit | Unit Rate in Rs. | Useble |  | Unservicable |  | Non Moving |  | Obsolate |  | Scrap |  | Remark
[5 empty] | Qty. | Total Amount in Rs. | Qty. | Total Amount in Rs. | Qty. | Total Amount in Rs. | Qty. | Total Amount in Rs. | Qty. | Total Amount in Rs.
1 | NN0N002003 | Distance protection panel | No. | 380000 | 1 | 380000 | - | - | - | - | - | - | - | - | -
2 | FF1F105002 | 16 mm Dia galv. HRH Bolt & nut 60mm | No. | 15.21 | 1548 | 23545.08 | - | - | - | - | - | - | - | - | -
3 | FF1F105001 | 16 mm Dia galv. HRH Bolt & nut 65mm | No. | 16.58 | 3045 | 50486.1 | - | - | - | - | - | - | - | - | -
4 | FF1F101068 | Nut & bolt (off size ) | Mt. | 65000 | 0.15 | 9750 | - | - | - | - | - | - | - | - | -
5 | FF1F107003 | Foundation anchor bolt | No. | 532.4 | 314 | 167173.6 | - | - | - | - | - | - | - | - | -
6 |  | 40X16 mm Anti Thept Nut & Bolt | Kg. | 195 | 74 | 14430 | - | - | - | - | - | - | - | - | -
7 |  | Anti oxidant forging terminal stud size 10X50 mm | No. | 111.8 | 5 | 559 | - | - | - | - | - | - | - | - | -
8 |  | Anti oxidant forging terminal stud size 10X50 mm | No. | 112.36 | 50 | 5618 | - | - | - | - | - | - | - | - | -
9 | VV5V404005 | CT Bushing rod 800 A | No. | 1116 | 1 | 1116 | - | - | - | - | - | - | - | - | -
10 | FF0F050004 | ABR Structure for gantary | Mt. | 65000 | 1.707 | 110955 | - | - | - | - | - | - | - | - | -
11 | FF0F050025 | Steel structure PTV (PN) | Mt. | 30000 | 0.6559 | 19677 | - | - | - | - | - | - | - | - | -
12 | FF0F043001 | SS Template for A type D/C Tower | Mt. | 47572 | 0.514 | 24452.008 | - | - | - | - | - | - | - | - | -
13 | II3I301008 | Mid span joint for steel Portion 7/9 SWG panther conductor | No. | 677.6 | 11 | 7453.6 | - | - | - | - | - | - | - | - | -
14 | II3I301009 | Mid span joint for 7/3.15 GS earth wire | No. | 110 | 18 | 1980 | - | - | - | - | - | - | - | - | -
15 | II3I301004 | Mid span joint for Aluminium Portion ACSR panther conductor | No. | 794.5 | 24 | 19068 | - | - | - | - | - | - | - | - | -
16 | II5I504005 | Suspension fitting for ACSR Panther conductor | No. | 891 | 1 | 891 | - | - | - | - | - | - | - | - | -
17 | II5I501005 | Single tension fitting for ACSR Panther conductor | No. | 908 | 1 | 908 | - | - | - | - | - | - | - | - | -
18 |  | Dead end fitting for ACSR Panther conductor | No. | 1804.65 | 1 | 1804.65 | - | - | - | - | - | - | - | - | -
19 | II5I501009 | Tension fitting for earth wire | No. | 908 | 7 | 6356 | - | - | - | - | - | - | - | - | -
20 | II5I501008 | Tension fitting for ACSR Dog conductor (O & U) | No. | 200 | 6 | 1200 | - | - | - | - | - | - | - | - | -
21 | II3I302004 | Repair sleeve for ACSR Panther conductor | No. | 149 | 6 | 894 | - | - | - | - | - | - | - | - | -
22 | II3I301009 | Mid span joint for 7/10 SWG Earth wire | No. | 675.33 | 1 | 675.33 | - | - | - | - | - | - | - | - | -
23 | PP0P001002 | Come along clamp deer | No. | 250 | 2 | 500 | - | - | - | - | - | - | - | - | -
24 | II5I504005 | 33 KV Disc fitting for ACSR panther | No. | 825 | 4 | 3300 | - | - | - | - | - | - | - | - | -
25 | II0I001007 | Disc Insulator 70 KN (B&S) | No. | 280.51 | 5 | 1402.55 | - | - | - | - | - | - | - | - | -
26 | AA0A002004 | ACSR Panther conductor | Km. | 99655.75 | 0.105 | 10463.8538 | - | - | - | - | - | - | - | - | -
27 | CC0C002013 | Control cable 2 X 2.5 mm² | Km. | 65000 | 0.55 | 35750 | - | - | - | - | - | - | - | - | -
28 | FF0F050022 | Galvanized structure CCR colum & beam | Kg. | 71.4 | 1445.88 | 103235.832 | - | - | - | - | - | - | - | - | -
29 | VV5V406005 | CT/PT Junction box | No. | 4307.33 | 3 | 12921.99 | - | - | - | - | - | - | - | - | -
30 |  | JRC- 124, 1-1 A Aux-75 +0150 V (Neutral unbalanced current relay) | No. | 6876 | 1 | 6876 | - | - | - | - | - | - | - | - | -
31 | MM0M008004 | JRV-022, Aux-75 +0150 V (Difine time under voltage relay) | No. | 5845 | 1 | 5845 | - | - | - | - | - | - | - | - | -
32 | MM0M008001 | JRV-042, Aux-75 +0150 V (Difine time over voltage relay) | No. | 5845 | 1 | 5845 | - | - | - | - | - | - | - | - | -
33 | NN4N412003 | 132 KV/33 KV TNC Switch for control panel 20Amp | No. | 9068.65 | 2 | 18137.3 | - | - | - | - | - | - | - | - | -
34 | JJ7J701014 | 33 KV Auxiliary Switch 13NO+ 13NC | No. | 4914.55 | 2 | 9829.1 | - | - | - | - | - | - | - | - | -
35 | JJ7J701016 | Closed trip camp switch 8NO+ 8NC | No. | 6804 | 2 | 13608 | - | - | - | - | - | - | - | - | -
36 | KK0K003001 | 145 KV LA Alstom make | No. | 42500 | 3 | 127500 | - | - | - | - | - | - | - | - | -
37 | JJ5J503010 | Spring charge motor for 33 KV ABB make | No. | 37455 | 1 | 37455 | - | - | - | - | - | - | - | - | -
38 | JJ5J503010 | Spring charge motor for 33 KV BHEL make | No. | 39044 | 1 | 39044 | - | - | - | - | - | - | - | - | -
39 | JJ5J503010 | Spring charge motor for 33 KV Schender make | No. | 33369 | 1 | 33369 | - | - | - | - | - | - | - | - | -
40 | MM0M019009 | Glass relay MKL3P-I 250 V AC 28 V DC 7 Amp. 11 pin | No. | 1129.32 | 3 | 3387.96 | - | - | - | - | - | - | - | - | -
41 | MM0M019010 | Glass relay MKL3P-N 250 V AC 28 V DC 7 Amp. 11 pin | No. | 1129.32 | 2 | 2258.64 | - | - | - | - | - | - | - | - | -
42 | MM3M304009 | Watt meter suitable for CTR 400/1 A | No. | 14770.5 | 2 | 29541 | - | - | - | - | - | - | - | - | -
43 | II1I105001 | C-Type boltless clamp with stoper suitable for panther to panther conductor | No. | 1722.8 | 3 | 5168.4 | - | - | - | - | - | - | - | - | -
44 | II1I102001 | C-Type boltless clamp with stoper suitable for moose to moose conductor | No. | 3728.8 | 8 | 29830.4 | - | - | - | - | - | - | - | - | -
45 | II1I102004 | C-Type boltless clamp with stoper suitable for moose to panther conductor | No. | 3280.4 | 4 | 13121.6 | - | - | - | - | - | - | - | - | -
46 | VV6V507004 | 145 KV CVT accuracy class 0.2 Mehru make | No. | 179910.79 | 1 | 179910.79 | - | - | - | - | - | - | - | - | -
47 | SS0S003003 | 132 kv bus Isolator complete with blade insulator (02 No. female portion of blade short) | No. | 94363 | 1 | 94363 | - | - | - | - | - | - | - | - | -
48 | VV3V303004 | 132 KV CT 400/200/1 A, 0.2 accuracy (Repaired) | No. | 2500 | 1 | 2500 | - | - | - | - | - | - | - | - | -
49 | AA0A002004 | ACSR Panther conductor in pieces | Km. | 50000 | 2.96 | 148000 | - | - | - | - | - | - | - | - | -
50 | II0I001003 | 120 KN Disc Insulator (Old) | No. | 250 | 88 | 22000 | - | - | - | - | - | - | - | - | -
51 | II5I504005 | Pilot Fitting for ACSR Panther Conductor suitable for 70 KN Disc Insulator | Set | 3610.8 | 8 | 28886.4
52 | FF0F050028 | B Type DC Galvanized steel lattice tower with Bolts, Nuts, flat washers, pack washers & stub including 3 mtr., 6 mtr., & 9 mtr body extension (Stub) HT | Mt. | 105916.8 | 0.6519 | 69047.1619
53 |  | B Type DC Galvanized steel lattice tower with Bolts, Nuts, flat washers, pack washers & stub including 3 mtr., 6 mtr., & 9 mtr body extension (Stub) MS | Mt. | 93880.8 | 0.0241 | 2262.5273
54 | AA0A002004 | ACSR Panther Conductor (in bits) | Km. | 198594 | 0.375 | 74472.75
55 | AA1A101002 | GS Earth wire 7/10 SWG (in bits) | Km. | 66198 | 0.214 | 14166.372
56 | II5I501010 | Tension Fitting for GS Earth wire 7/10 SWG | Set | 962.88 | 1 | 962.88
57 | II3I302004 | Repair Sleave for Panther Conductor | No. | 962.88 | 1 | 962.88
58 | II5I504005 | Deep Suspension fitting for ACSR Panther Conductor | Set | 0 | 1 | 0
59 | II0I006001 | PG Clamp for ACSR Panther Conductor | No. | 0 | 4 | 0
60 |  | C Type Galvanized steel lattice tower with Bolts, Nuts, flat washers, pack washers & stub including 3 mtr., 6 mtr., & 9 mtr body extension (X-Arm) MS | Mt. | 93880.8 | 0.79959 | 75066.1489
61 | AA0A002001 | ACSR Moose Conductor | Km. | 483800 | 0.105 | 50799
62 | II1I102001 | C-Typa boltless wedge clamp with stoper for Moose to Moose conductor | No. | 2891 | 30 | 86730
63 | II1I105001 | C-Typa boltless wedge clamp with stoper for Panther to Panther conductor | No. | 2631.4 | 35 | 92099
64 | II1I102004 | C-Typa boltless wedge clamp with stoper for Moose to Panther | No. | 2891 | 25 | 72275
65 | NN2N201003 | PLCC Equipment (Data+Speech) | Set | 566931.74 | 1 | 566931.74
66 | VV3V305006 | 36 KV outdoor CT ratio 800/400/1 Amp. 3 Core, class 0.2 with junction box | No. | 46020 | 2 | 92040
67 | SS4S402002 | 33 KV Isolator Jaw 1250 A | No. | 9735 | 2 | 19470
68 | JJ8J801003 | Circuit Breaker clamp for twin Moose Conductor | No. | 2348.2 | 1 | 2348.2
69 | SS5S501008 | Isolator Clamp for twin Moose Conductor | No. | 2348.2 | 2 | 4696.4
70 | II0I006001 | PG clamp for Panther to Panther Conductor | No. | 1062 | 5 | 5310
71 | II0I001007 | 70 KN Disc Insulators (O&U) | No. | 150 | 108 | 16200
72 | VV6V507004 | 132 kV CVT with clamp (Old & Dismantled) | No. | 100000 | 3 | 300000
73 |  | Complete double tension fitting for 120 KN Disc Insulator & ACSR Moose conductor | No. | 8910 | 3 | 26730
74 |  | Counterpoise type earthing (set of 4 nos. each tower)(1 no. 30 mtr.) | Set | 19694.16 | 6 | 118164.96
75 |  | 33 KV SF6 CGL make circuit breaker (old &used &dismantaled), Damaged | No. | 3000 | - | - | 1 | 3000 | - | - | - | - | - | - | PSDF
76 |  | 33 KV SF6 ABB make circuit breaker (old&used & dismantaled), Damaged | No. | 3000 | - | - | 1 | 3000 | - | - | - | - | - | - | PSDF
77 |  | 132 KV CT 400/200/1 A (old & used), Damaged | No. | 2500 | - | - | 3 | 7500 | - | - | - | - | - | - | PSDF
78 |  | 33 KV PT (old & used), Damaged | No. | 1500 | - | - | 3 | 4500 | - | - | - | - | - | - | PSDF
79 |  | 33 KV VCB BHEL make (old, used & dismentled), Damaged | No. | 2500 | - | - | 1 | 2500 | - | - | - | - | - | - | PSDF
80 |  | 33 KV CT 800/400/1 A damaged | No. | 1500 | - | - | 2 | 3000 | - | - | - | - | - | - | -
81 |  | 33 KV CT 400/200/1 A damaged | No. | 1000 | - | - | 3 | 3000 | - | - | - | - | - | - | -
82 |  | 33 KV Circuit breaker ABB make (O&U) damaged | No. | 1000 |  |  | 1 | 1000 | - | - | - | - | - | - | -
83 |  | 33 KV CT 800/400/1 A damaged | No. | 1500 | - | - | 1 | 1500 | - | - | - | - | - | - | PSDF
84 |  | 33 KV PT 3-Ph. (old & used)/ Repairable | No. | 1500 | - | - | - | - | - | - | 1 | 1500 |  |  | PSDF
85 |  | Numerical Relay REX-521 make ABB (old & used)/Repairable | No. | 2500 | - | - | - | - | - | - | 2 | 5000 |  |  | PSDF
86 |  | ACDB (Old & Defective)/Repairable | No. | 5000 | - | - | - | - | - | - | 1 | 5000 |  |  | PSDF
87 |  | DCDB (Old & Defective)/Repairable | No. | 1000 | - | - | - | - | - | - | 1 | 1000 |  |  | PSDF
88 |  | 132 KV LA (old & used) | No. | 500 | - | - | - | - | - | - | 10 | 5000 |  |  | PSDF
89 |  | 33 KV CT 400/200/1 A (old & used) | No. | 1500 | - | - | - | - | - | - | 9 | 13500 |  |  | PSDF
90 |  | 33 KV LA (old & used) | No. | 100 | - | - | - | - | - | - | 12 | 1200 |  |  | PSDF
91 |  | 33 KV Isolator without earth switch (old & used)/Repairable | No. | 1500 | - | - | - | - | - | - | 2 | 3000 |  |  | PSDF
92 |  | 33 Bus post insulator (old & used) | No. | 100 | - | - | - | - | - | - | 12 | 1200 |  |  | PSDF
93 |  | Numerical relay MICOM P111 (old & used) | No. | 1500 | - | - | - | - | - | - | 2 | 3000 |  |  | PSDF
94 |  | 132 KV CVT (old & used) | No. | 2500 | - | - | - | - | - | - | 8 | 20000 | - | - | PSDF
95 |  | 132 KV CT 200/100/1 A (old & used) | No. | 2500 | - | - | - | - | - | - | 6 | 15000 | - | - | PSDF
96 | NN0N001008 | 33 KV tripple feeder C&R Panel without relay | No. | 3000 | - | - | - | - | - | - | 2 | 6000 | - | - | PSDF
97 |  | 33 KV PT (old & used) | No. | 1500 | - | - | - | - | - | - | 1 | 1500 | - | - | -
98 |  | ACSR Moose scrap | Kg. | 15 | - | - | - | - | - | - | - | - | 30 | 450 | -
99 |  | Jeep M&M Model 5400 PP 2189 soft | No. | 24701.9 | - | - | - | - | - | - | - | - | 1 | 24701.9 | -
100 | VV2V204007 | Empty drum | No. | 250 | - | - | - | - | - | - | - | - | 1 | 250 | -
101 | VV2V204007 | Empty drum of transformer oil | No. | 200 | - | - | - | - | - | - | - | - | 9 | 1800 | -
102 |  | Mechanical relay (O&U) | No. | 300 | - | - | - | - | - | - | - | - | 4 | 1200 | PSDF
103 |  | Iron scrap | Kg. | 10 | - | - | - | - | - | - | - | - | 40 | 400 | -
104 |  | 2 V Battery cell, 200 AH (O&U Unusable ) | No. | 5 | - | - | - | - | - | - | - | - | 55 | 275 | -
105 |  | 132 KV Pneumatic type circuit breaker CGL make (old, used, defective & dismentaled), Damaged | No. | 5000 | - | - | - | - | - | - | - | - | 1 | 5000 | PSDF
106 |  | 132 KV Pneumatic type circuit breaker ABB make (old, used, defective & dismentaled), Damaged | No. | 5000 | - | - | - | - | - | - | - | - | 1 | 5000 | PSDF
107 |  | 132 KV LA (old, used & damaged) | No. | 100 | - | - | - | - | - | - | - | - | 2 | 200 | PSDF
108 |  | 132 KV LA (old & used & damaged) | No. | 500 | - | - | - | - | - | - | - | - | 3 | 1500 | PSDF
109 |  | RTCC Panel (defective) | No. | 500 | - | - | - | - | - | - | - | - | 1 | 500 | PSDF
110 |  | Tower parts (scrap) | Mt. | 15000 | - | - | - | - | - | - | - | - | 8 | 120000 | -
111 |  | T/F Cooling fan size 450 mm (Damage) | No. | 100 | - | - | - | - | - | - | - | - | 4 | 400 | -
112 |  | Battery charger make Expo-fyn (Old & Defective) | No. | 2000 | - | - | - | - | - | - | - | - | 1 | 2000 | -
113 |  | ACSR Panther conductor Scrap | Kg. | 15 | - | - | - | - | - | - | - | - | 200 | 3000 | -
114 |  | 132 KV C-type Tower parts scrap | MT. | 15000 | - | - | - | - | - | - | - | - | 0.8 | 12000 | -
115 |  | Earthwire in pieces (Old) | Km. | 5000 | - | - | - | - | - | - | - | - | 0.85 | 4250 | -
116 |  | Differential Relay (defective) | No. | 200 | - | - | - | - | - | - | - | - | 1 | 200 | -
117 |  | ACSR Panther Conductor bits (Scrap) | Km. | 50000 | - | - | - | - | - | - | - | - | 1.9 | 95000 | -
118 |  | Earth Wire bits (Scrap) | Km. | 15000 | - | - | - | - | - | - | - | - | 0.6 | 9000 | -
119 | JJ0J005010 | 33 KV VCB CGL make circuit breaker (old & used & dismantaled) / Not Repairable | No. | 3000 | - | - | - | - | - | - | - | - | 1 | 3000 | PSDF
120 | VV3V305006 | 33 KV CT 800/400/1 A (old & used)/Not Repairable | No. | 1500 | - | - | - | - | - | - | - | - | 2 | 3000 | PSDF
| Total (in Rs.) |  |  |  |  | 3563778.2038 | - | 29000 | - | - | - | 81900 | - | 293126.9 | -
| Grand Total (in Rs.) |  |  |  |  | 3967805.1038
Name of Zone - Garhwal Zone
Name of Circle - O& M Circle Rishikesh
Name of Division- O&M Division 220 KV Sub Station Chamba Tehri Garhwal.
Name of Sub Station- 220 KV Sub Station Chamba T.G. Line
Month- |  | 2025-06-01
S.No. | Item Code | Name of item | Unit | Unit Rate in RS. | Useable |  | Unserviceable |  | Non-Moving |  | Obsolete |  | Scrap
[5 empty] | Qty. | Total Amount in Rs. | Qty. | Total Amount in Rs. | Qty. | Total Amount in Rs. | Qty. | Total Amount in Rs. | Qty. | Total Amount in Rs.
1 | II2I202001 | S/T clamp Suitable for 7/9 SWG E/W | No. | 35 | 10 | 350
2 | PP0P018009 | D Shackle | No. | 20 | 5 | 100
3 |  | Extension Link | No. | 50 | 8 | 400
4 | FF0F042012 | Template 'C' Type (1 set) W/O Nut & Bolt | Mt. | 43115 | 1.087 | 46866.005
5 | II3I301008 | Mid Span compression joint for earth wire size 7/3.66mm | No. | 96.98 | 18 | 1745.64
6 | II3I301003 | Mid span compression joint suitable for ACSR Zebra conductor | No. | 1773.8 | 18 | 31928.4
7 | II3I303004 | Vibration damper suitable for ACSR Zebra conductor | No. | 1436 | 94 | 134984
8 | II3I302003 | Repair Sleeve suitable for ACSR Zebra conductor | No. | 369.31 | 66 | 24374.46
9 | II0I005001 | PG clamp Zebra to Zebra | No. | 875.79 | 0 | 0
10 | II0I001007 | Disc insulator 70 KN | No. | 340 | 0 | 0
11 |  | ACSR Zebra conductor Damaged in bits | Mt. | 20000 | 8.085 | 161700
12 | FF0F042005 | Template 220 KV DC 'C' type tower W/O Nut & Bolt( Incomplete) | Mt. | 106500 | 1.242 | 132273
13 | FF0F042013 | Template +6 mtr extension 'C' type tower W/O Nut & Bolt ( Incomplete) | Mt. | 43115 | 1.211 | 52212.265
14 | FF0F042011 | Template +6 Mtr. Extension 'B' type tower W/O Nut & Bolt (incomeplete) | Mt. | 43115 | 1.145 | 49366.675
15 |  | ACSR zebra conductor (Old used and dismantled) | Km. | 100000 | 17.648 | 1764800
16 |  | 7/9 SWG E/W (Old used and dismantled) | Km. | 20000 | 4.619 | 92380
17 |  | Disc insulator 160 KN ( Old used and dismantled) | No. | 100 | 396 | 39600
18 |  | Vibration damper for Zebra (Old used and dismantled) | No. | 50 | 154 | 7700
19 |  | Vibration damper for 7/9 SWG E/W ( Old used and dismantled) | No. | 25 | 22 | 550
20 |  | PG clamp Zebra to Zebra (Old used and dismantled) | No. | 50 | 16 | 800
21 |  | G.I Nut Bolt& Washer (Old used and dismantled) | Kg. | 15 | 1221.17 | 18317.55
22 |  | G.I Tower part (Old used and dismantled) | Mt. | 15000 | 34.009 | 510135
23 | II5I502004 | Double Tension fitting for ACSR Zebra conductor | Set. | 17277.91 | 2 | 34555.82
24 | II5I504004 | Single suspension fitting for ACSR Zebra conductor suitable for 70 KN disc insulator | Set. | 2753.67 | 5 | 13768.35
25 | II5I501009 | Tension fitting for GS Earth wire 7/9 SWG | No. | 2645.68 | 6 | 15874.08
26 | II5I504009 | Suspension fitting for GS Earth wire 7/9 SWG | No. | 2645.68 | 2 | 5291.36
27 | II0I001007 | Disc insulator 70 KN | No. | 777.23 | 3 | 2331.69
28 | II3I304003 | Hanger rod suitable for 220 KV D/C A type tower | No. | 701.91 | 22 | 15442.02
29 | FF0F021008 | B+6 type S/C tower, stub (galvanized) ( including nut bolt and washer) | Mt. | 106590.82 | 0.489 | 52122.911
30 |  | MS Joint for Zebra cond. (Steel) | No. | 100 | 0 | 0
31 |  | Scrap for G.I. tower parts, fitting | Kg. | 15 | 0 | 0 | [6 empty] | 4392.756 | 65891.34
32 |  | ACSR Deer conductor damaged in bits | Km. | 25000 | 0 | 0 | [6 empty] | 0.09 | 2250
33 |  | G.I tower parts 220 KV C Type S/c Tower( Old used and dismantled) | Mt. | 15000 | 7.5 | 112500
34 | AA0A002003 | ACSR Zebra Conductor. | Km. | 264500 | 9.601 | 2539464.5
35 | AA1A101001 | G.I Earth wire 7/9 SWG(6.64x1)x1.02 | Km. | 49200 | 4.454 | 219136.8
36 | II3I303004 | Vibration damper for Zebra Conductor | No. | 650 | 15 | 9750
37 | II3I303008 | Vibration damper for GS Earth Wire 7/9 SWG | No. | 450 | 7 | 3150
38 |  | +6 Mtr. Extension of C type tower (Fabricated) | Kg. | 52 | 2415.74 | 125618.48
39 | FF1F109005 | G.I washer 16x10 mm | kg. | 95 | 48.88 | 4643.6
40 | FF0F002213 | Super structure tower type'C' with stub & Cleat (Only stub and cleat) | Mt. | 159300 | 0.826 | 131581.8
41 | II5I501009 | Single Tension fitting for GS Earth wire 7/3.66 mm | No. | 2124 | 1 | 2124
42 | II3I302003 | Repair Sleeves for ACSR Zebra Conductor | No. | 177 | 3 | 531
43 | PP0P016006 | Steel wire rope 8 mm Thick | Mtr. | 233.64 | 115 | 26868.6
44 | II1I103001 | C wedge clamp Deer to Deer | No. | 4525.3 | 12 | 54303.6
45 | II1I103002 | C wedge clamp Deer to Zebra | No. | 4484 | 14 | 62776
46 | FF1F101016 | G.I Nut and Bolt size 16x65 mm | No. | 16.58 | 628 | 10412.24
47 | FF1F1101008 | Step Bolt 5/8"x175mm | No. | 20 | 63 | 1260
48 | II5I501004 | Tension Fitting for Single ACSR Zebra Conductor | Set. | 1997 | 2 | 3994
49 |  | PG Clamp Zebra to Zebra | No. | 882 | 0 | 0
50 |  | PG Clamp (Old used and dismantled) | No. | 100 | 10 | 1000
51 |  | Flexible copper bond for 7/3.66mm GS Earth wire or 7/9 SWG | No. | 472 | 20 | 9440
52 |  | PG clamp suitable for 7/9 SWG Earth Wire | No. | 365.8 | 30 | 10974
53 |  | Tension Fitting for GS Earth wire 7/3.66 SWG | No. | 601.8 | 10 | 6018
54 |  | Earthing Lug Suitable for Earth wire 7/9 SWG | No. | 106.2 | 32 | 3398.4
55 |  | Bull dofg grip clamp suitable for Earth wire 7/9 SWG | No. | 141.6 | 100 | 14160
56 |  | Turn Buckle 2 ton capacity | No. | 3186 | 20 | 63720
57 |  | Nuts and Bolts M 16x35mm | Kg. | 154.58 | 69 | 10666.02
58 |  | Nuts and Bolts M 16x50mm | Kg. | 154.58 | 47.6 | 7358.008
59 |  | Nuts and Bolts M 16x55mm | Kg. | 154.58 | 142.2 | 21981.276
60 |  | Nuts and Bolts M 16x60mm | Kg. | 154.58 | 141.8 | 21919.444
61 |  | Nuts and Bolts M 16x65mm | Kg. | 154.58 | 116.45 | 18000.841
62 |  | Nuts and Bolts M 16x70mm | Kg. | 154.58 | 75 | 11593.5
63 |  | Nuts and Bolts M 16x75mm | Kg. | 154.58 | 100 | 15458
64 |  | Tower part of 220 KV S/C B type tower | Mt. | 15000 | 5.161 | 77415
65 |  | Single Tension fitting (160 KN) Single Zebra Conductor along with all accessories | Set. | 13540.5 | 38 | 514539
66 |  | Single Tension fitting (160 KN) Single Deer along with all accessories | Set. | 13540.5 | 10 | 135405
67 |  | Double Tension fitting (160 KN) for single Zebra (suitable for 1x2 insulator string) along with all accessories | Set. | 23600 | 13 | 306800
68 |  | Double Tension fitting (160 KN) for single Deer (suitable for 1x2 insulator string) along with all accessories | Set. | 23688.5 | 6 | 142131
69 |  | Repair sleeve for ACSR Deer along with all accessories | Nos. | 1504.5 | 5 | 7522.5
70 |  | Supply of Mid span compression joint for ACSR Zebra along with all accessories | Nos. | 1852.6 | 22 | 40757.2
71 |  | Mid span compression joint for ACSR Deer along with all accessories | Nos. | 1834.9 | 5 | 9174.5
72 |  | Preformed Armour Rod Suitable ACSR Zebra Conductor | Nos. | 7139 | 2 | 14278
73 |  | Disc Insulator 7000kg. Capacity | Nos. | 280 | 88 | 24640
[5 empty] | 0 | 8006433.535 |  | 0 |  | 0 |  | 0 |  | 68141.34
Name of Store Incharge- Sangeeta Negi (JE)
Name of the Zone : Garhwal Zone | [6 empty] | For the Month of : M/o June2025(23/05/25 to 22/06/25)
Name of Circle- 400kV O&M Circle Rishikesh
Name of the Division : 220kV O&M Division Chamba T.G.
Name of the Substation: 220kV Substation Chamba T.G.
Sl. No. | Item Code | Description of Items | Unit | Rate | Useable |  | Unserviceable |  | Non-Moving |  | Obsolete |  | Scrap
[5 empty] | Qty | Total Amount in Rs. | Qty | Total Amount in Rs. | Qty | Total Amount in Rs. | Qty | Total Amount in Rs. | Qty | Total Amount in Rs.
1 | VV1V101022 | HT Bushing for 25 MVA T/F-I (220/33 KV) | No | 100000 | 0 | 0 |  |  |  |  | 1 | 100000
2 | VV1V101022 | HT Bushing for 25 MVA T/F-II (220/33 KV) | No | 150000 | 1 | 150000
3 |  | 250 KVA T/F Bushing rod | No | 1250 | 3 | 3750
4 | VV3V305009 | 36 KV CT 400/200/1 Amp | No | 8428.6 | 3 | 25285.8
5 |  | 33 KV CT 500/1Amp | No | 18500 | 3 | 55500
6 |  | ADD ON block | No | 250 | 5 | 1250
7 |  | Contactor TC Make 110 Volt | No | 800 | 3 | 2400
8 | NN4N407001 | Time Delay Block | No | 250 | 1 | 250
9 | P502 | Empty nytrogen cylinder | No | 3500 | 1 | 3500
10 | FF2F206002 | Fabricated fish plate 125x125x12 mm | No | 170 | 8 | 1360
11 |  | 245 KV Post insulator (solid core) | No | 15768 | 3 | 47304
12 |  | Sleeper cut piece wooden | No | 20 | 11 | 220
13 |  | ST Pole | No | 700 | 1 | 700
14 | YY1Y108035 | Contactor TC Make 24 Volt DC | No | 850 | 6 | 5100
15 |  | RS Joist | No | 500 | 1 | 500
16 | VV1V101023 | 33 KV porcelene Bushing LV Side 25 MVA T/F-II (220/33 KV) | No | 50000 | 1 | 50000
17 | VV2V206001 | Oil Temp. Indicator | No | 10000 | 1 | 10000
18 | VV2V207001 | Winding Temp. Indicator | No | 10000 | 1 | 10000
19 | F107 | Anchor bolt | No | 10 | 2 | 20
20 | VV6V601004 | 33 KV PT junction box | No | 2500 | 1 | 2500
21 | FF2F202003 | MS flate 50x6 mm | MT | 36400 | 0.035 | 1274
22 | II5I501009 | Bolted type tension fitting for 7/9 swg E/W | No | 200 | 5 | 1000
23 | PP2P224002 | Telephone set | No | 300 | 1 | 300
24 | PP2P224002 | Hand telephone set | No | 200 | 2 | 400
25 |  | Evax type mdx-50 with 16-subscriber | No | 253344 | 1 | 253344
26 | FF2F207001 | MS welded mesh 14 SWG 1/4" | Mtr | 75 | 24 | 1800
27 |  | E/W clamp SP-55 | No | 25 | 60 | 1500
28 | JJ7J701015 | Auxilary switch 10 NO & 10NC 6NBB contact | No | 170 | 6 | 1020
29 | MM0M009005 | Trip ckt supervision relay | No | 550 | 4 | 2200
30 | JJ7J707004 | SF-6 Gas cylinder (empty) 9Kg capacity | No | 300 | 1 | 300
31 | PP1P126016 | Energy meter L&T make (old & used) | No | 3000 | 8 | 24000
32 | TT1T101034 | Quarterly maintenance register of Transformer | No | 104.01 | 4 | 416.04
33 | TT1T101036 | Quarterly maintenance register of 220KV Bays | No | 104.01 | 3 | 312.03
34 | TT1T101037 | Annual maintenance register of 220KV Bays | No | 225.68 | 1 | 225.68
35 | TT1T101038 | Quarterly maintenance register of 33KV Bays | No | 225.68 | 2 | 451.36
36 | TT1T101041 | Plant history register | No | 225.68 | 1 | 225.68
37 | TT1T101040 | Message register | No | 225.68 | 1 | 225.68
38 | TT1T101042 | Rostering programme register | No | 225.68 | 1 | 225.68
39 | TT1T101026 | Instruction register | No | 225.68 | 1 | 225.68
40 | TT1T101017 | Authorization register | No | 225.68 | 1 | 225.68
41 | TT1T101027 | Inspection register | No | 225.68 | 1 | 225.68
42 | TT1T101023 | Defect register | No | 225.68 | 2 | 451.36
43 | TT1T101046 | Testing register | No | 225.68 | 1 | 225.68
44 | TT1T101020 | Carrier fault register | No | 225.68 | 1 | 225.68
45 | TT1T101028 | LA Surge counter reading register | No | 104.01 | 2 | 208.02
46 | TT1T101049 | Trunk call register | No | 104 | 1 | 104
47 | TT1T101021 | Compressor reading register | No | 166.4 | 2 | 332.8
48 |  | Tyre truck (old & used) damaged | No | 5 | 0 | 0 | [6 empty] | 5 | 25
49 |  | Aluminium scrap | Kg | 54.8 | 0 | 0 | [6 empty] | 40 | 2192
50 | VV4V307001 | Ring type double core CT 400/200/5Amp. | No | 2700 | 0 | 0 |  |  | 2 | 5400
51 |  | 11 KV CT 600/300/1 Amp | No | 5000 | 0 | 0 |  |  | 2 | 10000
52 | VV4V306001 | 11 KV CT 200/1 Amp | No | 1900 | 0 | 0 |  |  | 3 | 5700
53 | VV4V305013 | 33 KV CT 200/100/1Amp | No | 5000 | 2 | 10000
54 | VV4V305014 | 33 KV CT 200/1Amp | No | 5000 | 1 | 5000
55 | YY1Y102002 | Battery charger 110 V/300 Ah (old & used) | No | 35000 | 1 | 35000
56 | SS0S002001 | 220 KV Bus-Isolator (Old & Used) | No | 50000 | 1 | 50000
57 |  | Structure for 220 KV isolator (old & used) | No | 20000 | 1 | 20000
58 | FF0F050025 | PN Structure (old & used) | No | 3000 | 6 | 18000
59 | PP1P126016 | TVM 3-Phase 4-wire 63.5x3(-/110V) | No | 11357 | 7 | 79499
60 | MM0M001007 | Distance protection relay Type YTG (old & used). | No | 2000 | 2 | 4000
61 | MM0M007013 | Neutral Imped. Replica Type YTG-31 (old & used). | No | 500 | 1 | 500
62 | MM0M019004 | Power swing blocking relay Type-YTG (old & used). | No | 500 | 1 | 500
63 | MM0M005006 | Instant earth fault relay Type-CAG (old & used). | No | 500 | 1 | 500
64 | MM0M010001 | Auxiliary relay Type-VAA (old & used). | No | 500 | 1 | 500
65 | MM0M016001 | Definite time relay Type - VTT (old & used). | No | 500 | 1 | 500
66 |  | 36 KV CT having ratio 600-300/1 Amp. | No | 21438 | 3 | 64314
67 | CC2C201003 | H.F.Cable | Mtr | 250 | 370 | 92500
68 | TT1T102006 | Work Permit Book | No | 207.9 | 2 | 415.8
69 |  | ACSR Deer Conductor (old & used) in bits | Mtr | 95 | 16 | 1520
70 | PP1P126016 | TVM 3-Phase 4-wire 63.5x3(-/110V) (old & used) | No | 4500 | 1 | 4500
71 | PP1P126016 | Energy meter Secure make (old & used) | No | 4900 | 12 | 58800
72 | CC0C001020 | 1.1KV 2x2.5sqmm. FRLS control cable. | Mtr | 69.866 | 50 | 3493.3
73 | II0I001007 | 70 KN Disk Insulator. | No | 421.71 | 10 | 4217.1
74 |  | Overhead Shield wire | Mtr | 51.05 | 34 | 1735.7
75 | FF1F101068 | GI Nuts & Bolts. | Kg | 90.42 | 19 | 1717.98
76 | JJ2J201003 | Closing Coil 220VDC,Old | No | 1900 | 0 | 0 |  |  | 3 | 5700
77 | JJ2J201001 | Tripping Coil 220VDC,Old | No | 2000 | 0 | 0 |  |  | 3 | 6000
78 | JJ7J701027 | Contactor 220VDC, 25A,Old | No | 2000 | 0 | 0 |  |  | 3 | 6000
79 | JJ7J701028 | Contactor 220VDC, 10A,Old | No | 1600 | 0 | 0 |  |  | 7 | 11200
80 |  | PD timer 220V DC old & used. | No | 2000 | 0 | 0 |  |  | 1 | 2000
81 | MM3M303006 | Digital Ampere meter CTR 500/1,Accuracy class 0.5 | No | 3606.75 | 4 | 14427
82 | MM3M303007 | Digital Ampere meter CTR 400/1,Accuracy class 0.5 | No | 3606.75 | 6 | 21640.5
83 | MM3M303009 | Digital Ampere meter CTR 200/1,Accuracy class 0.5 | No | 3377.75 | 4 | 13511
84 | MM3M303010 | Digital Ampere meter CTR 100/1,Accuracy class 0.5 | No | 3377.75 | 3 | 10133.25
85 | MM2M205004 | Digital MVAR meter, CTR 800/1,PTR 220kV/110V, Accuracy class 0.5 | No | 9217.25 | 1 | 9217.25
86 | JJ7J707001 | Sf-6 gas | Kg | 1825.13 | 10.5 | 19163.865
87 | MM0M010001 | Auxillary relay type VAA (old &used) | No | 200 | 3 | 600
88 | VV3V305003 | 33kV CT of ratio 1000/1 Amp | No | 49490 | 1 | 49490
89 | VV2V204001 | Transformer oil (fresh) drum each 209 Ltr. | Ltr | 54.089 | 836 | 45218.404
90 |  | Numerical relay Alstom make old & used | No | 500 | 1 | 500
91 | VV6V505002 | 36kV Potential transformer | No | 38044 | 2 | 76088
92 | VV6V505002 | 33kV PT(old & used) | No | 500 | 3 | 1500
93 | KK0K002001 | 220kV LA (old & used) | No | 1000 | 1 | 1000
94 | AA0A002003 | ACSR Zebra Conductor (old used & Damaged) in bits | Mtr | 25 | 255.5 | 6387.5
95 | SS0S002001 | 220 KV S&S make channel type Isolator w/o jaw & blade incomplete (old & used) | No | 5000 | 1 | 5000
96 | SS0S002001 | 220kV S&S make pipe type Isolator w/o jaw & blade (burnt) | No | 1000 | 1 | 1000
97 | II1I104002 | C-Wedgw Connector ACSR ZEBRA-PANTHER | No | 3920 | 5 | 19600
98 | II1I104003 | C-Wedgw Connector ACSR PANTHER-PANTHER | No | 3910 | 2 | 7820
99 | KK0K005001 | 33kV Lighting Arrester | No | 16400 | 5 | 82000
100 | FF1F101068 | GI Nut bolts | No | 12 | 149 | 1788
101 | II4I405003 | spacer cum dropper clamp for twin zebra bus to single zebra dropper | No | 1780 | 2 | 3560
102 | II5I502004 | Bolted type tension fitting for twin zebra conductor | No | 3050 | 4 | 12200
103 |  | Nitrogen Cylinder | No | 0 | 1 | 0
104 | P125 | Hose Pipe for Nitrogen | Set | 0 | 1 | 0
105 |  | Head Detectors | No | 0 | 3 | 0
106 | PP1P122007 | Regulator Assembly | No | 0 | 1 | 0
107 | VV2V204001 | EHV Grade Transformer Oil | Ltr | 73.4786 | 394 | 28950.5733
108 | SS6S604001 | 110V DC operated contactor schneider cad-32 | No | 10608.2 | 2 | 21216.4
109 | SS4S402020 | 33kV Bus Post Insulator | No | 3233.2 | 19 | 61430.8
110 | MM3M303004 | Digital Ampere Meter 800/1A | No | 7670 | 1 | 7670
111 | MM3M303003 | Digital Ampere Meter 0.5 to 5000/5A | No | 7493 | 1 | 7493
112 | SS6S606004 | Siemens Contactor 3TF30 10-0A | No | 8496 | 1 | 8496
113 | MM0M019028 | Siemens Thermal Overload Relay 3UA50 | No | 8496 | 1 | 8496
114 | JJ0J002002 | 220kV Circuit Breaker old & used Incomplete | No | 25000 | 1 | 25000
115 | CC1C103007 | Aluminium LT cable 3.5C | Mtr | 1058.46 | 110 | 116430.6
116 | KK0K002001 | 245kV Lightning arrester | No | 80000 | 1 | 80000
117 |  | 33kV Damaged SF-6 CB Pole | No | 1000 | 0 | 0 | [6 empty] | 3 | 3000
118 |  | 33kV Circuit Breaker (Old & Used) | No | 100000 | 1 | 100000
119 |  | Old & used (damaged) 33 KV CT. | No | 100 | 0 | 0 | [6 empty] | 1 | 100
120 |  | 33kV Circuit Breaker (Old & Used) Incomplete | No | 10000 | 2 | 20000
121 |  | 33kV (old & used) damaged Isolator | No | 1000 | 4 | 4000
122 |  | 33kV Circuit Breaker (Old & Used) Incomplete w/o poles | No. | 8000 | 1 | 8000
123 | VV3V305007 | 36kV CT of ratio 400/200/1 along with all accessories | No. | 61360 | 3 | 184080
124 | VV4V305013 | 36kV CT of ratio 200/100/1 along with all accessories | No. | 55460 | 1 | 55460
125 | VV3V302004 | 245kV CT of ratio 800/400/1A along with all accessories | No. | 303260 | 1 | 303260
126 | YY0Y003005 | 110V, 300AH Lead acid Battery VRLA type with all accessories | No. | 15104 | 1 | 15104
127 |  | Surge Counter for 198KV LA with all accessories | No. | 14160 | 5 | 70800
128 |  | 245KV Circuit Breaker (Old & used) with structure | No. | 50000 | 1 | 50000
129 |  | 245KV Current Transformer (Old & used) Accuracy class 1.0 | No. | 5000 | 2 | 10000
130 |  | 245KV Current Transformer (Old & used) Accuracy class 0.2 | No. | 15000 | 1 | 15000
131 | GG0G001001 | Patroleum jelly white | Kg. | 330.4 | 6.5 | 2147.6
132 | SS7S704003 | MCB 16A 240V 50HZ AC Single pole. | No | 277.3 | 1 | 277.3
133 |  | Female contact (Jaw)for S&S make isolator as per sample | No | 2478 | 2 | 4956
134 |  | Male contact for S&S make isolator as per sample | No | 2360 | 2 | 4720
135 |  | 220 KV Isolator clamp for S&S make Isolator as per sample | No | 2360 | 1 | 2360
136 |  | Bolted type fitting for single zebra conductor as per sample | No | 3540 | 6 | 21240
137 |  | 33 KV Palm type Isolator Clamp with 02 Nos of U-bolts suitable for zebra conductor as per sample | No | 1091.5 | 10 | 10915
138 |  | Change Over Switch Old & used, damaged | No. | 1000 | 0 | 0 | [6 empty] | 1 | 1000
139 |  | 48V Battery set (each Battery 2V) old & used, Defective | No. | 50 | 0 | 0 | [6 empty] | 24 | 1200
140 |  | Surge Counter old & used, Defective | No. | 10 | 0 | 0 | [6 empty] | 3 | 30
141 |  | 33kV C.T. old &used | No. | 5000 | 6 | 30000
142 |  | 33kV C.T. damaged &incomplete | No. | 50 | 0 | 0 | [6 empty] | 1 | 50
143 |  | Silica Gel | Kg. | 442.5 | 35 | 15487.5
144 |  | 33kV (old & used) damaged Isolator | No. | 500 | 1 | 500
145 |  | 5 Pin, 15 Amp. Socket | No. | 147.5 | 5 | 737.5
146 |  | 3-Pole MCCB, 125A,415V | No. | 13570 | 1 | 13570
147 |  | 3-Pole MCCB, 100A,415V | No. | 11800 | 1 | 11800
148 |  | Programmable digital Ampere meter CTR-/1A, PTR-/110V, Accuracy class 0.5 | No. | 8614 | 3 | 25842
149 |  | Programmable digital MW meter, 3 ph 4 wire, CTR-/1A, PTR-/110V, Accuracy class 0.5 | No. | 8260 | 2 | 16520
150 |  | Programmable digital MVAR meter 3 ph 4 wire, CTR-/1A, PTR-/110V, Accuracy class 0.5 | No. | 8260 | 2 | 16520
151 |  | Double pole 06Amp, 240V AC, MCB | No. | 796.5 | 6 | 4779
152 |  | Double pole 06Amp, 110V DC, MCB | No. | 1150.5 | 4 | 4602
153 |  | 245kV post insulator broken | No. | 50 | 1 | 50
154 |  | 33kV CT 500/1A old &used(leakage problem) | No. | 1000 | 3 | 3000
155 |  | 33kV Palm type Isolator clamp | No. | 1003 | 1 | 1003
156 |  | 33kV PG Clamp Panther to Panther | No. | 767 | 7 | 5369
157 |  | 33kV PG Clamp Zebra to Panther | No. | 885 | 10 | 8850
158 |  | Liquid Spray cleaner | No. | 885 | 1 | 885
159 |  | 33kV Brass CT Sleeve | No. | 1003 | 6 | 6018
160 |  | DCDB old & used, Non repairable (Obsolete) | No. | 10000 | 1 | 10000
161 |  | 110V, 300AH Battery Charger old & used (Defective) | No. | 10000 | 1 | 10000
162 |  | 33kV Isolator Jaw | No. | 3687.5 | 3 | 11062.5
163 |  | Fuse NS Type 4 Amp. | No. | 166.38 | 10 | 1663.8
164 |  | Fuse NS Type 6 Amp. | No. | 224.2 | 4 | 896.8
165 |  | Fuse NS Type 10 Amp. | No. | 250.16 | 10 | 2501.6
166 |  | Fuse NS Type 16 Amp. | No. | 279.66 | 7 | 1957.62
167 |  | Voltmeter Selector Switch | No. | 1410.1 | 8 | 11280.8
168 |  | Ammeter Selector Switch | No. | 1097.4 | 8 | 8779.2
169 |  | 33KV Circuit Breaker Damaged | No. | 2500 | 1 | 2500
170 |  | 33kV VCB old & used with defective pole | No. | 5000 | 2 | 10000
171 |  | 33kV VCB old & used | No. | 5000 | 2 | 10000
172 |  | 33KV CT damaged (old & used) | No. | 5000 | 1 | 5000
173 |  | Cable Lug | No. | 118 | 86 | 10148
174 |  | 220KV LA (old & used) | No. | 1000 | 5 | 5000
175 |  | 220KV LA damaged (old & used) | No. | 100 | 1 | 100
176 |  | Surge Counter (old & used) | No. | 100 | 6 | 600
177 |  | 220KV LA (old & used) | No. | 1000 | 3 | 3000
178 |  | Surge Counter (old & used) | No. | 100 | 3 | 300
179 |  | 48V battery Charger Old & Defective | No. | 1000 | 1 | 1000
180 |  | Spring Charging Motor suitable for 220KV CGL Make SF6 CB | No. | 36934 | 1 | 36934
181 |  | Tripping coil/clossing coil suitable for 220KV CGL Make SF6 CB | No. | 9086 | 2 | 18172
182 |  | Limit Switch for 220 KV SF6 Circuit Breaker | No. | 2950 | 3 | 8850
183 |  | Closing coil/Tripping coil 110V DC For 36 KV VCB | No. | 6962 | 4 | 27848
184 |  | 33KV Isolator old & damaged | No. | 700 | 1 | 700
185 |  | 33KV Isolator old & used | No. | 1000 | 2 | 2000
186 |  | Control cable 2Cx2.5 Sqmm in cut piece(Old & used) | Mtr. | 10 | 102 | 1020
187 |  | Control cable 4Cx2.5 Sqmm in cut piece(Old & used) | Mtr. | 12 | 50 | 600
188 |  | Control cable 6Cx2.5 Sqmm in cut piece(Old & used) | Mtr. | 13 | 65 | 845
189 |  | Control cable 10Cx2.5 Sqmm in cut piece(Old & used) | Mtr. | 15 | 118 | 1770
190 |  | ACSR Zebra Conductor in cut piece (old & used) | Mtr. | 25 | 99.5 | 2487.5
191 |  | ACSR Panther Conductor in cut piece (old & used) | Mtr. | 20 | 207.5 | 4150
192 |  | Clamp (Mix) Incomplete (old & used) | Kg. | 25 | 33 | 825
193 |  | 33KV Isolator Jaw with capacity of 800Amp | No. | 6490 | 6 | 38940
194 |  | 33KV Isolator Blade with capacity of 800Amp | No. | 7670 | 3 | 23010
195 |  | Copper Bond | No. | 1852.6 | 12 | 22231.2
196 |  | Capacitor 33mfd | No. | 531 | 5 | 2655
197 |  | Copper Choke | No. | 1888 | 1 | 1888
198 |  | Electronic Ignitor | No. | 472 | 2 | 944
199 |  | 245KV CT defective, old & used | No. | 5000 | 1 | 5000
200 |  | 245KV CT damaged(Incomplete), old & used | No. | 1500 | 1 | 1500
[5 empty] | Sub Total | 3241338.4723 |  | 0 |  | 52000 |  | 100000 |  | 7597
[5 empty] | Total | 3400935.4723
Name of Circle/Zone: Garhwal
Name of Division: 132kV O&M Division, Srinagar(G)
Name of Substation: 132kV Substation, Srinagar (G)
Month : June, 2025
S.N0 | Item Code | Name of Item | Unit | Unit rate in Rs. | Useable |  | Unserviceable |  | Non Moving |  | Obsolete |  | Scrap |  | Total Inventory Amount
[5 empty] | Qty. | Total Amount in Rs. | Qty. | Total Amount in Rs. | Qty. | Total Amount in Rs. | Qty. | Total Amount in Rs. | Qty. | Total Amount in Rs.
(A) | JE (SUBSTATION) ASHA PANWAR
1 |  | 66 KV LA Base Insulator | No. | 100 | 2 | 200 | [8 empty] | 200
2 | KK0K004001 | 66 KV LA 10KA | No. | 400 | 1 | 400 | [8 empty] | 400
3 | II0I001008 | 22 KV Post Insulator | No. | 400 | 1 | 400 | [8 empty] | 400
4 |  | LV Line Bushing of 5 MVA T/F | No. | 1500 | 1 | 1500 | [8 empty] | 1500
5 | VV4V306001 | 11 KV CT 200-100/5 for protection & metering | No. | 1000 | [6 empty] | 3 | 3000 |  |  | 3000
6 | VV2V210009 | Valve wef 1½" for 5MVA T/F | No. | 500 | 1 | 500 | [8 empty] | 500
7 | VV2V204007 | Empty Transfomer Oil Drum | No. | 200 | 197 | 39400 | 0 | 0 |  |  |  |  | 0 | 0 | 39400
8 | FF1F108003 | U-Bolt | No. | 30 | 4 | 120 | [8 empty] | 120
9 | FF1F108003 | Nut for U-Bolt | No. | 20 | 32 | 640 | [8 empty] | 640
10 | FF0F045001 | Cleat for column "CAA" | No. | 50 | 3 | 150 | [8 empty] | 150
11 | FF3F303002 | Stay Rod 17.5 mm² with nut | No. | 120 | 20 | 2400 | [8 empty] | 2400
12 | FF4F402001 | Al Strip 25mm*3mm thick | Kg. | 50 | 16.5 | 825 | [8 empty] | 825
13 | FF4F401002 | RS Joist 116x100mm | Kg. | 14 | 880.52 | 12327.28 | [8 empty] | 12327.28
14 | FF4F401001 | RS Joist 150x150 mm 10 Mtr Long. | No. | 1000 | 2 | 2000 | [8 empty] | 2000
15 |  | MS Plate | Kg. | 14 | 270 | 3780 | [8 empty] | 3780
16 | QQ1Q106001 | GC Sheet | Kg. | 10 | 108 | 1080 | [8 empty] | 1080
17 |  | GI step nut & bolt | No. | 40 | 100 | 4000 | [8 empty] | 4000
18 |  | GI spring washer 5/8" | No. | 0.5 | 2552 | 1276 | [8 empty] | 1276
19 |  | GI washer 50x50x6 mm | Kg. | 20 | 20 | 400 | [8 empty] | 400
20 |  | GI bolt & nut 50mm´5/8" | Kg. | 20 | 144 | 2880 | [8 empty] | 2880
21 |  | GI bolt & nut 1½"´5/8" | Kg. | 20 | 27 | 540 | [8 empty] | 540
22 | FF1F101068 | GI bolt & nut ofs. | Kg. | 15 | 48 | 720 | [8 empty] | 720
23 | FF1F101047 | GI bolt & nut 27´12mm | Kg. | 20 | 19 | 380 | [8 empty] | 380
24 | FF1F101046 | GI bolt & nut 30´12mm | Kg. | 20 | 9 | 180 | [8 empty] | 180
25 |  | GI bolt & nut with washer 25´6mm | No. | 4 | 57 | 228 | [8 empty] | 228
26 | FF3F301006 | Round pole 8.5 mtr. | No. | 800 | 1 | 800 | [8 empty] | 800
27 |  | GI pipe 3" dia, 6.3 mtr. | No. | 500 | 1 | 500 | [8 empty] | 500
28 |  | DC Contactor | No. | 50 | 6 | 300 | [8 empty] | 300
29 | VV1V101035 | 36 KV LV bushing for 40 MVA T/F | No. | 38000 | 1 | 38000 | [8 empty] | 38000
30 | II5I501003 | ACSR Deer conductor | Mtr. | 100 | 40 | 4000 | [8 empty] | 4000
31 |  | Double core/double ratio type "R", 50 VA, CT for 11 KV | No. | 4000 | [6 empty] | 3 | 12000 |  |  | 12000
32 | VV4V307001 | 11 KV CT 400-200/1A | No. | 6050 | [6 empty] | 2 | 12100 |  |  | 12100
33 | KK0K004001 | 72.5 KV LA with accessories, spec.-10 KA, class 3, 60 KV | No. | 10000 | 1 | 10000 | [8 empty] | 10000
34 | II0I001007 | Disc Insulator 7000 Kg. capacity | No. | 250 | 8 | 2000 | [8 empty] | 2000
35 | II5I501005 | Single tension fitting Bolted Type for panther conductor (complete) | No. | 2832.96 | 2 | 5665.92 | [8 empty] | 5665.92
36 | SS6S617006 | Fuse for silicon & germanium rectifier (75 amp) suitable for Battery Charger. | No. | 844.44 | 1 | 844.44 | [8 empty] | 844.44
37 | SS6S614001 | Kick fuse for micro switch suitable for Battery Charger. | No. | 561.82 | 1 | 561.82 | [8 empty] | 561.82
38 | NN5N506005 | Poly Corbonate Seal | No. | 16.83 | 50 | 841.5 | [8 empty] | 841.5
39 | NN5N506006 | Paper Seal | No. | 15.81 | 50 | 790.5 | [8 empty] | 790.5
40 |  | 33KV PT clamp suitable for Dog conductor. | No. | 640.5 | 2 | 1281 | [8 empty] | 1281
41 | VV3V305008 | 36 KV CT,CTR-400/200/1,Accuracy 0.2 | No. | 48900 | 1 | 48900 | [8 empty] | 48900
42 |  | 3 Phase 440V Energy Meter | No. | 4900 | 1 | 4900 | [8 empty] | 4900
43 |  | 3 Phase 4 Wire Digital Amp Meter | No. | 2400 | 1 | 2400 | [8 empty] | 2400
44 |  | 3 Phase 4 Wire Digital Volt Meter | No. | 2400 | 1 | 2400 | [8 empty] | 2400
45 | JJ0J005010 | 33 KV SF-6 CB (Old & used & Damage) | No. | 1500 |  |  | 1 | 1500 | [6 empty] | 1500
46 | II0I003001 | PG clamp For M to M conductor | No. | 250 | [6 empty] | 1 | 250 |  |  | 250
47 | VV3V304002 | 72.5 KV CT,CTR-200/100/01(Old Used) | No. | 15000 | [6 empty] | 2 | 30000 |  |  | 30000
48 | KK0K005001 | 33 KV LA(Old&Used) dismantled. | No. | 464 |  |  | 7 | 3248 | [6 empty] | 3248
49 | SS0S003001 | 132 KV Isolator (Old Used & dismantled) | No. | 1000 |  |  | 5 | 5000 | [6 empty] | 5000
50 | SS0S005001 | 33 KV Isolator (Old Used & dismantled) | No. | 250 |  |  | 5 | 1250 | [6 empty] | 1250
51 | VV6V505001 | 33 KV 3ph PT(Old Used & Obsolete)dismantled. | No. | 500 | [6 empty] | 1 | 500 |  |  | 500
52 |  | 132 KV PT (Old & used) Damage | No. | 1000 | [6 empty] | 3 | 3000 |  |  | 3000
53 | JJ0J003008 | 132 KV MOCB (old & used) (Obsolete) | No. | 5000 | [6 empty] | 1 | 5000 |  |  | 5000
54 | SS6S610018 | HRC Fuse Fitting 20-32A,415V AC, Kit-Kat type complete. | No. | 165 | 15 | 2475 | [8 empty] | 2475
55 | JJ5J503006 | 33KV vacuum Circuit Breaker (old,used) | No. | 10000 | 1 | 10000 | [8 empty] | 10000
56 |  | 132 KV PT Clamp (As per Sample) | No. | 1228 | 6 | 7368 | [8 empty] | 7368
57 | VV1V101035 | 33/11 KV,3MVA T/F (Old,Used & Damage) bushing | No. | 25000 |  |  | 1 | 25000 | [6 empty] | 25000
58 | KK0K003001 | 132 KV LA (old & used) (Obsolete) | No. | 500 | [6 empty] | 1 | 500 |  |  | 500
59 |  | Electronic Trivector Meter ER300P. | No. | 5000 | 9 | 45000 | [8 empty] | 45000
60 |  | Secure 3 Phase 4 Wire E-3MO21 Meter. | No. | 2000 | 1 | 2000 | [8 empty] | 2000
61 |  | Secure 3 Phase 3 Wire energy meter. | No. | 10 | [6 empty] | 3 | 30 |  |  | 30
62 | SS4S402001 | 33 KV Isolator Jaw | No. | 4965 | 1 | 4965 | [8 empty] | 4965
63 | VV4V305013 | 33 KV CT Ratio 200/100/01A (OLD & Used) | No. | 500 | 2 | 1000 | [8 empty] | 1000
64 | JJ7J707001 | SF-6 Gas | Kg. | 1995 | 2 | 3990 | [8 empty] | 3990
65 | NN1N102003 | RTCC /PLTC Pannel 132/33 KV 40 MVA T/F (Old, used) | No. | 5000 |  |  | 1 | 5000 | [6 empty] | 5000
66 | NN1N102003 | RTCC /PLTC Pannel 132/33 KV 20 MVA T/F (Old, used) | No. | 1000 |  |  | 1 | 1000 | [6 empty] | 1000
67 | VV2V204000 | Transformer OIL (old, used) | Ltr | 5 | 5852 | 29260 | [8 empty] | 29260
68 | PP2P206002 | Distilled water plant's heating element | No. | 578.2 | 7 | 4047.4 | [8 empty] | 4047.4
69 | SS6S602001 | DCDB panel 110V (old, used, obsolete) | No. | 1000 | [6 empty] | 1 | 1000 |  |  | 1000
70 | SS6S601001 | ACDB panel 440V 400A 3phase (old, used, damaged) | No. | 1500 |  |  | 1 | 1500 | [6 empty] | 1500
71 | VV4V305013 | 33KV CT (200/100/1A) (Damaged) | No. | 1000 |  |  | 1 | 1000 | [6 empty] | 1000
72 |  | 145KV CT (200/100/1A) (Old, Damaged) | No. | 500 | [8 empty] | 1 | 500 | 500
73 |  | Buchholz Relay (Old, used & defective) | No. | 100 | [6 empty] | 4 | 400 |  |  | 400
74 | VV2V206001 | Oil Temperature Indicator (old & Defective) | No. | 20 | [6 empty] | 4 | 80 |  |  | 80
75 | VV2V207001 | Winding Temperature Indicator (old & Defective) | No. | 20 | [6 empty] | 4 | 80 |  |  | 80
76 | VV2V211001 | Marshalling box (old & obsolete) | No. | 200 | [6 empty] | 4 | 800 |  |  | 800
77 | VV3V304002 | 72.5 KV CT,CTR-200/100/01(Old Used) | No. | 500 | [6 empty] | 1 | 500 |  |  | 500
78 |  | 33kv PT (33kv/110v) | No. | 41300 | 2 | 82600 | [8 empty] | 82600
79 |  | 33kv CT (800-400/1A) | No. | 56640 | 3 | 169920 | [8 empty] | 169920
80 |  | 33kv CT (400-200/1A) | No. | 56640 | 1 | 56640 | [8 empty] | 56640
81 |  | Station Transformre 11/0.4KV | No. | 25000 | 1 | 25000 | [8 empty] | 25000
82 | AA0A002003 | ACSR Zebra Conductor | KM | 264500 | 1.3 | 343850 | [8 empty] | 343850
83 |  | ACSR mix Conductor (Old, used) | Mtr. | 100 | [8 empty] | 200 | 20000 | 20000
84 | II0I004005 | Deer to Panther Clamps (Old, used) | No. | 40 | [6 empty] | 12 | 480 |  |  | 480
85 |  | 33KV isolator clamps (old, used) | No. | 30 | [6 empty] | 10 | 300 |  |  | 300
86 |  | 132KV CT(200-100/1A) with Junction box | No. | 178180 | 2 | 356360 | [8 empty] | 356360
87 |  | 66KV CVT with Junction box | No. | 137470 | 3 | 412410 | [8 empty] | 412410
88 |  | 66KV CT(400-200/1A) with Junction box | No. | 96170 | 3 | 288510 | [8 empty] | 288510
89 |  | 66KV CT Clamp | No. | 1180 | 2 | 2360 | [8 empty] | 2360
90 |  | 132KV Isolator Clamp | No. | 1357 | 2 | 2714 | [8 empty] | 2714
91 |  | Isolator Clamp for Zebra conductor | No. | 944 | 5 | 4720 | [8 empty] | 4720
92 | SS4S402001 | 33KV Isolator Jaw | No. | 5310 | 2 | 10620 | [8 empty] | 10620
93 |  | Unbranded type G.I. Perforated Type cable Tray | No. | 2537 | 20 | 50740 | [8 empty] | 50740
94 |  | WTI | No. | 27435 | 1 | 27435 | [8 empty] | 27435
95 |  | OTI | No. | 27435 | 1 | 27435 | [8 empty] | 27435
96 |  | PRV (75mm valve) | No. | 15045 | 2 | 30090 | [8 empty] | 30090
97 |  | PRV (150mm valve) | No. | 15753 | 2 | 31506 | [8 empty] | 31506
98 |  | 132KV CT (200/100/1A) (Damaged) | No. | 1000 | [8 empty] | 1 | 1000 | 1000
99 |  | 132KV LA (damaged) | No. | 200 | [8 empty] | 1 | 200 | 200
100 |  | Disc Insulator 90KN | No. | 250 | 48 | 12000 | [8 empty] | 12000
101 |  | 66KV PT (old & dismantelled) | No. | 5000 | [6 empty] | 3 | 15000 |  |  | 15000
102 |  | Al Alloy PG clamp for Panther to Deer conductor | No. | 1121 | 4 | 4484 | [8 empty] | 4484
103 |  | Al Alloy PG clamp for Deer to Deer conductor | No. | 1062 | 5 | 5310 | [8 empty] | 5310
104 |  | CRC 500ml (Push & Spray) | No. | 896.8 | 3 | 2690.4 | [8 empty] | 2690.4
105 |  | Silica Gel (Blue Crystal) | No. | 625.4 | 15 | 9381 | [8 empty] | 9381
106 |  | Coppe bond flexible (9mm x 500mm) | No. | 1003 | 2 | 2006 | [8 empty] | 2006
107 |  | HT insulation tape 3/4" | No. | 1062 | 2 | 2124 | [8 empty] | 2124
108 |  | Isolator and CB clamps (old, used) | No. | 400 | 8 | 3200 | [8 empty] | 3200
109 |  | 33kv LA clamps(old, used) | No. | 200 | 3 | 600 | [8 empty] | 600
110 |  | 33kV side Bushing clamps for 40MVA T/R (old, used) | No. | 500 | 3 | 1500 | [8 empty] | 1500
111 |  | 33kv Isolator (damaged) | No. | 100 | [8 empty] | 1 | 100 | 100
112 |  | 33kV CT clamp suitable for ACSR Panther conductor. | No. | 1239 | 14 | 17346 | [8 empty] | 17346
113 |  | Coppe bond flexible (9mm x 500mm) | No. | 955.8 | 10 | 9558 | [8 empty] | 9558
Total | [5 empty] | 2303726.26 |  | 44498 |  | 0 |  | 85020 |  | 21800 | 2455044.26
Sub-Total (A) | [5 empty] | 2455044.26 | [8 empty] | 2455044.26
(B) | JE (Line) Mahipal Singh
1 | II3I306004 | Aluminum Jumper Cone Suitable For Panther Conductor. | No. | 930.67 | 2 | 1861.34 | [8 empty] | 1861.34
2 | II5I501005 | Al Single Tension Fitting compressed type (incomplete) | No. | 300 | [8 empty] | 2 | 600 | 600
3 | AA1A102001 | GI Stay Wire 7/8 SWG | Kg. | 12 | 528 | 6336 | [8 empty] | 6336
4 | AA1A102001 | Earth Wire 7/10 SWG | Kg. | 10 | [8 empty] | 40 | 400 | 400
5 | II3I301008 | Mid span joint for E/W 7/9 | No. | 454 |  |  | 2 | 908 | [6 empty] | 908
6 | AA1A101002 | 7/10 SWG Earth wire and Hardwear | Km | 500 | [8 empty] | 70.7 | 35350 | 35350
7 | II3I305004 | Armor rod set for Panther Conducor | Set | 250 | 3 | 750 | [8 empty] | 750
8 | PP0P002004 | Aluminum Aerial Roller 450 mm Spacing | No. | 11149 | 10 | 111490 | [8 empty] | 111490
9 | FF0F003006 | Single circuit B type tower (old, used & damage) without Stub and Nuts & Bolts | Mt. | 5000 | [8 empty] | 2.2 | 11000 | 11000
10 | AA0A002004 | ACSR panther conductor (old & used) in bits | Km | 20000 | [8 empty] | 2.4 | 48000 | 48000
11 | II0I001003 | 120 KN disc insulator (old & used) | No. | 200 | 44 | 8800 | [8 empty] | 8800
12 | II3I303004 | Vibration damper for ACSR panther conductor (old & used) | No. | 500 | 2 | 1000 | [8 empty] | 1000
13 | II3I303009 | Vibration damper for GS Earth wire 7/10 SWG | No. | 1457.82 | 2 | 2915.64 | [8 empty] | 2915.64
14 | II0I001003 | Disc Insulator 120 KN | No. | 1187.86 | 30 | 35635.8 | [8 empty] | 35635.8
15 | FF0F043012 | C type S/C tower template (C+0 tower) | MT | 111920.36 | 0.7376 | 82552.4575 | [8 empty] | 82552.4575
16 | II31301004 | MS Joint | No. | 499.8 | 3 | 1499.4 | [8 empty] | 1499.4
17 | AA0A002004 | ACSR Panther Conductor (Old &Used Damaged) in bits | Mtr | 100 | 1260 | 126000 | [8 empty] | 126000
18 | FF0F003006 | Single circuit C type tower (old & used) without Stub and Nut& Bolts | Mt. | 5000 | [6 empty] | 5 | 25000 |  |  | 25000
19 | II1I105001 | "C" Type Boltless Wedge Clamp for Panther to Panther Conductor | No. | 1964.73 | 11 | 21612.03 | [8 empty] | 21612.03
20 | II51501005 | Single tension fitting for ACSR panther conductor suitable for 120 KN Disc insulator | Nos. | 2694.14 | 8 | 21553.12 | [8 empty] | 21553.12
21 | II0I001003 | Disc insulator 120 KN | Nos. | 1147.75 | 65 | 74603.75 | [8 empty] | 74603.75
22 | II3I307006 | Danger plate | Nos. | 285.97 | 1 | 285.97 | [8 empty] | 285.97
23 | II3I307001 | Number Plate | Nos. | 143.46 | 1 | 143.46 | [8 empty] | 143.46
24 | II3I307003 | Phase Plate (Set of Three). | Sets. | 222.43 | 1 | 222.43 | [8 empty] | 222.43
25 | FF0F015002 | Tower parts of 220KV and 132KV different type of tower (old used and dismantled) | MT. | 15000 | 4.4 | 66000 | [8 empty] | 66000
26 | AA0A002004 | ACSR Panther Conductor | KM | 211833.6 | 0.22 | 46603.392 | [8 empty] | 46603.392
27 |  | Single circuit A type tower (old, used & damage) without Stub and Nuts & Bolts | MT | 5000 | [8 empty] | 4 | 20000 | 20000
28 |  | OPGW (24 Fiber) Old & Used | Mtr. | 50 | 150 | 7500 | [8 empty] | 7500
29 |  | GI Nut, Bolt & Washer off Size | Kg. | 10 | 115 | 1150 | [8 empty] | 1150
30 |  | T type clamp made of aluminium alloy suitable to panther to panther conductor | Nos. | 2100.43 | 14 | 29406.02 | [8 empty] | 29406.02
31 |  | Earthwire Bracket/Downlead clamp suitable for GS earthwire 7/9 or 7/10 SWG | Nos. | 118 | 82 | 9676 | [8 empty] | 9676
32 |  | Clamp suitable for 7/3.15 or 7/9 or 7/10 SWG Earth wire | Nos. | 826 | 16 | 13216 | [8 empty] | 13216
Total | [5 empty] | 670812.8095 |  | 908 |  | 0 |  | 25000 |  | 115350 | 812070.8095
Sub-Total (B) | [5 empty] | 812070.8095 | [8 empty] | 812070.8095
TOTAL (A+B) (In Rs.) | [5 empty] | 2974539.0695 |  | 45406 |  | 0 |  | 110020 |  | 137150 | 3267115.0695
Inventory
Name of Zone: Garhwal
Name of Circle: O&M 400 KV Srinagar (G)
Name of Division: 132 KV O&M Division Srinagar (G)
Name of Substation: 132 KV Substation Kotdwar
Month: June - 2025 (Upto 22.06.2025)
S. No. | Item Code | Name of Item | Unit | Unit Rate in Rs. | Useble |  | Unservicable |  | Non Moving |  | Obsolate |  | Scrap |  | Remark
[5 empty] | Qty. | Total Amount in Rs. | Qty. | Total Amount in Rs. | Qty. | Total Amount in Rs. | Qty. | Total Amount in Rs. | Qty. | Total Amount in Rs.
1 | NN0N002003 | Distance protection panel | No. | 380000 | 1 | 380000 | - | - | - | - | - | - | - | - | -
2 | FF1F105002 | 16 mm Dia galv. HRH Bolt & nut 60mm | No. | 15.21 | 1548 | 23545.08 | - | - | - | - | - | - | - | - | -
3 | FF1F105001 | 16 mm Dia galv. HRH Bolt & nut 65mm | No. | 16.58 | 3045 | 50486.1 | - | - | - | - | - | - | - | - | -
4 | FF1F101068 | Nut & bolt (off size ) | Mt. | 65000 | 0.15 | 9750 | - | - | - | - | - | - | - | - | -
5 | FF1F107003 | Foundation anchor bolt | No. | 532.4 | 314 | 167173.6 | - | - | - | - | - | - | - | - | -
6 |  | 40X16 mm Anti Thept Nut & Bolt | Kg. | 195 | 74 | 14430 | - | - | - | - | - | - | - | - | -
7 |  | Anti oxidant forging terminal stud size 10X50 mm | No. | 111.8 | 5 | 559 | - | - | - | - | - | - | - | - | -
8 |  | Anti oxidant forging terminal stud size 10X50 mm | No. | 112.36 | 50 | 5618 | - | - | - | - | - | - | - | - | -
9 | VV5V404005 | CT Bushing rod 800 A | No. | 1116 | 1 | 1116 | - | - | - | - | - | - | - | - | -
10 | FF0F050004 | ABR Structure for gantary | Mt. | 65000 | 1.707 | 110955 | - | - | - | - | - | - | - | - | -
11 | FF0F050025 | Steel structure PTV (PN) | Mt. | 30000 | 0.6559 | 19677 | - | - | - | - | - | - | - | - | -
12 | FF0F043001 | SS Template for A type D/C Tower | Mt. | 47572 | 0.514 | 24452.008 | - | - | - | - | - | - | - | - | -
13 | II3I301008 | Mid span joint for steel Portion 7/9 SWG panther conductor | No. | 677.6 | 11 | 7453.6 | - | - | - | - | - | - | - | - | -
14 | II3I301009 | Mid span joint for 7/3.15 GS earth wire | No. | 110 | 18 | 1980 | - | - | - | - | - | - | - | - | -
15 | II3I301004 | Mid span joint for Aluminium Portion ACSR panther conductor | No. | 794.5 | 24 | 19068 | - | - | - | - | - | - | - | - | -
16 | II5I504005 | Suspension fitting for ACSR Panther conductor | No. | 891 | 1 | 891 | - | - | - | - | - | - | - | - | -
17 | II5I501005 | Single tension fitting for ACSR Panther conductor | No. | 908 | 1 | 908 | - | - | - | - | - | - | - | - | -
18 |  | Dead end fitting for ACSR Panther conductor | No. | 1804.65 | 1 | 1804.65 | - | - | - | - | - | - | - | - | -
19 | II5I501009 | Tension fitting for earth wire | No. | 908 | 7 | 6356 | - | - | - | - | - | - | - | - | -
20 | II5I501008 | Tension fitting for ACSR Dog conductor (O & U) | No. | 200 | 6 | 1200 | - | - | - | - | - | - | - | - | -
21 | II3I302004 | Repair sleeve for ACSR Panther conductor | No. | 149 | 6 | 894 | - | - | - | - | - | - | - | - | -
22 | II3I301009 | Mid span joint for 7/10 SWG Earth wire | No. | 675.33 | 1 | 675.33 | - | - | - | - | - | - | - | - | -
23 | PP0P001002 | Come along clamp deer | No. | 250 | 2 | 500 | - | - | - | - | - | - | - | - | -
24 | II5I504005 | 33 KV Disc fitting for ACSR panther | No. | 825 | 4 | 3300 | - | - | - | - | - | - | - | - | -
25 | II0I001007 | Disc Insulator 70 KN (B&S) | No. | 280.51 | 5 | 1402.55 | - | - | - | - | - | - | - | - | -
26 | AA0A002004 | ACSR Panther conductor | Km. | 99655.75 | 0.105 | 10463.8538 | - | - | - | - | - | - | - | - | -
27 | CC0C002013 | Control cable 2 X 2.5 mm² | Km. | 65000 | 0.55 | 35750 | - | - | - | - | - | - | - | - | -
28 | FF0F050022 | Galvanized structure CCR colum & beam | Kg. | 71.4 | 1445.88 | 103235.832 | - | - | - | - | - | - | - | - | -
29 | VV5V406005 | CT/PT Junction box | No. | 4307.33 | 3 | 12921.99 | - | - | - | - | - | - | - | - | -
30 |  | JRC- 124, 1-1 A Aux-75 +0150 V (Neutral unbalanced current relay) | No. | 6876 | 1 | 6876 | - | - | - | - | - | - | - | - | -
31 | MM0M008004 | JRV-022, Aux-75 +0150 V (Difine time under voltage relay) | No. | 5845 | 1 | 5845 | - | - | - | - | - | - | - | - | -
32 | MM0M008001 | JRV-042, Aux-75 +0150 V (Difine time over voltage relay) | No. | 5845 | 1 | 5845 | - | - | - | - | - | - | - | - | -
33 | NN4N412003 | 132 KV/33 KV TNC Switch for control panel 20Amp | No. | 9068.65 | 2 | 18137.3 | - | - | - | - | - | - | - | - | -
34 | JJ7J701014 | 33 KV Auxiliary Switch 13NO+ 13NC | No. | 4914.55 | 2 | 9829.1 | - | - | - | - | - | - | - | - | -
35 | JJ7J701016 | Closed trip camp switch 8NO+ 8NC | No. | 6804 | 2 | 13608 | - | - | - | - | - | - | - | - | -
36 | KK0K003001 | 145 KV LA Alstom make | No. | 42500 | 3 | 127500 | - | - | - | - | - | - | - | - | -
37 | JJ5J503010 | Spring charge motor for 33 KV ABB make | No. | 37455 | 1 | 37455 | - | - | - | - | - | - | - | - | -
38 | JJ5J503010 | Spring charge motor for 33 KV BHEL make | No. | 39044 | 1 | 39044 | - | - | - | - | - | - | - | - | -
39 | JJ5J503010 | Spring charge motor for 33 KV Schender make | No. | 33369 | 1 | 33369 | - | - | - | - | - | - | - | - | -
40 | MM0M019009 | Glass relay MKL3P-I 250 V AC 28 V DC 7 Amp. 11 pin | No. | 1129.32 | 3 | 3387.96 | - | - | - | - | - | - | - | - | -
41 | MM0M019010 | Glass relay MKL3P-N 250 V AC 28 V DC 7 Amp. 11 pin | No. | 1129.32 | 2 | 2258.64 | - | - | - | - | - | - | - | - | -
42 | MM3M304009 | Watt meter suitable for CTR 400/1 A | No. | 14770.5 | 2 | 29541 | - | - | - | - | - | - | - | - | -
43 | II1I105001 | C-Type boltless clamp with stoper suitable for panther to panther conductor | No. | 1722.8 | 3 | 5168.4 | - | - | - | - | - | - | - | - | -
44 | II1I102001 | C-Type boltless clamp with stoper suitable for moose to moose conductor | No. | 3728.8 | 8 | 29830.4 | - | - | - | - | - | - | - | - | -
45 | II1I102004 | C-Type boltless clamp with stoper suitable for moose to panther conductor | No. | 3280.4 | 4 | 13121.6 | - | - | - | - | - | - | - | - | -
46 | VV6V507004 | 145 KV CVT accuracy class 0.2 Mehru make | No. | 179910.79 | 1 | 179910.79 | - | - | - | - | - | - | - | - | -
47 | SS0S003003 | 132 kv bus Isolator complete with blade insulator (02 No. female portion of blade short) | No. | 94363 | 1 | 94363 | - | - | - | - | - | - | - | - | -
48 | VV3V303004 | 132 KV CT 400/200/1 A, 0.2 accuracy (Repaired) | No. | 2500 | 1 | 2500 | - | - | - | - | - | - | - | - | -
49 | AA0A002004 | ACSR Panther conductor in pieces | Km. | 50000 | 2.96 | 148000 | - | - | - | - | - | - | - | - | -
50 | II0I001003 | 120 KN Disc Insulator (Old) | No. | 250 | 88 | 22000 | - | - | - | - | - | - | - | - | -
51 | II5I504005 | Pilot Fitting for ACSR Panther Conductor suitable for 70 KN Disc Insulator | Set | 3610.8 | 8 | 28886.4
52 | FF0F050028 | B Type DC Galvanized steel lattice tower with Bolts, Nuts, flat washers, pack washers & stub including 3 mtr., 6 mtr., & 9 mtr body extension (Stub) HT | Mt. | 105916.8 | 0.6519 | 69047.1619
53 |  | B Type DC Galvanized steel lattice tower with Bolts, Nuts, flat washers, pack washers & stub including 3 mtr., 6 mtr., & 9 mtr body extension (Stub) MS | Mt. | 93880.8 | 0.0241 | 2262.5273
54 | AA0A002004 | ACSR Panther Conductor (in bits) | Km. | 198594 | 0.375 | 74472.75
55 | AA1A101002 | GS Earth wire 7/10 SWG (in bits) | Km. | 66198 | 0.214 | 14166.372
56 | II5I501010 | Tension Fitting for GS Earth wire 7/10 SWG | Set | 962.88 | 1 | 962.88
57 | II3I302004 | Repair Sleave for Panther Conductor | No. | 962.88 | 1 | 962.88
58 | II5I504005 | Deep Suspension fitting for ACSR Panther Conductor | Set | 0 | 1 | 0
59 | II0I006001 | PG Clamp for ACSR Panther Conductor | No. | 0 | 4 | 0
60 |  | C Type Galvanized steel lattice tower with Bolts, Nuts, flat washers, pack washers & stub including 3 mtr., 6 mtr., & 9 mtr body extension (X-Arm) MS | Mt. | 93880.8 | 0.79959 | 75066.1489
61 | AA0A002001 | ACSR Moose Conductor | Km. | 483800 | 0.105 | 50799
62 | II1I102001 | C-Typa boltless wedge clamp with stoper for Moose to Moose conductor | No. | 2891 | 30 | 86730
63 | II1I105001 | C-Typa boltless wedge clamp with stoper for Panther to Panther conductor | No. | 2631.4 | 35 | 92099
64 | II1I102004 | C-Typa boltless wedge clamp with stoper for Moose to Panther | No. | 2891 | 25 | 72275
65 | NN2N201003 | PLCC Equipment (Data+Speech) | Set | 566931.74 | 1 | 566931.74
66 | VV3V305006 | 36 KV outdoor CT ratio 800/400/1 Amp. 3 Core, class 0.2 with junction box | No. | 46020 | 2 | 92040
67 | SS4S402002 | 33 KV Isolator Jaw 1250 A | No. | 9735 | 2 | 19470
68 | JJ8J801003 | Circuit Breaker clamp for twin Moose Conductor | No. | 2348.2 | 1 | 2348.2
69 | SS5S501008 | Isolator Clamp for twin Moose Conductor | No. | 2348.2 | 2 | 4696.4
70 | II0I006001 | PG clamp for Panther to Panther Conductor | No. | 1062 | 5 | 5310
71 | II0I001007 | 70 KN Disc Insulators (O&U) | No. | 150 | 108 | 16200
72 | VV6V507004 | 132 kV CVT with clamp (Old & Dismantled) | No. | 100000 | 3 | 300000
73 |  | Complete double tension fitting for 120 KN Disc Insulator & ACSR Moose conductor | No. | 8910 | 3 | 26730
74 |  | Counterpoise type earthing (set of 4 nos. each tower)(1 no. 30 mtr.) | Set | 19694.16 | 6 | 118164.96
75 |  | 33 KV SF6 CGL make circuit breaker (old &used &dismantaled), Damaged | No. | 3000 | - | - | 1 | 3000 | - | - | - | - | - | - | PSDF
76 |  | 33 KV SF6 ABB make circuit breaker (old&used & dismantaled), Damaged | No. | 3000 | - | - | 1 | 3000 | - | - | - | - | - | - | PSDF
77 |  | 132 KV CT 400/200/1 A (old & used), Damaged | No. | 2500 | - | - | 3 | 7500 | - | - | - | - | - | - | PSDF
78 |  | 33 KV PT (old & used), Damaged | No. | 1500 | - | - | 3 | 4500 | - | - | - | - | - | - | PSDF
79 |  | 33 KV VCB BHEL make (old, used & dismentled), Damaged | No. | 2500 | - | - | 1 | 2500 | - | - | - | - | - | - | PSDF
80 |  | 33 KV CT 800/400/1 A damaged | No. | 1500 | - | - | 2 | 3000 | - | - | - | - | - | - | -
81 |  | 33 KV CT 400/200/1 A damaged | No. | 1000 | - | - | 3 | 3000 | - | - | - | - | - | - | -
82 |  | 33 KV Circuit breaker ABB make (O&U) damaged | No. | 1000 |  |  | 1 | 1000 | - | - | - | - | - | - | -
83 |  | 33 KV CT 800/400/1 A damaged | No. | 1500 | - | - | 1 | 1500 | - | - | - | - | - | - | PSDF
84 |  | 33 KV PT 3-Ph. (old & used)/ Repairable | No. | 1500 | - | - | - | - | - | - | 1 | 1500 |  |  | PSDF
85 |  | Numerical Relay REX-521 make ABB (old & used)/Repairable | No. | 2500 | - | - | - | - | - | - | 2 | 5000 |  |  | PSDF
86 |  | ACDB (Old & Defective)/Repairable | No. | 5000 | - | - | - | - | - | - | 1 | 5000 |  |  | PSDF
87 |  | DCDB (Old & Defective)/Repairable | No. | 1000 | - | - | - | - | - | - | 1 | 1000 |  |  | PSDF
88 |  | 132 KV LA (old & used) | No. | 500 | - | - | - | - | - | - | 10 | 5000 |  |  | PSDF
89 |  | 33 KV CT 400/200/1 A (old & used) | No. | 1500 | - | - | - | - | - | - | 9 | 13500 |  |  | PSDF
90 |  | 33 KV LA (old & used) | No. | 100 | - | - | - | - | - | - | 12 | 1200 |  |  | PSDF
91 |  | 33 KV Isolator without earth switch (old & used)/Repairable | No. | 1500 | - | - | - | - | - | - | 2 | 3000 |  |  | PSDF
92 |  | 33 Bus post insulator (old & used) | No. | 100 | - | - | - | - | - | - | 12 | 1200 |  |  | PSDF
93 |  | Numerical relay MICOM P111 (old & used) | No. | 1500 | - | - | - | - | - | - | 2 | 3000 |  |  | PSDF
94 |  | 132 KV CVT (old & used) | No. | 2500 | - | - | - | - | - | - | 8 | 20000 | - | - | PSDF
95 |  | 132 KV CT 200/100/1 A (old & used) | No. | 2500 | - | - | - | - | - | - | 6 | 15000 | - | - | PSDF
96 | NN0N001008 | 33 KV tripple feeder C&R Panel without relay | No. | 3000 | - | - | - | - | - | - | 2 | 6000 | - | - | PSDF
97 |  | 33 KV PT (old & used) | No. | 1500 | - | - | - | - | - | - | 1 | 1500 | - | - | -
98 |  | ACSR Moose scrap | Kg. | 15 | - | - | - | - | - | - | - | - | 30 | 450 | -
99 |  | Jeep M&M Model 5400 PP 2189 soft | No. | 24701.9 | - | - | - | - | - | - | - | - | 1 | 24701.9 | -
100 | VV2V204007 | Empty drum | No. | 250 | - | - | - | - | - | - | - | - | 1 | 250 | -
101 | VV2V204007 | Empty drum of transformer oil | No. | 200 | - | - | - | - | - | - | - | - | 9 | 1800 | -
102 |  | Mechanical relay (O&U) | No. | 300 | - | - | - | - | - | - | - | - | 4 | 1200 | PSDF
103 |  | Iron scrap | Kg. | 10 | - | - | - | - | - | - | - | - | 40 | 400 | -
104 |  | 2 V Battery cell, 200 AH (O&U Unusable ) | No. | 5 | - | - | - | - | - | - | - | - | 55 | 275 | -
105 |  | 132 KV Pneumatic type circuit breaker CGL make (old, used, defective & dismentaled), Damaged | No. | 5000 | - | - | - | - | - | - | - | - | 1 | 5000 | PSDF
106 |  | 132 KV Pneumatic type circuit breaker ABB make (old, used, defective & dismentaled), Damaged | No. | 5000 | - | - | - | - | - | - | - | - | 1 | 5000 | PSDF
107 |  | 132 KV LA (old, used & damaged) | No. | 100 | - | - | - | - | - | - | - | - | 2 | 200 | PSDF
108 |  | 132 KV LA (old & used & damaged) | No. | 500 | - | - | - | - | - | - | - | - | 3 | 1500 | PSDF
109 |  | RTCC Panel (defective) | No. | 500 | - | - | - | - | - | - | - | - | 1 | 500 | PSDF
110 |  | Tower parts (scrap) | Mt. | 15000 | - | - | - | - | - | - | - | - | 8 | 120000 | -
111 |  | T/F Cooling fan size 450 mm (Damage) | No. | 100 | - | - | - | - | - | - | - | - | 4 | 400 | -
112 |  | Battery charger make Expo-fyn (Old & Defective) | No. | 2000 | - | - | - | - | - | - | - | - | 1 | 2000 | -
113 |  | ACSR Panther conductor Scrap | Kg. | 15 | - | - | - | - | - | - | - | - | 200 | 3000 | -
114 |  | 132 KV C-type Tower parts scrap | MT. | 15000 | - | - | - | - | - | - | - | - | 0.8 | 12000 | -
115 |  | Earthwire in pieces (Old) | Km. | 5000 | - | - | - | - | - | - | - | - | 0.85 | 4250 | -
116 |  | Differential Relay (defective) | No. | 200 | - | - | - | - | - | - | - | - | 1 | 200 | -
117 |  | ACSR Panther Conductor bits (Scrap) | Km. | 50000 | - | - | - | - | - | - | - | - | 1.9 | 95000 | -
118 |  | Earth Wire bits (Scrap) | Km. | 15000 | - | - | - | - | - | - | - | - | 0.6 | 9000 | -
119 | JJ0J005010 | 33 KV VCB CGL make circuit breaker (old & used & dismantaled) / Not Repairable | No. | 3000 | - | - | - | - | - | - | - | - | 1 | 3000 | PSDF
120 | VV3V305006 | 33 KV CT 800/400/1 A (old & used)/Not Repairable | No. | 1500 | - | - | - | - | - | - | - | - | 2 | 3000 | PSDF
| Total (in Rs.) |  |  |  |  | 3563778.2038 | - | 29000 | - | - | - | 81900 | - | 293126.9 | -
| Grand Total (in Rs.) |  |  |  |  | 3967805.1038
S. No. | Item code | Name of Items | Unit | Unit Rate (in Rs) | Useable |  | Unserviceable |  | Non Moving |  | Obsolete |  | Scrap |  | Total inventory Amount
[5 empty] | Qty | Total amount in Rs. | Qty | Total amount in Rs. | Qty | Total amount in Rs. | Qty | Total amount in Rs. | Qty | Total amount in Rs.
1 |  | M.S. Round 36mm | MT | 35313.2 | 1.488 | 52546.0416 | [8 empty] | 52546.0416
2 |  | MS Flat 32x6mm | MT | 35313 | 0.325 | 11476.725 | [8 empty] | 11476.725
3 | C201 | H.F.Cable | KM | 81492 | 0.551 | 44902.092 | [8 empty] | 44902.092
4 | AA1A101002 | Earth wire | KM | 38038 | 0.319 | 12134.122 | [8 empty] | 12134.122
5 | PP2P223007 | NOKIA 130DS, Rm-1035 | Nos | 2390 | 1 | 2390 | [8 empty] | 2390
6 |  | 245KV CT 800/300/1 Amp | Nos | 170000 | 2 | 340000 | [8 empty] | 340000
7 | P223 | I-Tel Power Pro (smartphone)P41 | Nos | 5300 | 1 | 5300 | [8 empty] | 5300
8 |  | Biometric Attendance System Bio 27 | Nos | 13900 | 1 | 13900 | [8 empty] | 13900
9 | K005 | 33KV Lighting arrester | Nos | 15000 | 1 | 15000 | [8 empty] | 15000
10 | MM0M002007 | Differential relay ABB make RADSB(Old and used) | Nos | 70000 |  |  | 1 | 70000 | [6 empty] | 70000
11 |  | Annunciator (24 window) | Nos | 18360 |  |  | 1 | 18360 | [6 empty] | 18360
12 |  | Used and dirty Oil filled drums | Nos | 6000 |  |  | 3 | 18000 | [6 empty] | 18000
13 | VV2V210003 | Gate Valve (used and damaged) | Nos | 1000 | [8 empty] | 1 | 1000 | 1000
14 | VV3V303002 | CT 145KV 800/400/1 (Used and damaged) | Nos | 5000 | [8 empty] | 3 | 15000 | 15000
15 | K003 | 145KV LA (Damaged and Burned) | Nos | 50 | [8 empty] | 3 | 150 | 150
16 | VV2V204007 | Empty oil drums | Nos | 200 | 47 | 9400 | [6 empty] | 72 | 14400 | 23800
17 | VV3V305009 | CT 33KV 400/200/1A (Damaged and bursted) | Nos | 500 | [8 empty] | 3 | 1500 | 1500
18 | II0I001007 | 70KN Disc Insulator | Nos | 551.79 | 702 | 387356.58 | [8 empty] | 387356.58
19 |  | Pilot fitting for ACSR Panther | Set | 1349.84 | 59 | 79640.56 | [8 empty] | 79640.56
20 | II3I301004 | Mid span compression joint for ACSR panther | Nos | 804.61 | 4 | 3218.44 | [8 empty] | 3218.44
21 | II3I302004 | Repair sleeve for ACSR Panther | Nos | 487 | 53 | 25811 | [8 empty] | 25811
22 |  | 33KV LA damaged and bursted | Nos | 500 | [8 empty] | 1 | 500 | 500
23 |  | 33KV VCB ABB make (Old & Used) Defective. | NOS | 2000 | [8 empty] | 2 | 4000 | 4000
24 |  | 132KV CT 200/100/1(Old Used, defective and broken) | NOS | 50 | [8 empty] | 2 | 100 | 100
25 |  | 33KV VCB (old, used & damaged) | Nos | 1500 | [8 empty] | 2 | 3000 | 3000
26 |  | 145KV (5 Core) Current Transformer 400/200/1 | NOS | 165200 | 1 | 165200 | [8 empty] | 165200
27 |  | 36KV (5 Core) Current Transformer (1 Phase) (800/400/1 Amp) | NOS | 55460 | 4 | 221840 | [8 empty] | 221840
28 |  | Transformer oil (old and used) | LTR | 25 | 7064 | 176600 | [8 empty] | 176600
29 |  | 2.5sqmm 14 core control cable | KM | 531000 | 0.354 | 187974 | [8 empty] | 187974
30 |  | Flange 3" size with nut and bolts. | NOS | 1357 | 2 | 2714 | [8 empty] | 2714
31 |  | 36KV Potential Transformer (1 Phase) | Nos | 41300 | 2 | 82600 | [8 empty] | 82600
32 |  | ACSR Panther conductor in Pieces | Mtr. | 30 | 1290 | 38700 | [8 empty] | 38700
33 |  | Tower Part (Incomplete and Damaged) | MT | 25000 | 3.85 | 96250 | [8 empty] | 96250
34 |  | 145KV (5 Core) Current Transformer (Ratio 200/100/1A) with junction box | Nos | 178180 | 1 | 178180 | [8 empty] | 178180
35 |  | Samsung A04e Smartphone. | Nos | 14500 | 1 | 14500 | [8 empty] | 14500
36 | II0I001003 | 120KN Disc Insulator | Nos | 972.32 | 92 | 89453.44 | [8 empty] | 89453.44
37 | II3I301008 | Mid span joint for steel portion 7/9 SWG Panther Conductor | Nos | 677.6 | 3 | 2032.8 | [8 empty] | 2032.8
38 | II3I301004 | Mid span joint for aluminum portion ACSR Panther conductor. | Nos | 794.5 | 3 | 2383.5 | [8 empty] | 2383.5
39 | II3I302004 | Repair sleeve for ACSR Panther conductor. | Nos | 149 | 2 | 298 | [8 empty] | 298
40 |  | 2 core, 2.5 Sq mm control cable | Mtr. | 118 | 100 | 11800 | [8 empty] | 11800
41 |  | 4 core, 16 Sq mm power cable | Mtr. | 206.5 | 200 | 41300 | [8 empty] | 41300
42 |  | Surge Counter for LA | Nos | 9363.75 | 2 | 18727.5 | [8 empty] | 18727.5
43 |  | Bus Bar turn buckle. | Nos | 1416 | 10 | 14160 | [8 empty] | 14160
44 |  | 132KV CT with clamp (Old and Dismentled) | Nos | 60000 | 1 | 60000 | [8 empty] | 60000
45 |  | 132KV C-type Tower parts scrap. | MT | 15000 | [8 empty] | 0.8 | 12000 | 12000
46 |  | 16mm dia galv. HRH Bolt & Nut 60mm. | Nos | 15.21 | 250 | 3802.5 | [8 empty] | 3802.5
47 |  | Aluminium Pad Clamps for E/W. | NOS | 292.64 | 100 | 29264 | [8 empty] | 29264
48 |  | Electronegative SF6 Gas | KG | 6549 | 7 | 45843 | [8 empty] | 45843
Total in Rs. | [5 empty] | 2486698.3006 |  | 106360 |  | 0 |  | 0 |  | 51650 | 2644708.3006
Name of Zone: Garhwal Zone Roorkee |  |  |  | STORE INVENTORY OF JUNE-2025 OF SUB STATION & LINE .
Name of Circle:400KV S/S Srinagar Garhwal
Name of Division:132KV O&M Division Simli(Karanprayag)
Name of Sub Station : 132 KV Simli
Sl.No. | Item code | Name of Item | Unit | Unit rate in Rs. | Useable |  | Unserviceble |  | Non moving |  | Obsolete |  | Scrap |  | Total inventory Amount
[5 empty] | Qty | Total Amount in Rs. | Qty | Total Amount in Rs. | Qty | Total Amount in Rs. | Qty | Total Amount in Rs. | Qty | Total Amount in Rs.
1 | II5I502005 | D/T Fitting for Panther conductor | Set | 2842.4 | 3 | 8527.2 | [8 empty] | 8527.2
2 | II3I303009 | Vibrate Damper for E/W | Nos | 250 | 10 | 2500 | [8 empty] | 2500
3 | II3I301004 | M.S. Joint for Panther conductor | Nos | 499.8 | 27 | 13494.6 | [8 empty] | 13494.6
4 | II3I301009 | M.S. Joint for E/W | Nos | 303.8 | 139 | 42228.2 | [8 empty] | 42228.2
5 | II3I302004 | Repair Sleave for Panther conductor | Nos | 181.3 | 178 | 32271.4 | [8 empty] | 32271.4
6 | FF4F403011 | Flexible Copper Bond | Nos | 394.94 | 132 | 52132.08 | [8 empty] | 52132.08
7 | II2I202002 | T/Clamp for 7/3.15 Earth Wire | Set | 536.8 | 8 | 4294.4 | [8 empty] | 4294.4
8 | II2I203002 | S/Fitting for 7/3.15 Earth Wire | Set | 316.8 | 1 | 316.8 | [8 empty] | 316.8
9 | FF0F043002 | A' Type Tamplate (0+3+6 meter) (563 Kg each) | Set | 64876 | 1 | 64876 | [8 empty] | 64876
10 | FF0F043004 | B' Type Tamplate (0+3+6 meter) (920.714 Kg each) | Set | 64876 | 6 | 389256 | [8 empty] | 389256
11 | FF0F043006 | C' Type Tamplate (0+3+6 meter) (823.65 Kg each) | Set | 64876 | 8 | 519008 | [8 empty] | 519008
12 | FF0F033001 | A' Type Stub with Nut & Bolt | Kg | 64.88 | 244.6 | 15869.648 | [8 empty] | 15869.648
13 | AA0A002004 | ACSR Panther Conductors cut in different bits | Km | 122052.4 | 2 | 244104.8 | [8 empty] | 244104.8
14 | AA1A101002 | Earth Wire | Km | 44100 | 1.708 | 75322.8 | [8 empty] | 75322.8
15 | AA0A002004 | ACSR Panther Conductors old,used & damaged | Km | 60000 | 1.105 | 66300 | [8 empty] | 66300
16 | JJ3J301007 | Closing coil for 132kv Circuit Breaker | No. | 5000 | 1 | 5000 | [8 empty] | 5000
17 |  | Contact Switches | Set | 5000 | [6 empty] | 1 | 5000 |  |  | 5000
18 | AA0A002004 | ACSR Panther Conductor in Bits | Mtr. | 170 | 17 | 2890 | [8 empty] | 2890
19 | AA0A002003 | ACSR Zebra Conductor | Mtr. | 300 | 375 | 112500 | [8 empty] | 112500
20 | AA0A001001 | ACSR Tarantula Conductor | Mtr. | 350 | 550 | 192500 | [8 empty] | 192500
21 | FF2F201004 | MS Round 36mm Dia | Mt. | 49028 | 6.87 | 336822.36 | [8 empty] | 336822.36
22 | II0I001007 | 70KN Disc Insulator | No. | 620 | 8 | 4960 | [8 empty] | 4960
23 | CC1C103010 | Power Cable 3.5*70mm | Mtr. | 443.51 | 65 | 28828.15 | [8 empty] | 28828.15
24 | VV2V204007 | Empty Transformer Oil Drums | No. | 350 | 185 | 64750 | [8 empty] | 64750
25 | PP1P122003 | SF6 Gas Riffling Kit with Briefcase | No. | 3000 | 6 | 18000 | [8 empty] | 18000
26 |  | Valve Tool | No. | 400 | [6 empty] | 3 | 1200 |  |  | 1200
27 |  | Steer Pin | No. | 300 | [6 empty] | 4 | 1200 |  |  | 1200
28 |  | Bending Model | No. | 300 | [6 empty] | 5 | 1500 |  |  | 1500
29 |  | Connector Assemble | No. | 400 | [6 empty] | 3 | 1200 |  |  | 1200
30 |  | Clamp Complete for Dia (13mm) | No. | 100 | [6 empty] | 1 | 100 |  |  | 100
31 |  | Clamp with Rubber | No. | 200 | [6 empty] | 1 | 200 |  |  | 200
32 |  | Stay B-17 | No. | 100 | [6 empty] | 5 | 500 |  |  | 500
33 |  | Auxiliary Switch for Bus Transfer | No. | 5000 | [6 empty] | 1 | 5000 |  |  | 5000
34 |  | Steel pin (19 Cm Long) | No. | 40 | [6 empty] | 5 | 200 |  |  | 200
35 | II0I002001 | PG Clamp for Tarantula/Tarantula Conductor | No. | 200 | 12 | 2400 | [8 empty] | 2400
36 | II0I002005 | PG Clamp for Tarantula/Panther Conductor | No. | 161.54 | 20 | 3230.8 | [8 empty] | 3230.8
37 | SS6S611009 | Fuse NS type 2 Amp | No. | 73.5 | 10 | 735 | [8 empty] | 735
38 | SS6S611008 | Fuse NS type 4 Amp | No. | 73.5 | 1 | 73.5 | [8 empty] | 73.5
39 | SS6S611004 | Fuse NS type 8 Amp | No. | 75.6 | 6 | 453.6 | [8 empty] | 453.6
40 | SS6S615005 | HRC Fuse fitting 20-32 Amp Kit kat type | No. | 167.08 | 4 | 668.32 | [8 empty] | 668.32
41 |  | Damage latch assembly of circuit breaker | No. | 10 | 1 | 10 | [8 empty] | 10
42 |  | 33KV LA, spec. 30KV.10KA (Old & used) | No. | 1000 | 1 | 1000 | [8 empty] | 1000
43 |  | 3Phase 415 Volt,12Amp Contactor | No. | 535 | 6 | 3210 | [8 empty] | 3210
44 |  | Single Phase terminator (over/load) 415Volt AC | No. | 995 | 5 | 4975 | [8 empty] | 4975
45 |  | Delay timer 240Volt AC A1 B1 Timer A1 A2 50HZ | No. | 2495 | 2 | 4990 | [8 empty] | 4990
46 |  | DC Miniature Circuit Breaker 220V 5SX-51067RC,6Amp make Schnecdir | No. | 654.09 | 8 | 5232.72 | [8 empty] | 5232.72
47 | NN4N408010 | Single phase contractor (air breaker contractor) 3TA 21,12 OA,AC 2 & DC 3-10 with 2NC | No. | 2490 | 4 | 9960 | [8 empty] | 9960
48 | NN4N405007 | Electrical Semaphore indication having Red & Green LED for open and close position110Volt DC/AC suitable for universal electricals control panel (as per site sample) | No | 2200 | 4 | 8800 | [8 empty] | 8800
49 | VV5V406006 | Epoxy type CT junction box | No | 9129 | 2 | 18258 | [8 empty] | 18258
50 | II0I001008 | 22KV Post Insulator | Set | 2748.9 | 1 | 2748.9 | [8 empty] | 2748.9
51 | II1I103003 | C- Type Wedge Connector Deer to Panther. | No | 2863.4 | 12 | 34360.8 | [8 empty] | 34360.8
52 |  | AC Contactor with Thermal Overload Relay (EMCO) | No | 7323.6 | 3 | 21970.8 | [8 empty] | 21970.8
53 | AA0A002010 | ACSR Rabbit conductor CUT IN PIECE | Km | 36000 | 0.72 | 25920 | [8 empty] | 25920
54 | CC1C114005 | LT XLPE cable 3.5 core, 240 sq mm | Mtr | 620 | 50 | 31000 | [8 empty] | 31000
55 | KK0K005001 | 33KV Lightening Arrester | No | 15000 | 2 | 30000 | [8 empty] | 30000
56 | II0I005001 | PG clamp Zebra to Zebra conductor | No | 850 | 8 | 6800 | [8 empty] | 6800
57 | II0I005002 | PG clamp Zebra to Panther conductor | No | 1000 | 3 | 3000 | [8 empty] | 3000
58 |  | 132KV Isolator clamp with copper sleeve | No | 800 | 4 | 3200 | [8 empty] | 3200
59 |  | 132KV PT clamp with copper sleeve | No | 500 | 2 | 1000 | [8 empty] | 1000
60 |  | Hack saw with frame | No | 584.1 | 2 | 1168.2 | [8 empty] | 1168.2
61 | SS6S611003 | Fuse NS type 10 A | No | 93.22 | 7 | 652.54 | [8 empty] | 652.54
62 | SS6S611001 | Fuse NS type 16 A | No | 147.5 | 5 | 737.5 | [8 empty] | 737.5
63 |  | MCB 63 A Double pole | No | 404.74 | 2 | 809.48 | [8 empty] | 809.48
64 | PP0P016005 | Flexible steel wire rope 10mm dia | Mtr | 154.58 | 250 | 38645 | [8 empty] | 38645
65 |  | steel wire rope | Mtr | 50 | 500 | 25000 | [8 empty] | 25000
66 | AA0A002004 | ACSR Panther conductor (30+7/3.0mm) | Mtr | 162 | 400 | 64800 | [8 empty] | 64800
67 | AA0A002004 | ACSR Panther conductor (30+7/3.0mm) | Km | 99555.75 | 1.128 | 112298.886 | [8 empty] | 112298.886
68 | FF0F033006 | B Type tower stub | MT | 64876 | 0.5 | 32438 | [8 empty] | 32438
69 | FF0F043004 | Template with nut & bolt for 132 KV B+6 Tower | MT | 126503 | 0.922 | 116635.766 | [8 empty] | 116635.766
70 | FF0F033006 | B Type tower stub | MT | 47572 | 0.58916 | 28027.5195 | [8 empty] | 28027.5195
71 | FF0F013007 | D/C tower 83 B+3 Mtr Extension | MT | 47572 | 1.1056 | 52595.6032 | [8 empty] | 52595.6032
72 |  | Different tower parts incomplete B & C type tower | MT | 50000 | 6.063 | 303152.5 | [8 empty] | 303152.5
73 | FF0F013001 | A Type Tower Incomplete | KG | 64.88 | 3119.52 | 202394.4576 | [8 empty] | 202394.4576
74 | SS7S706001 | 3 way MCB Metallic MCB make Havells | No | 550 | 2 | 1100 | [8 empty] | 1100
75 |  | Tripple pole Miniaturre Circuit Btreaker,25Amp, Legrand make | No | 985 | 3 | 2955 | [8 empty] | 2955
76 |  | Old and used Energy meter make Secure | No | 10000 | [6 empty] | 1 | 10000 |  |  | 10000
77 |  | Old and used Energy meter make L&T | No | 2500 | [6 empty] | 2 | 5000 |  |  | 5000
78 |  | Double pole MCB 220V 63 Amp | No | 1469 | 3 | 4407 | [8 empty] | 4407
79 | SS6S615005 | HRC fuse fitting 20-32 Amp,415 Volt, kit kat type complete | Nos | 233.64 | 3 | 700.92 | [8 empty] | 700.92
80 | NN4N412004 | Local remote Selector switch label trip-neutal-close 3 positions 4 ways | Nos | 1180 | 1 | 1180 | [8 empty] | 1180
81 | SS7S702005 | Double pole 6 Amp DC MCB | Nos | 590 | 1 | 590 | [8 empty] | 590
82 | SS7S704006 | Double pole 6 Amp AC MCB | Nos | 590 | 3 | 1770 | [8 empty] | 1770
83 | II5I502005 | Double tension fitting for ACSR panther conductor | Set | 6938.4 | 8 | 55507.2 | [8 empty] | 55507.2
84 | II2I202002 | Tension fitting for GS E/W 7/10 SWG | Set | 814.2 | 5 | 4071 | [8 empty] | 4071
85 | II5I502005 | Single suspension fitting for ACSR panther conductor suitable for 70 KN disk insulator | Set | 3823.2 | 9 | 34408.8 | [8 empty] | 34408.8
86 | II3I303004 | Vibration damper for ACSR panther conductor | Nos | 885 | 15 | 13275 | [8 empty] | 13275
87 | II3I303009 | Vibration damper for GS earth wire 7/10 SWG | Nos | 700.92 | 1 | 700.92 | [8 empty] | 700.92
88 | II0I001003 | Disk insulator for 120 KN | Nos | 972.32 | 97 | 94315.04 | [8 empty] | 94315.04
89 | II0I001007 | Disk insulator for 70 KN | Nos | 759.92 | 31 | 23557.52 | [8 empty] | 23557.52
90 | AA0A002004 | ACSR Panther conductor | Km | 211833.65 | 0.408 | 86428.1292 | [8 empty] | 86428.1292
91 | FF0F013011 | "C'' type tower from Srinagar-Satpuli line and Srinagar-Simli lines with Nut & Bolt | MT | 32000 | 8.851 | 283232 | [8 empty] | 283232
92 | AA0A002004 | ACSR Panther conductor Cut in piece | Km | 211833.6 | 0.553 | 117143.9808 | [8 empty] | 117143.9808
93 | AA1A101002 | Earth wire 7/10 SWG | Km | 44100 | 0.006 | 264.6 | [8 empty] | 264.6
94 |  | M C B Single pole 63 Amp | Nos | 584.69 | 2 | 1169.38 | [8 empty] | 1169.38
95 |  | MCB 40 Amp Double pole | Nos | 507.4 | 5 | 2537 | [8 empty] | 2537
96 |  | Low voltage HBC fuse (BS) Rated voltage 415 Volt rated current 32 Amp | No | 486.16 | 6 | 2916.96 | [8 empty] | 2916.96
97 |  | 12 Watt LED Bulb | No | 289.1 | 8 | 2312.8 | [8 empty] | 2312.8
98 | JJ3J301005 | Closing/tripping coil for 132 KV C.B ABB make | No | 6962 | 4 | 27848 | [8 empty] | 27848
99 | JJ3J301014 | Spring charge motor suitable for 132 KV C.B ABB make | No | 27612 | 3 | 82836 | [8 empty] | 82836
100 | JJ7J701004 | Limit switch for 33 KV CB ABB make | No | 1121 | 2 | 2242 | [8 empty] | 2242
101 | JJ5J503006 | Tripping coil 110 volt DC Suitable for 33 KV VCB | No | 5894.1 | 1 | 5894.1 | [8 empty] | 5894.1
102 |  | 33 KV Circuit breaker old & used incomplete | No | 1000 | 1 | 1000 | [8 empty] | 1000
103 |  | Electrical Semaphore indication having Red & Green LED for open and close position110Volt DC/AC . | No | 3512.86 | 4 | 14051.44 | [8 empty] | 14051.44
104 | NN4N403001 | LED type 110 volt DC Indication Lamp RED colour | No | 460.2 | 6 | 2761.2 | [8 empty] | 2761.2
105 | NN4N403003 | LED type 110 volt DC Indication Lamp Green colour | No | 460.2 | 7 | 3221.4 | [8 empty] | 3221.4
106 | NN4N403002 | LED type 110 volt DC Indication Lamp Yellow colour | No | 460.2 | 3 | 1380.6 | [8 empty] | 1380.6
107 | NN4N403006 | LED type 110 volt DC Indication Lamp White colour | No | 460.2 | 2 | 920.4 | [8 empty] | 920.4
108 | NN4N403004 | LED type 110 volt DC Indication Lamp Blue colour | No | 460.2 | 8 | 3681.6 | [8 empty] | 3681.6
109 | MM3M303007 | Digital Amp meter 110 V DC Accuracy class 0.5 | No | 7068.2 | 1 | 7068.2 | [8 empty] | 7068.2
110 | MM3M304013 | Digital MW meter 110 V DC Accuracy class 0.5 | No | 14148.2 | 2 | 28296.4 | [8 empty] | 28296.4
111 | MM3M302005 | Digital Volt meter 110 V DC Accuracy class 0.5 | No | 7068.2 | 3 | 21204.6 | [8 empty] | 21204.6
112 |  | Air cooling fan 3 phase 415 volt .24 kw/0.33 hp 1375 rpm. | No | 14632 | 8 | 117056 | [8 empty] | 117056
113 |  | Empty Drum of T/F Oil | No | 200 | 4 | 800 | [8 empty] | 800
114 |  | 3.5 Core 70 Sq mm Aluminum (PVC) Power cable | Mtr | 536.9 | 100 | 53690 | [8 empty] | 53690
115 |  | 33 KV CB clamp for ACSR panther conductor | No | 1177.64 | 2 | 2355.28 | [8 empty] | 2355.28
116 |  | 145 KV (5 core) CT (800/400/1A) | No | 169330 | 3 | 507990 | [8 empty] | 507990
117 |  | 145 KV Capacitive Voltage Transformer | No | 145730 | 3 | 437190 | [8 empty] | 437190
118 |  | 3.5 core*70Sq mmPower cable | Km | 513300 | 0.162 | 83154.6 | [8 empty] | 83154.6
119 |  | 33 KV CT Ratio 400/200/1A old used defective | NO | 1000 | 3 | 3000 | [8 empty] | 3000
120 |  | 250 watt HPSV Lamp | NO | 1144.6 | 14 | 16024.4 | [8 empty] | 16024.4
121 |  | Ignitor Suitable for 250 watt HPSV lamp | NO | 480.26 | 14 | 6723.64 | [8 empty] | 6723.64
122 |  | Condenser suitable for 250 watt HPSV lamp | NO | 479.08 | 14 | 6707.12 | [8 empty] | 6707.12
123 |  | 250 Watt HPSV Choke | NO | 2940.56 | 6 | 17643.36 | [8 empty] | 17643.36
124 |  | Closing/Tripping coil for 132 KV Circuit Breaker | NO | 6490 | 4 | 25960 | [8 empty] | 25960
125 |  | Closing/Tripping coil for 33 KV Circuit Breaker | NO | 5900 | 5 | 29500 | [8 empty] | 29500
126 |  | Spring charge motor Suitable for 33 KV Circuit Breaker | NO | 30001.5 | 1 | 30001.5 | [8 empty] | 30001.5
127 |  | Silica gel | Kg | 577.02 | 31 | 17887.62 | [8 empty] | 17887.62
128 |  | Panel heater | No | 706.82 | 3 | 2120.46 | [8 empty] | 2120.46
129 |  | SF6 Gas | Kg | 7021 | 30 | 210630 | [8 empty] | 210630
130 | KK0K005001 | 120 KV Lighting Arrestor | No | 85255 | 9 | 767295 | [8 empty] | 767295
131 | KK0K003001 | 30 KV Lighting Arrestor | No | 26214 | 9 | 235926 | [8 empty] | 235926
132 |  | PG Clamp Panther to panther | No | 1224.84 | 22 | 26946.48 | [8 empty] | 26946.48
[5 empty] | Sub /Total | 7035655.9803 | [5 empty] | 31100 |  | 0 | 7066755.9803
Name of Zone: Garhwal Zone Roorkee |  | STORE INVENTORY OF JUNE -2025 OF SUB STATION
Name of Circle:400 KV O&M CIRCLE Srinagar Garhwal
Name of Division:132 KV O&M Division Simli.
Name of Sub Station : 66 KV S/S Karanprayag.
Month & Year - JUNE -2025 | [14 empty] | Grand Total
Sl.No. | Item code | Name of Item | Unit | Unit rate in Rs. | Useable |  | Unserviceble |  | Non moving |  | Obsolete |  | Scrap
[5 empty] | Qty | Total Amount in Rs. | Qty | Total Amount in Rs. | Qty | Total Amount in Rs. | Qty | Total Amount in Rs. | Qty | Total Amount in Rs.
1 | KK0K004001 | 72.5 KV LA with accessories spec.-10 KA, class 3, 60 KV | No | 10000 | 1 | 10000 | [8 empty] | 10000
2 | JJ7J707001 | SF-6 Gas(as per specifications) | Kg | 2354.1 | 6 | 14124.6 | [8 empty] | 14124.6
3 | VV2V204007 | Empty Drum of Transformer Oil | No | 200 | 40 | 8000 | [8 empty] | 8000
4 | VV2V204001 | Transformer Oil ( Old & Used) | Ltrs | 25 | 8360 | 209000 | [8 empty] | 209000
6 | JJ0J005010 | 33 KV Circuit Breaker VCB Along with support structure | No | 294970.5 | 1 | 294970.5 | [8 empty] | 294970.5
8 | VV3V305003 | 33 KV CT along with Connector & Junction Box | No | 56640 | 6 | 339840 | [8 empty] | 339840
10 | VV2V204007 | Empty Drum of Transformer Oil ( Old & Used) | No | 150 | 27 | 4050 | [8 empty] | 4050
11 | VV2V204001 | Transformer Oil ( Old & Used) | Ltrs | 25 | 4200 | 105000 | [8 empty] | 105000
12 | VV3V304001 | 66KV CT outdoor oil filled live tank HDG with junction box and terminal connectors | Nos | 96170 | 3 | 288510 | [8 empty] | 288510
14 |  | Silica Gel Blue Crystal ( 6 to 8 mm) | kg | 528.64 | 20 | 10572.8 | [8 empty] | 10572.8
15 |  | C-WEDGE PG CLAMP (DOG TO DOG) | Nos | 1557.6 | 6 | 9345.6 | [8 empty] | 9345.6
|  | Total |  |  |  | 1293413.5 | [8 empty] | 1293413.5
Name of Zone: Garhwal Zone Roorkee |  |  | STORE INVENTORY OF JUNE-2025 OF LINE
Name of Circle:400 KV S/S Srinagar Garhwal
Name of Division:132 KV O&M Division Simli
Name of Sub Station : 66 KV Karanprayag
Month & Year : JUNE-2025
Sl.No. | Item code | Name of Item | Unit | Unit rate in Rs. | Useable |  | Unserviceble |  | Non moving |  | Obsolete |  | Scrap |  | Total Inventory Amt
[5 empty] | Qty | Total Amount in Rs. | Qty | Total Amount in Rs. | Qty | Total Amount in Rs. | Qty | Total Amount in Rs. | Qty | Total Amount in Rs.
1 | AA0A002007 | ACSR Conductor Dog | KM | 139830 | 0.1 | 13983
2 | II0I001007 | 70KN Disc Insulator | Nos | 971.14 | 5 | 4855.7
5 | II3I301007 | Mid span Compression joint for ACSR Dog | Nos | 1121 | 7 | 7847
6 | II3I302007 | Repair Sleeve for ACSR Dog Conductor | Nos | 643.1 | 5 | 3215.5
7 |  | Repair Sleeve for Earth Wire | Nos | 601.8 | 5 | 3009
|  |  |  | Total Amt of Useable |  | 32910.2 |  | Total Amt of Unserviceble |  | Total Amt of Non Moving |  | Total Amt of Obsolete |  | Total Amt of Scrap | Total Inventory Amt
Name of Zone: Garhwal Zone Roorkee
Name of Circle:400KV O&M Circle Srinagar(g)
Name of Division:132 KV O&M Division Simli.
Name of Subdivision : 66 KV S/s Kothiyalsain&Line
Sl.No. | Item code | Name of Item | Unit | Unit rate in Rs. | Useable |  | Unserviceble |  | Non moving |  | Obsolete |  | Scrap |  | Grand Total
[5 empty] | Qty | Total Amount in Rs. | Qty | Total Amount in Rs. | Qty | Total Amount in Rs. | Qty | Total Amount in Rs. | Qty | Total Amount in Rs.
1 | FF0F015002 | Damaged, bended and incomplete tower parts | MT | 4000 | 3.5 | 14000 | [8 empty] | 14000
2 | AA0A002007 | Old and used ACSR Dog conductor | Kg | 113 | [8 empty] | 788.4 | 89089.2 | 89089.2
3 | II0I001007 | Old and used Disc insulator | Nos. | 100 | 48 | 4800 | [8 empty] | 4800
4 | AA0A002007 | Old and usedACSR Dog Conductor | KM | 1000 | 0.5 | 500 | [8 empty] | 500
5 | II5I501008 | Single tension fitting for ACSR Dog conductor suitable for 70 KN Disc insulator (complete set including jumper cone) | set | 1593 | 37 | 58941 | [8 empty] | 58941
6 | II5I502008 | Double tension fitting for ACSR Dog conductor suitable for 70 KN Disc insulator( complete set including jumper cone) | Set | 3318.75 | 10 | 33187.5 | [8 empty] | 33187.5
7 | II3I303007 | Vibration damper for ACSR dog conductor | Nos. | 882.64 | 40 | 35305.6 | [8 empty] | 35305.6
8 | II3I301007 | Mid span compression joint for ACSR Dog conductor | Nos. | 611.24 | 39 | 23838.36 | [8 empty] | 23838.36
9 | FF4F403007 | Flexible copper bond | Nos. | 1018.34 | 38 | 38696.92 | [8 empty] | 38696.92
10 | II3I302002 | Repair sleeve for dog conductor | Nos. | 475.54 | 33 | 15692.82 | [8 empty] | 15692.82
11 | not available | Aluminium Pad Clamp | Nos. | 290.28 | 85 | 24673.8 | [8 empty] | 24673.8
12 | VV2V203001 | Silica gel | Kg | 578.2 | 30 | 17346 | [8 empty] | 17346
13 | VV2V204007 | Empty Drum of Transformer oil | Nos. | 200 | 3 | 600 | [8 empty] | 600
14 |  | Old ,used,Defective and incomplete 66 KV isolator | Nos. | 750 |  |  | 3 | 2250 | [6 empty] | 2250
15 | AA0A002007 | ACSR Dog conductor | Km. | 139830 | 0.78 | 109067.4 | [8 empty] | 109067.4
16 | II0I001007 | Disc insulator 70 KN | Nos. | 971.14 | 111 | 107796.54 | [8 empty] | 107796.54
17 | II5I501010 | Tension fitting for GS earthwire 7/3.15mm or 7/10 SWG | Set | 2500 | 12 | 30000 | [8 empty] | 30000
18 | II5I504010 | Suspension fitting for GS earthwire 7/3.15mm or 7/10 SWG | Set | 2500 | 12 | 30000 | [8 empty] | 30000
19 | II3I301009 | Mid span compression joint for 7/3.15mm GS Earthwire or 7/10 SWG | Nos. | 2500 | 12 | 30000 | [8 empty] | 30000
20 | II3I302009 | Repair sleeve for GS Earthwire | Nos. | 750 | 12 | 9000 | [8 empty] | 9000
21 | FF4F403007 | Flexible copper bond for 7/3.15mm7/3.15mm GS Earthwire or 7/10 SWG | Nos. | 900 | 12 | 10800 | [8 empty] | 10800
22 |  | PG clamp suitable for 7/3.15 mm GS Earthwire or 7/10 SWG | Nos. | 800 | 10 | 8000 | [8 empty] | 8000
23 | JJ7J707001 | SF6 Gas Cylinder | Kg | 2301 | 22 | 50622 | [8 empty] | 50622
24 |  | Old,Defective and Obsolete MOCB Circuit Breaker | Nos. | 2000 |  |  | 1 | 2000 | [6 empty] | 2000
25 |  | Clamp for PT suitable for ACSR Dog Conductor | Nos. | 700 | 3 | 2100 | [8 empty] | 2100
26 |  | Defected 33 kv VCB Circuit Breaker | Nos. | 50000 | 1 | 50000 | [8 empty] | 50000
27 |  | 33 KV Polymer pin Insulator | Nos. | 250 | 10 | 2500 | [8 empty] | 2500
28 |  | Gun Fitting | Nos. | 1495 | 5 | 7475 | [8 empty] | 7475
29 |  | 33 KV Disc insulator | Nos. | 250 | 4 | 1000 | [8 empty] | 1000
Grand Total | [5 empty] | 715942.94 |  | 4250 | 0 |  | 0 |  |  | 89089.2 | 809282.14
STORE INVENTORY FOR THE MONTH OF JUNE-2025 OF SUB STATION.
Name of Zone: Garhwal Zone Roorkee
Name of Circle:400KV S/S Srinagar Garhwal
Name of Division:132KV O&M Division Simli
Name of Sub Station : 66 KV S/s JYOTIRMATH
Sl.No. | Item code | Name of Item | Unit | Unit rate in Rs.(with GST) | Useable |  | Unserviceble |  | Non moving |  | Obsolete |  |  |  | Grand Total
[5 empty] | Qty | Total Amount in Rs. | Qty | Total Amount in Rs. | Qty | Total Amount in Rs. | Qty | Total Amount in Rs. |  | Total Amount in Rs.
1 | VV2V202005 | Silica gel Breather | Nos | 14744 | 1 | 14744 | [8 empty] | 14744
2 | JJ7J707001 | SF6 gas | Kg | 2301 | 24 | 55224 | [8 empty] | 55224
3 | VV5V407030 | 66kv CT clamp made of aluminium alloy with GI nut bolt and washer suitable for dog conductor | Nos | 1593 | 12 | 19116 | [8 empty] | 19116
4 | Not available | 66kv CB clamp made of aluminium alloy with GI nut bolt and washer suitable for dog conductor | Nos | 1185.9 | 4 | 4743.6 | [8 empty] | 4743.6
5 | II0I006003 | Aluminium alloy 3 bolted PG clamp made out of LM6 alloy with hot dip galvanized bolt and nut suitable for Panther to Dog ACSR conductor | Nos | 890.9 | 14 | 12472.6 | [8 empty] | 12472.6
6 | II0I009001 | Aluminium alloy 3 bolted PG clamp made out of LM6 alloy with hot dip galvanized bolt and nut suitable for Dog to Dog ACSR conductor | Nos | 831.9 | 8 | 6655.2 | [8 empty] | 6655.2
7 | SS5S501026 | 66kv Isolator clamp made of aluminium alloy with GI nut bolt and washer suitable for dog conductor | Nos | 826 | 8 | 6608 | [8 empty] | 6608
8 | JJ4J401002 | Closing/Tripping coil for 66Kv circuit breaker | Nos | 6608 | 5 | 33040 | [8 empty] | 33040
9 | JJ5J503008 | Closing/Tripping coil for 33Kv circuit breaker | Nos | 6608 | 6 | 39648 | [8 empty] | 39648
10 | JJ7J701008 | Limit switch for 66Kv circuit breaker | Nos | 2714 | 5 | 13570 | [8 empty] | 13570
11 | Not available | Metal Pad clamp with fastners | Nos | 323.32 | 47 | 15196.04 | [8 empty] | 15196.04
12 | Not available | Old used and defective 66Kv isolator | Nos | 750 | - | - | 1 | 750 | [6 empty] | 750
13 | Not available | Old used and defective 33Kv isolator | Nos | 500 | - | - | 1 | 500 | [6 empty] | 500
15 | VV2V203001 | Silica gel | Kg | 577.02 | 24 | 13848.48 | [8 empty] | 13848.48
16 | Not available | Single phase panel heater | Nos | 706.82 | 8 | 5654.56 | [8 empty] | 5654.56
17 | Not available | 66KV old, used and defective CT(In leakage condition) | Nos | 700 |  |  | 3 | 2100 | [6 empty] | 2100
18 | Not available | 33KV old, used and defective CT(In leakage condition) | Nos | 500 |  |  | 3 | 1500 | [6 empty] | 1500
|  | Grand Total |  |  |  | 240520.48 |  | 4850 | [6 empty] | 245370.48
STORE INVENTORY FOR THE MONTH OF JUNE-2025 OF LINE.
Name of Zone: Garhwal Zone Roorkee
Name of Circle:400KV S/S Srinagar Garhwal
Name of Division:132KV O&M Division Simli(G).
Name of Sub Station : 66 KV JYOTIRMATH
Sl.No. | Item code | Name of Item | Unit | Unit rate in Rs. | Useable |  | Unserviceble |  | Non moving |  | Obsolete |  | Scrap
[5 empty] | Qty | Total Amount in Rs. | Qty | Total Amount in Rs. | Qty | Total Amount in Rs. | Qty | Total Amount in Rs. | Qty | Total Amount in Rs. | Grand Total
1 | FF3F301002 | 11 Mtr long STP 410 Pole SP-55(Bottom portion hot dipped) | Nos | 16000 | 2 | 32000 | [8 empty] | 32000
2 | Not Avilable | Composite Polymer 66kv ,90KN Long Rod Insulator (Ball and Socket type) | Nos | 1420 | 12 | 17040 | [8 empty] | 17040
3 | PP3P301004 | Safety Belt | Nos | 2944 | 2 | 5888 | [8 empty] | 5888
4 | PP0P021011 | Single Sheave Pulley Open type(5Ton Capacity) | Nos | 4484 | 3 | 13452 | [8 empty] | 13452
5 | PP0P021011 | Single Sheave Pulley Close type(5Ton Capacity) | Nos | 4484 | 3 | 13452 | [8 empty] | 13452
6 | PP0P018005 | D-Shackle 4.5 MTCapacity 2'' | Nos | 590 | 3 | 1770 | [8 empty] | 1770
7 | Not Avilable | 33 kv 10KN Polymer Insulator with pin suitable for ACSR Dog Condutor | Nos | 500 | 22 | 11000 | [8 empty] | 11000
8 | Not Avilable | Composite Polymer 66kv ,70KN Long Rod Insulator (Ball and Socket type) | Nos | 780 | 20 | 15600 | [8 empty] | 15600
9 | Not Avilable | 4-U Bolt Strain Gun Fitting Complete for ACSR Dog Conductor | Nos | 920 | 18 | 16560 | [8 empty] | 16560
10 | FF0F014002 | Galvanized tower with Bolts, Nuts, flat washers, pack washers & Stub including body extension, leg extension etc. (MS Steel) | MT | 140000 | 4.4838 | 627730.6 | [8 empty] | 627730.6
11 | FF0F014002 | Old & Use Galvanized tower Parts. (MS Steel) | MT | 50000 | 9.151 | 457550 | [8 empty] | 457550
12 | AA0A002007 | Old & Use ACSR conductor (in Diff.Bits) | km | 300 | 4.4 | 1320 | [8 empty] | 1320
13 | AA1A101002 | Old & Use earth wire (in Diff. Bits) | km | 150 | 0.92 | 138 | [8 empty] | 138
14 | II0I001007 | Old & Use Disc Insulator 70KN | Nos | 100 | 210 | 21000 | [8 empty] | 21000
[5 empty] | Sub total | 1234500.6 | [8 empty] | 1234500.6