## Sheet1
INVENTORY (STOCK)
Name of Circle/Zone: Garhwal
Name of Division: 400kV O&M Division, Srinagar (G)
Name of Substation: 400/220/132 kV Substation, Srinagar (G)
Month: June, 2026
Sr. No. | Item Code | Name of Item | Unit | Unit rate in Rs. | Useable |  | Unserviceable |  | Non Moving |  | Obsolete |  | Scrap |  | Total Inventory Amount
[5 empty] | Qty. | Total Amount in Rs. | Qty. | Total Amount in Rs. | Qty. | Total Amount in Rs. | Qty. | Total Amount in Rs. | Qty. | Total Amount in Rs.
(A) | JE (MAINTENANCE) Naval Kishore
1 | AA0A002002 | ACSR MOOSE CONDUCTOR DRUM & 70 Mtr. In Length pieces | Mtr. | 286.7386 | 650 | 186380.0965 | [8 empty] | 186380.0965
2 | II0I001001 | 160 KN INSULATOR | Nos | 996.44 | 67 | 66761.48 | [8 empty] | 66761.48
3 | FF4F403008 | FLEXIBLE COOPER BOUND | Nos | 461.05 | 0 | 0 | [8 empty] | 0
4 | II4I404003 | RIGID SPACER | Nos | 517.14 | 18 | 9308.52 | [8 empty] | 9308.52
5 | I303 | CONDUCTOR VD (2 Nos. without breaket) | Nos | 959.82 | 16 | 15357.12 | [8 empty] | 15357.12
6 | II4I404003 | BUNDLE SPACER | Nos | 863.85 | 1792 | 1548019.2 | [8 empty] | 1548019.2
7 | FF2F201004 | EARTHING MATERIAL MS ROUND 36 MM DIA | Mtr. | 56589 | 0.00912 | 516.0917 | [8 empty] | 516.0917
8 | G201 | HF CABLE | KM. | 266298 | 0.1 | 26629.8 | [8 empty] | 26629.8
9 | JJ3J301003 | CLOSING COIL FOR 132 KV CB | Nos. | 11318 | 3 | 33954 | [8 empty] | 33954
10 | JJ3J301001 | TRIPPING COIL 132 KV CB | Nos. | 11318 | 3 | 33954 | [8 empty] | 33954
11 | SS3S301004 | COPPER CONTECT FINGER ISOLATOR 132 KV | Nos. | 19972 | 1 | 19972 | [8 empty] | 19972
12 | SS3S301011 | ROTORY BEARING ISOLATOR 132 KV | Nos. | 11983 | 1 | 11983 | [8 empty] | 11983
13 | MM0M012004 | Set of Trip relay for 132 kv control panel 1nos. Each type | set | 33287 | 1 | 33287 | [8 empty] | 33287
14 | MM0M010002 | Set of Aux. relay for 132 kv control panel 1nos. Each type | set | 33287 | 1 | 33287 | [8 empty] | 33287
15 | PP0P016004 | STEEL WIRE ROPE WITH FIBER COR STAND 12 MM DIA | Mtr. | 310.295 | 400 | 124118 | [8 empty] | 124118
16 | N/A | STEEL WIRE ROPE SINGLE SLING | Nos. | 1385.45 | 4 | 5541.8 | [8 empty] | 5541.8
17 | N/A | STEEL WIRE ROPE DOUBLE SLING | Nos. | 1385.45 | 4 | 5541.8 | [8 empty] | 5541.8
18 | N/A | STEEL WIRE ROPE TRIPLE SLING | Nos. | 1385.45 | 4 | 5541.8 | [8 empty] | 5541.8
19 | N/A | STEEL WIRE ROPE QUAD SLING | Nos. | 1385.45 | 4 | 5541.8 | [8 empty] | 5541.8
20 | K302 | 22 KN BUS POST ISULTOR | SET | 3091.5 | 25 | 77287.5 | [8 empty] | 77287.5
21 | SS4S402003 | 33 KV ISOLATOR JOW (1200AMP) | Nos. | 6183 | 18 | 111294 | [8 empty] | 111294
22 | PP3P301008 | GUM BOOT | Pair | 1470.28 | 4 | 5881.12 | [8 empty] | 5881.12
23 | N/A | Silicon sealant | Nos. | 249.6 | 13 | 3244.8 | [8 empty] | 3244.8
24 | C3 | Cat 6 SFTP,PVC 4 pair cable | Mtr. | 207 | 285 | 58995 | [8 empty] | 58995
25 | SS3S301005 | Male Contact assembly with Arm for 145 KV single break horizontal type isolator | Nos. | 23364 | 5 | 116820 | [8 empty] | 116820
26 | SS3S301006 | Female Contact assembly with Arm for 145 KV single break horizontal type isolator | Nos. | 23364 | 5 | 116820 | [8 empty] | 116820
27 | II0I004001 | Bimetallic Aluminum alloy PG Clamp Dear/zebra to tarantulla conductor | Nos. | 1982.4 | 30 | 59472 | [8 empty] | 59472
28 | II0I005002 | Bimetallic Aluminum alloy Isolator PG Clamp zebra to panther conductor | Nos. | 1866.76 | 22 | 41068.72 | [8 empty] | 41068.72
29 | II0I002004 | Bimetallic Aluminum alloy Isola Clamp zebra to tarantulla conductor | Nos. | 1866.76 | 18 | 33601.68 | [8 empty] | 33601.68
30 |  | Bimetallic Aluminum Alloy CT- Clamp suitable for Zebra conductor | Nos. | 1746.4 | 12 | 20956.8 | [8 empty] | 20956.8
31 | VV7V701006 | Bimetallic Aluminum Alloy PT- Clamp suitable for Zebra conductor | Nos. | 1746.4 | 22 | 38420.8 | [8 empty] | 38420.8
32 | K | Quic 'C' Wedge Connector Taruntulla to Zebra connector | Nos. | 3286.3 | 30 | 98589 | [8 empty] | 98589
33 | K | Quic 'C' Wedge Connector Zebra to panther connector | Nos. | 3286.3 | 36 | 118306.8 | [8 empty] | 118306.8
34 | SS6S610026 | HRC FUSE 4 AMP | Nos. | 73.6 | 11 | 809.6 | [8 empty] | 809.6
35 | N/A | HRC FUSE 8 AMP | Nos. | 85.3248 | 6 | 511.9488 | [8 empty] | 511.9488
36 | SS6S610020 | HRC FUSE 10AMP | Nos. | 92.4416 | 4 | 369.7664 | [8 empty] | 369.7664
37 | N/A | (3-1/2)X70MM POWER CBLE | KM. | 183745 | 0.012 | 2204.94 | [8 empty] | 2204.94
38 | AA0A001001 | AAAC TARANTULLA CONDUCTOR | Mtr. | 598 | 69 | 41262 | [8 empty] | 41262
39 | II0I001001 | DISC INSULATOR | NOS. | 281 | 60 | 16860 | [8 empty] | 16860
40 | N/A | TWO WAY TERMINAL BLOCK | NOS. | 29.26 | 95 | 2779.7 | [8 empty] | 2779.7
41 | N/A | DISCONECTOR TYPE TB 32 | NOS. | 62.08 | 10 | 620.8 | [8 empty] | 620.8
42 | N/A | DISCONECTOR TYPE TB 16 | NOS. | 44.84 | 10 | 448.4 | [8 empty] | 448.4
43 | N/A | G TYPE STRIP FOR FIXING TB | MTR. | 112.12 | 2 | 224.24 | [8 empty] | 224.24
44 | N/A | Thermal over load relay | Nos | 2351.74 | 4 | 9406.96 | [8 empty] | 9406.96
45 | N/A | set of illumination lamp | set | 11983 | 1 | 11983 | [8 empty] | 11983
46 | N/A | set of contol switch 1 nos. each type | set | 11983 | 1 | 11983 | [8 empty] | 11983
47 | V5 | 220KV CVT-220/110V (FAIL,NONFUNCTIONAL) | Nos | 4000 |  | 0 | 4 | 16000 | [6 empty] | 16000
48 | V3 | 132KV CT 800/400/1A (Redhotted, leakage CT) | Nos | 40000 |  | 0 | 1 | 40000 | [6 empty] | 40000
49 | N/A | Aluminium & Aluminium alloy scrap brunt conductor, connector ,clamp&conductor | kg | 25 |  | 0 |  | 0 |  |  |  |  | 5 | 125 | 125
50 | V5 | 400KV CVT ,400KV/110V CVT(FAIL,NONFUNCTIONAL) | Nos | 5000 |  | 0 | 5 | 25000 | [6 empty] | 25000
51 | Y | 12V Exide make 180Ah battery old & used | nos. | 500 |  | 0 | 8 | 4000 | [6 empty] | 4000
52 | N/A | Supply of Hydraulic oil for centrifusing machine (As per sample) | Ltr's | 387.04 | 10 | 3870.4 |  | 0 | [6 empty] | 3870.4
53 | S603 | Contactor TPI-D09 10AC3-9A |  | 5870.5 | 2 | 11741 | [8 empty] | 11741
54 | LL0L003004 | HPSV LAMPS 250W | No. | 823.64 | 20 | 16472.8 | [8 empty] | 16472.8
55 | LL0L003005 | HPSV LAMPS 150W | No. | 649 | 15 | 9735 | [8 empty] | 9735
|  | 420KV SF6 CIRCUIT Breaker | [12 empty] | 0
56 | JJ1J101006 | 01 complete pole of CB with pole volumn and interrupter but without PIR and with MB & operating machenism and without support structure | No. | 952300 | 1 | 952300 | [8 empty] | 952300
57 | J703 | Rubber gaskets, Drins seals for sf6 gas (complete replacement for one breaker | set's | 65000 | 1 | 65000 | [8 empty] | 65000
58 | JJ1J101001 | Trip coil with resistor | No. | 30000 | 4 | 120000 | [8 empty] | 120000
59 | JJ1J101003 | Closing coil with resistor | No. | 30000 | 4 | 120000 | [8 empty] | 120000
60 | JJ7J710031 | Molecular filter for SF6 circuit for 1 pole of CB | set's | 2800 | 3 | 8400 | [8 empty] | 8400
62 | J6 | Fixed, Moving and Arching contacts including insulating nozzels for one pole of cb | set's | 78000 | 1 | 78000 | [8 empty] | 78000
63 | JJ1J101004 | closing coils assembly/valve | No. | 38000 | 1 | 38000 | [8 empty] | 38000
64 | JJ1J101002 | Trip coil with resistor assembly / valve | No. | 37000 | 1 | 37000 | [8 empty] | 37000
65 | N/A | Pressure Guage and coupling device of each type | set's | 34000 | 1 | 34000 | [8 empty] | 34000
66 | JJ7J710028 | Operation counter | no. | 28500 | 1 | 28500 | [8 empty] | 28500
67 | N/A | All type of coupling for SF6 Gas | set's | 26000 | 1 | 26000 | [8 empty] | 26000
68 | N/A | Terminal pads and connectors | no. | 7000 | 1 | 7000 | [8 empty] | 7000
69 | N/A | Corona Rings | no. | 12000 | 1 | 12000 | [8 empty] | 12000
70 | N/A | Relay's,power contractor's, switch - fuse unit's , limit switches , push buttons, timer's ans MCB'S ETC. | set's | 72000 | 1 | 72000 | [8 empty] | 72000
|  | Spring Operating Mechanism (If applicable) | [12 empty] | 0
71 | JJ1J101016 | Complete spring operating mechanism | no. | 360000 | 1 | 360000 | [8 empty] | 360000
72 | JJ7J710005 | Closing dashpot | set's | 37000 | 1 | 37000 | [8 empty] | 37000
73 | JJ7J710006 | Opening dahspot | set's | 38000 | 1 | 38000 | [8 empty] | 38000
74 | JJ7J710007 | Opening catch gear | set's | 27800 | 1 | 27800 | [8 empty] | 27800
75 | JJ7J710008 | Closing catchgear | set's | 27800 | 1 | 27800 | [8 empty] | 27800
| SS0S001001 | 420 KV Isolator | [12 empty] | 0
76 | N/A | One complete pole of Isolator including support insulator with 1 E/S with operating mechanism for main isolator and earth switch (excluding structure) | No. | 253000 | 1 | 253000 | [8 empty] | 253000
77 | N/A | Copper contact fingers for female & male contracts | set's | 36000 | 2 | 72000 | [8 empty] | 72000
78 | N/A | Relay's,power contractor's,MCB'S, switch - fuse unit's , push buttons and resistor's for electrical control circuit as per approved sechematic |  | 24000 | 1 | 24000 | [8 empty] | 24000
79 | N/A | Terminal connector's | No. | 7000 | 3 | 21000 | [8 empty] | 21000
80 | N/A | Terminal pads and connectors | No. | 6000 | 3 | 18000 | [8 empty] | 18000
81 | N/A | Limit switch and auxilliary contact contact (complete for one MOM box of Isolator) | set's | 10900 | 2 | 21800 | [8 empty] | 21800
82 | N/A | Rotor housing bearing assembly | No. | 8000 | 1 | 8000 | [8 empty] | 8000
83 | N/A | Corona shielding rign of each type | set's | 2100 | 2 | 4200 | [8 empty] | 4200
84 | N/A | Bearings | set's | 3000 | 1 | 3000 | [8 empty] | 3000
85 | N/A | Interlocking coils with resistor | No. | 1500 | 5 | 7500 | [8 empty] | 7500
86 | SS1S101013 | Support Insulator | No. | 11000 | 1 | 11000 | [8 empty] | 11000
87 | VV3V301001 | 420 KV Current Transformers 420KV, 120% extended 5core CT complete in all respects including termianl connectors and support stool for erecting on standard support structure (2000A rated) | No. | 1785075 | 2 | 3570150 | [8 empty] | 3570150
88 | KK0K001001 | 390 KV Surge Arrestor 390 kv Surge Arrestor complete with insulating base and terminal connectors | No. | 431000 | 3 | 1293000 | [8 empty] | 1293000
89 | N/A | Surge Monitor/Moniter | No. | 47000 | 3 | 141000 | [8 empty] | 141000
| JJ0J002002 | 245KV SF6Circuit Breaker | [12 empty] | 0
90 | N/A | One Complete pole of 1600 a CB withpole column and Interruptor but without PIR and with MB & operating mechanism and without support structure | No. | 575500 | 1 | 575500 | [8 empty] | 575500
92 | JJ1J101006 | Rubber gaskets , O rings seals for SF6 gas (complete replacement for one breaker | sets | 30000 | 1 | 30000 | [8 empty] | 30000
93 | J707 | Trip coils with resistor | No. | 12550 | 3 | 37650 | [8 empty] | 37650
94 | J703 | closing coils with resistor | No. | 12550 | 4 | 50200 | [8 empty] | 50200
95 | JJ1J101001 | Molecular filter for SF6 circuit for 1 pole of CB | sets | 2667 | 3 | 8001 | [8 empty] | 8001
96 | JJ1J101003 | Density /Pressure Monitor for SF6 circuit for one pole of CB | No. | 45000 | 1 | 45000 | [8 empty] | 45000
97 | JJ7J710031 | Fixed, Moving and Arching contacts including insulating nozzels for 1 pole of CB | sets | 85000 | 1 | 85000 | [8 empty] | 85000
98 | JJ7J701010 | closing coils assembly/valve | No. | 14550 | 1 | 14550 | [8 empty] | 14550
99 | J6 | Trip coil assembly/valve | No. | 14550 | 1 | 14550 | [8 empty] | 14550
100 | JJ1J101004 | Pressure Guage and coupling device of each type | sets | 22000 | 1 | 22000 | [8 empty] | 22000
101 | JJ1J101002 | Operation counter | No. | 29000 | 1 | 29000 | [8 empty] | 29000
102 | N/A | All type of coupling for SF6 Gas | Set | 22000 | 1 | 22000 | [8 empty] | 22000
103 | JJ7J710028 | Terminal pads and connectors | No. | 6000 | 2 | 12000 | [8 empty] | 12000
104 | N/A | Corona Rings | No. | 8000 | 1 | 8000 | [8 empty] | 8000
105 | N/A | Relays, power contractors, switch fuse units, limit switches,push buttons , timers and MCBs etc. | sets | 30000 | 1 | 30000 | [8 empty] | 30000
106 | N/A | Control Valves | sets | 14000 | 1 | 14000 | [8 empty] | 14000
107 | N/A | Pressure switches | sets | 24000 | 1 | 24000 | [8 empty] | 24000
|  | Spring Operating Mechanism (If applicable) | [12 empty] | 0
108 | JJ1J101016 | Complete spring operating mechanism | no. | 249999 | 1 | 249999 | [8 empty] | 249999
109 | JJ7J710005 | Closing dashpot | sets | 24000 | 1 | 24000 | [8 empty] | 24000
110 | JJ7J710006 | Opening dahspot | sets | 24000 | 1 | 24000 | [8 empty] | 24000
111 | JJ7J710007 | Opening catch gear | sets | 18000 | 1 | 18000 | [8 empty] | 18000
112 | JJ7J710008 | Closing catchgear | sets | 18000 | 1 | 18000 | [8 empty] | 18000
| SS0S002001 | 245KV Isolator | [12 empty] | 0
113 | N/A | One complete pole of Isolator including support insulator with 1 E/S with operating mechanism for main isolator and earth switch (excluding structure) | No. | 278000 | 1 | 278000 | [8 empty] | 278000
114 | N/A | Copper contact fingers for female & male contracts | sets | 42000 | 2 | 84000 | [8 empty] | 84000
115 | N/A | Relays, power contractors, MCBs ,switch fuse units, push buttons and resistors for electrical control circuit as per approved schematic | Set | 36000 | 1 | 36000 | [8 empty] | 36000
116 | N/A | Terminal connector's | No. | 3600 | 3 | 10800 | [8 empty] | 10800
117 | N/A | Terminal pads | No. | 4500 | 3 | 13500 | [8 empty] | 13500
118 | N/A | Limit switch and auxilliary contract contract (complete for one MOM box of Isolator) | sets | 5800 | 2 | 11600 | [8 empty] | 11600
119 | N/A | Rotor housing bearing assembly | No. | 4600 | 1 | 4600 | [8 empty] | 4600
120 | N/A | Corona shielding rign of each type | sets | 3200 | 2 | 6400 | [8 empty] | 6400
121 | N/A | Bearings | sets | 7000 | 1 | 7000 | [8 empty] | 7000
122 | N/A | Interlocking coils with resistor | No. | 2600 | 5 | 13000 | [8 empty] | 13000
123 | N/A | Support Insulator | No. | 4000 | 1 | 4000 | [8 empty] | 4000
124 | KK0K002001 | 216KV Surge arrester 216 KV Surge arrester complete with insulating base and surge monitor and terminal connectors | No. | 102000 | 2 | 204000 | [8 empty] | 204000
CONTROL AND RELAY PANEL
Control Panel Equipment Spares
125 | N/A | Ammeter with transducer | No. | 7500 | 2 | 15000 | [8 empty] | 15000
126 | N/A | Wattmeter with transducer | No. | 6100 | 1 | 6100 | [8 empty] | 6100
127 | N/A | var meter with transducer | No. | 8200 | 1 | 8200 | [8 empty] | 8200
128 | N/A | Voltmeter with transducer | No. | 8800 | 1 | 8800 | [8 empty] | 8800
129 | N/A | Voltmeter selector switch | No. | 8400 | 1 | 8400 | [8 empty] | 8400
130 | N/A | Control switch for breaker | No. | 9500 | 2 | 19000 | [8 empty] | 19000
131 | N/A | Control switch for Isolator | No. | 7800 | 2 | 15600 | [8 empty] | 15600
132 | N/A | Semaphore indicator for Earthswitch | No. | 45000 | 2 | 90000 | [8 empty] | 90000
133 | N/A | Red/Green/White indicating lamp with complete assembly (3 no's for each colour) | set | 8500 | 1 | 8500 | [8 empty] | 8500
134 | N/A | Annunciation windows with necessary annunciation relay | No. | 27000 | 1 | 27000 | [8 empty] | 27000
135 | N/A | Push Button | No. | 3250 | 1 | 3250 | [8 empty] | 3250
136 | N/A | sybchronising socket | No. | 7600 | 1 | 7600 | [8 empty] | 7600
137 | N/A | Synchronising selector switch (If applicable) | No. | 8600 | 1 | 8600 | [8 empty] | 8600
|  | Breaker Relay Panel spares | [12 empty] | 0
138 | N/A | Breaker failure relay | No. | 37000 | 1 | 37000 | [8 empty] | 37000
139 | N/A | Trip circuit supervision relay | No. | 38000 | 1 | 38000 | [8 empty] | 38000
140 | N/A | Auto reclose relay with check synchronising relay and dead line charging relay (If stand alone) | No. | 22000 | 1 | 22000 | [8 empty] | 22000
141 | N/A | Self reset trip relay (one relay of each type), if applicable | No. | 47000 | 1 | 47000 | [8 empty] | 47000
142 | N/A | Hand reset trip relay (one relay of each type), if applicable | No. | 450000 | 1 | 450000 | [8 empty] | 450000
143 | N/A | Timer relay (one relay of each type), If applicable | No. | 21000 | 1 | 21000 | [8 empty] | 21000
144 | N/A | DC supervision relays (if applicable) | No. | 34000 | 1 | 34000 | [8 empty] | 34000
145 | N/A | Flag relay (one relay of each type), if applicable | No. | 41500 | 1 | 41500 | [8 empty] | 41500
146 | N/A | Auxiliary relay (one relay of each type) | No. | 37000 | 1 | 37000 | [8 empty] | 37000
|  | Line Protection Panel Equipment Spares | [12 empty] | 0
147 | N/A | Main-1 Neumerical distance relay(excluding external trip relays)with software and cable for front panel communication to pc 1set | sets | 1938000 | 1 | 1938000 | [8 empty] | 1938000
|  | Transformers Protection Panel Spares | [12 empty] | 0
148 | N/A | Over fluxing relay (If stand only) | sets | 100000 | 1 | 100000 | [8 empty] | 100000
149 | N/A | Overload relay with timer | sets | 65000 | 1 | 65000 | [8 empty] | 65000
|  | Reactor Protection Panel Spares | [12 empty] | 0
150 | N/A | Back up forimpedence relay | sets | 72000 | 1 | 72000 | [8 empty] | 72000
|  | Common Spares | [12 empty] | 0
151 | N/A | Inter-posing CT & PT each | sets | 38000 | 1 | 38000 | [8 empty] | 38000
152 | N/A | Metrosil (non - linear resistor) each type if applicable | No. | 47000 | 1 | 47000 | [8 empty] | 47000
153 | N/A | Power supply module of bus-bar protection | No. | 12000 | 1 | 12000 | [8 empty] | 12000
154 | N/A | Restricted earth fault Protection relay with non -linear resistor | No. | 58000 | 1 | 58000 | [8 empty] | 58000
155 | N/A | Back up Impedence relay | sets | 35000 | 1 | 35000 | [8 empty] | 35000
|  | SAS System | [12 empty] | 0
156 | N/A | Longest optical cable with end equipment | sets | 34000 | 1 | 34000 | [8 empty] | 34000
| N5 | PLCC Equipments | [12 empty] | 0
157 | N/A | Each type of card of carrier | Set | 270000 | 1 | 270000 | [8 empty] | 270000
158 | N/A | Set of Prints for EPAX (24/8) | Set | 900 | 1 | 900 | [8 empty] | 900
159 | N/A | Coupling device without base plate | Set | 74000 | 2 | 148000 | [8 empty] | 148000
160 | N/A | Telephone 4 wire with necessary connecting cable | Set | 38000 | 2 | 76000 | [8 empty] | 76000
161 | N/A | Co-axial connector | Set | 8100 | 2 | 16200 | [8 empty] | 16200
162 | N/A | Straight through joint | Set | 8700 | 1 | 8700 | [8 empty] | 8700
163 | N/A | Set of prints for Protection coupler | Set | 12000 | 1 | 12000 | [8 empty] | 12000
|  | Lighting | [12 empty] | 0
|  | Fluorescent Lights | [12 empty] | 0
164 | N/A | Botton strips | sets | 55 | 20 | 1100 | [8 empty] | 1100
165 | L301 | Complete fittings | No. | 4200 | 10 | 42000 | [8 empty] | 42000
|  | Sodium Vapour/ Mercury Vapour Lamps | [12 empty] | 0
166 | L006 & L007 | Covers and Reflectors | sets | 400 | 20 | 8000 | [8 empty] | 8000
167 | N/A | Complete fittings | No. | 4000 | 10 | 40000 | [8 empty] | 40000
|  | CFL (Compressed fluorsecent lamps) | [12 empty] | 0
168 | L402 | CFL | Sets | 120 | 13 | 1560 | [8 empty] | 1560
169 | L404 | Holders | sets | 12 | 15 | 180 | [8 empty] | 180
170 | N/A | Complete fittings of all types | No. | 7000 | 10 | 70000 | [8 empty] | 70000
171 | L603 | Junction boxes | sets | 640 | 5 | 3200 | [8 empty] | 3200
| Q201 | Fire Protection System |  |  |  | 0 | [8 empty] | 0
|  | HVW spray pumps |  |  |  | 0 | [8 empty] | 0
172 | N/A | Shaft sleeves | sets | 7000 | 1 | 7000 | [8 empty] | 7000
|  | Diesel Engine drive |  |  |  | 0 | [8 empty] | 0
173 | N/A | Self Starter | No. | 43247 | 1 | 43247 | [8 empty] | 43247
|  | Hydrant pumps & Jockey pumbs | [12 empty] | 0
174 | N/A | Shaft sleeves | sets | 4000 | 1 | 4000 | [8 empty] | 4000
|  | General |  |  |  | 0 | [8 empty] | 0
175 | N/A | Quarzold bulb detectors | No. | 3137 | 5 | 15685 | [8 empty] | 15685
176 | N/A | Projector(Merxies) | No. | 3200 | 2 | 6400 | [8 empty] | 6400
177 | N/A | Smoke Detectors | No. | 800 | 2 | 1600 | [8 empty] | 1600
178 | N/A | Heat Detectors | No. | 800 | 3 | 2400 | [8 empty] | 2400
179 | N/A | Deluge Valve | sets | 69711 | 1 | 69711 | [8 empty] | 69711
180 | N/A | Isolation Valves (each size each type) | sets | 7000 | 1 | 7000 | [8 empty] | 7000
181 | N/A | Electricals control panel Annuciation printed circuit bosrds (for solid state annunciation) in the control panel | sets | 6000 | 1 | 6000 | [8 empty] | 6000
182 | N/A | Strainer | No. | 13942 | 1 | 13942 | [8 empty] | 13942
183 | N/A | Level Switch | No. | 8500 | 1 | 8500 | [8 empty] | 8500
184 | N/A | Safety valve for hydro pneumatic system | No. | 6000 | 1 | 6000 | [8 empty] | 6000
185 | N/A | Pressure Switch | No. | 3782 | 1 | 3782 | [8 empty] | 3782
186 | N/A | Hydrant Valve | No. | 7000 | 0 | 0 | [8 empty] | 0
187 | N/A | Pressure Guage and coupling device of each type | No. | 4400 | 1 | 4400 | [8 empty] | 4400
|  | DG Set | [12 empty] | 0
188 | N/A | Set of filters(Lub oil/fuel/air ckt.) |  | 2693 | 1 | 2693 | [8 empty] | 2693
189 | N/A | Self starter assembly | No. | 80000 | 1 | 80000 | [8 empty] | 80000
190 | N/A | Solenoid coil assembly | No. | 22000 | 1 | 22000 | [8 empty] | 22000
191 | N/A | Switches | sets | 750 | 1 | 750 | [8 empty] | 750
192 | N/A | Timer | sets | 2400 | 1 | 2400 | [8 empty] | 2400
193 | N/A | D.C. Starter assembly with clutch engaging and dis angaging arrangements complete with motor | No. | 28000 | 1 | 28000 | [8 empty] | 28000
194 | N/A | Lube oil pressure safety control | No. | 1200 | 1 | 1200 | [8 empty] | 1200
195 | N/A | High water temperature safety control | No. | 1600 | 1 | 1600 | [8 empty] | 1600
196 | N/A | AVR cord of each type | No. | 5800 | 1 | 5800 | [8 empty] | 5800
|  | Batteries & Battery chargers | [12 empty] | 0
| Y0 | Battary 220 V |  |  |  | 0 | [8 empty] | 0
197 | N/A | Spare Battary cells | No. | 9500 | 5 | 47500 | [8 empty] | 47500
198 | N/A | Inter cell connectors with bolts and nuts | No. | 250 | 15 | 3750 | [8 empty] | 3750
| Y0 | Battery 48 V |  |  |  | 0 | [8 empty] | 0
199 | N/A | Spare battery cells | N0. | 7600 | 5 | 38000 | [8 empty] | 38000
200 | N/A | Inter cells connectors with bolts and nuts | N0. | 250 | 15 | 3750 | [8 empty] | 3750
| Y1 | Battery chargers (220V) |  |  |  | 0 | [8 empty] | 0
201 | N/A | Set of control cards (All PCB cards) | Set | 35000 | 1 | 35000 | [8 empty] | 35000
202 | N/A | Set of relays | Set | 40000 | 1 | 40000 | [8 empty] | 40000
203 | N/A | Set of contactor | Set | 750 | 1 | 750 | [8 empty] | 750
204 | N/A | Filter capacitor |  | 300 | 1 | 300 | [8 empty] | 300
205 | N/A | Thyristor/diode | Set | 450 | 1 | 450 | [8 empty] | 450
206 | N/A | Set of wound resistor(IF applicable) | Set | 500 | 1 | 500 | [8 empty] | 500
207 | N/A | Set of switches | Set | 750 | 1 | 750 | [8 empty] | 750
208 | N/A | Potentiometer | Nos. | 498 | 1 | 498 | [8 empty] | 498
209 | N/A | Fuses of thyristor with indicator | Nos. | 605 | 6 | 3630 | [8 empty] | 3630
| Y1 | Spares of Battery Charger (48 V) | [12 empty] | 0
210 | N/A | Set of relays | Set | 36000 | 1 | 36000 | [8 empty] | 36000
211 | N/A | Set of contactor | Set | 750 | 1 | 750 | [8 empty] | 750
212 | N/A | Filter capacitor | No. | 300 | 1 | 300 | [8 empty] | 300
213 | N/A | Thyristor /diode | Set | 450 | 1 | 450 | [8 empty] | 450
214 | N/A | Set of wound resistor (if applicable ) | Set. | 500 | 1 | 500 | [8 empty] | 500
215 | N/A | Set of switches | Set. | 750 | 1 | 750 | [8 empty] | 750
216 | N/A | Potentiometer | No. | 498 | 1 | 498 | [8 empty] | 498
217 | N/A | Fuses of thyristor with indicator | Nos. | 630 | 6 | 3780 | [8 empty] | 3780
|  | LT Switchgear |  |  |  | 0 | [8 empty] | 0
218 | N/A | Relays of each type | Set. | 71000 | 1 | 71000 | [8 empty] | 71000
219 | N/A | CT,PT(each type ) | Set. | 46000 | 1 | 46000 | [8 empty] | 46000
220 | N/A | Switch ,Push buttons ,Meters | Set. | 40000 | 1 | 40000 | [8 empty] | 40000
|  | A/C and Ventilation |  |  |  | 0 | [8 empty] | 0
221 | N/A | A/C System(1unit) as per specification | Set | 98800 | 1 | 98800 | [8 empty] | 98800
|  | CONDUCTORS / AL. TUBE |  |  |  | 0 | [8 empty] | 0
222 | N/A | 7 | Nos. | 9933 | 13 | 129129 | [8 empty] | 129129
223 | N/A | 5.5 | Nos. | 7805 | 5 | 39025 | [8 empty] | 39025
224 | N/A | 4 | Nos. | 5676 | 4 | 22704 | [8 empty] | 22704
225 | AA3A302004 | Welding Sleeves with PIN | Nos. | 1150 | 13 | 14950 | [8 empty] | 14950
| N/A | BUS SUPPORT INSULATORS |  |  |  | 0 | [8 empty] | 0
226 | N/A | Bus support insulators Voltage Rating | Nos | 46100 | 5 | 230500 | [8 empty] | 230500
| II0I001003 | INSULATOR STRINGS (DISC INSULATOR) |  |  |  | 0 | [8 empty] | 0
227 | II0I001003 | Double Tension Insulator String (without hardware) suitable for twin ACSR Moose conductor Quantity of Disc Insulator | Nos. | 890 | 180 | 160200 | [8 empty] | 160200
228 | II0I001003 | Double Tension Insulator String (without hardware) suitable for quad ACSR Moose conductor Quantity of Disc Insulator | Nos. | 890 | 240 | 213600 | [8 empty] | 213600
229 | II0I001003 | Single suspension Insulator String (without hardware) for twin ACSR Moose conductor Quantity of Disc Insulator | Nos. | 890 | 30 | 26700 | [8 empty] | 26700
230 | II0I001003 | Single suspension Insulator String (without hardware) for quad ACSR Moose conductor Quantity of Disc Insulator | Nos. | 890 | 19 | 16910 | [8 empty] | 16910
|  | INSULATOR HARDWARE |  |  |  | 0 | [8 empty] | 0
231 | II0I001003 | Double Tension-Double String-Twin Moose without Turn Buckle per conductor, 450 mmsub conductor spacing | Nos. | 14700 | 2 | 29400 | [8 empty] | 29400
232 | II0I001003 | Double Tension-Double String-Twin Moosewith Turn Buckle per conductor, 450 mm sub conductor spacing | Nos. | 18600 | 2 | 37200 | [8 empty] | 37200
233 | II0I001003 | Double Tension-Double String-Quad Moose without Turn Buckle per conductor, 450 mm sub conductor spacing | Nos. | 24000 | 3 | 72000 | [8 empty] | 72000
234 | II0I001003 | Double Tension-Double String-Quad Moosewith Turn Buckle per conductor, 450 mmsub conductor spacing | Nos. | 25500 | 3 | 76500 | [8 empty] | 76500
|  | Single Tension Insulator Hardware with Single anchoring point with all hardware accessories for Moose conductor |  |  |  | 0 | [8 empty] | 0
237 | II0I001003 | Single Suspension-Single String-Quad Moose - Through'450 mm sub conductor spacing | Nos. | 7900 | 1 | 7900 | [8 empty] | 7900
238 | II0I001003 | Single Suspension-Single String-Quad Moose - Drop'450 mm sub conductor spacing | Nos. | 8410 | 1 | 8410 | [8 empty] | 8410
| V | CLAMPS AND CONNECTORS |  |  |  | 0 | [8 empty] | 0
239 | N/A | Al. Tube Flexible type | Nos. | 3195 | 4 | 12780 | [8 empty] | 12780
240 | N/A | Breaker - Quad Moose - Horizontal | Nos. | 3058 | 1 | 3058 | [8 empty] | 3058
241 | N/A | Universal take off | Nos. | 2300 | 1 | 2300 | [8 empty] | 2300
242 | N/A | Al. Tube Rigid type | Nos. | 2700 | 1 | 2700 | [8 empty] | 2700
243 | N/A | Al. Tube Flexible type | Nos. | 4750 | 3 | 14250 | [8 empty] | 14250
|  | Terminal connector for Isolator to receive |  |  |  | 0 | [8 empty] | 0
244 | N/A | Isolator-4"IPS-Tandem | Nos. | 2205 | 3 | 6615 | [8 empty] | 6615
245 | N/A | Al. Tube Rigid type | Nos. | 2170 | 2 | 4340 | [8 empty] | 4340
246 | N/A | Al. Tube Flexible type | Nos. | 4805 | 3 | 14415 | [8 empty] | 14415
|  | ACSR Twin Moose Conductor |  |  |  | 0 | [8 empty] | 0
247 | N/A | (i) Universal take off | Nos. | 2205 | 4 | 8820 | [8 empty] | 8820
248 | N/A | (ii) Isolator-TM-Horizontal | Nos. | 2230 | 2 | 4460 | [8 empty] | 4460
249 | N/A | Isolator-QM-Tandem-Vertical | Nos. | 3996 | 1 | 3996 | [8 empty] | 3996
250 | N/A | Isolator-Quad-Horizontal | Nos. | 3528 | 1 | 3528 | [8 empty] | 3528
251 | N/A | Terminal connector for CVT to receive ACSR Twin Moose Conductor (i) Universal take off | Nos. | 2430 | 1 | 2430 | [8 empty] | 2430
252 | N/A | Terminal connector for LA to receive ACSR Twin Moose Conductor (i) Universal take off | Nos. | 2470 | 2 | 4940 | [8 empty] | 4940
253 | N/A | Terminal Connector for Auto Trafo. to receive On HT side ACSR Twin Moose Conductor |  |  |  | 0 | [8 empty] | 0
254 | N/A | (i) Horizontal take off | Nos. | 1803 | 1 | 1803 | [8 empty] | 1803
255 | N/A | (ii) Transformer - Pad - Neutral | Nos. | 980 | 1 | 980 | [8 empty] | 980
| N/A | Terminal connector for WT to receive ACSR Twin MooseConductor |  |  |  | 0 | [8 empty] | 0
256 | N/A | (i) Universal take off | Nos. | 2200 | 1 | 2200 | [8 empty] | 2200
257 | N/A | (ii) Al. Tube Rigid / Sliding type | Nos. | 2200 | 1 | 2200 | [8 empty] | 2200
| N/A | Terminal connector for BPI to receive |  |  |  | 0 | [8 empty] | 0
258 | N/A | Al. Tube Rigid / Sliding type | Nos. | 2350 | 2 | 4700 | [8 empty] | 4700
| N/A | ACSR Twin MooseConductor |  |  |  | 0 | [8 empty] | 0
259 | N/A | (i) Through -Type | Nos. | 3600 | 1 | 3600 | [8 empty] | 3600
260 | N/A | BPI-4"IPS- Flexible |  | 4900 | 3 | 14700 | [8 empty] | 14700
261 | N/A | BPI-Quad Moose- Through | Nos. | 3350 | 1 | 3350 | [8 empty] | 3350
263 | II4I404003 | Spacers for ACSR Quad Moose Conductor (450mm spacer for ACSR Quad Moose - Rigid type) | Nos. | 1890 | 23 | 43470 | [8 empty] | 43470
| N/A | Terminal Connector for Reactor & accessories to receive ACSR Twin Moose Conductor |  |  |  | 0 | [8 empty] | 0
264 | N/A | (i) On Reactor Primary side - Horizontal take off | Nos. | 3700 | 1 | 3700 | [8 empty] | 3700
265 | N/A | (ii) Reactor-N - Twin Moose - Hor | Nos. | 3200 | 1 | 3200 | [8 empty] | 3200
267 | N/A | Twin-single Inter connector | Nos. | 3700 | 10 | 37000 | [8 empty] | 37000
| N/A | Shield wire clamps and accessories | [12 empty] | 0
269 | N/A | Shield wire tension clamps. | Nos. | 578 | 4 | 2312 | [8 empty] | 2312
270 | N/A | Pad type clamp for Shield Wire | Nos. | 680 | 3 | 2040 | [8 empty] | 2040
271 | N/A | Cleat type clamp for Shield Wire | Nos. | 270 | 31 | 8370 | [8 empty] | 8370
272 | N/A | PG Clamp for Shield wire | Nos. | 475 | 6 | 2850 | [8 empty] | 2850
273 | I205 | Cleat for earth strip | Nos. | 95 | 115 | 10925 | [8 empty] | 10925
274 | I205 | Cleat for earth strip | Nos. | 95 | 5 | 475 | [8 empty] | 475
|  | 132kV System |  |  |  | 0 | [8 empty] | 0
275 | N/A | Transformer to Twin Moose -Vertical Type | Nos. | 2340 | 1 | 2340 | [8 empty] | 2340
276 | N/A | Transformer-Neutral to Pad Type -Horizontal Type | Nos. | 2700 | 1 | 2700 | [8 empty] | 2700
|  | 33kV System |  |  |  | 0 | [8 empty] | 0
277 | N/A | Aux Trafo to Single Moose-Through type | Nos. | 2600 | 1 | 2600 | [8 empty] | 2600
278 | N/A | VCB to Single Moose-Horizontal type | Nos. | 1670 | 1 | 1670 | [8 empty] | 1670
279 | N/A | CT to Single Moose-Horizontal type | Nos. | 1680 | 1 | 1680 | [8 empty] | 1680
280 | N/A | PT to Single Moose-Through Type | Nos. | 1670 | 1 | 1670 | [8 empty] | 1670
281 | N/A | Isolator to Single Moose-Horizontal type | Nos. | 2300 | 1 | 2300 | [8 empty] | 2300
282 | N/A | BPI to Single Moose - Through Type- Rigid connection | Nos. | 2650 | 2 | 5300 | [8 empty] | 5300
| AA3A301004 | CONDUCTORS / AL. TUBE |  |  |  | 0 | [8 empty] | 0
|  | Cut lengths (mts) |  |  |  | 0 | [8 empty] | 0
283 |  | 7 | Nos. | 9933 | 8 | 79464 | [8 empty] | 79464
284 |  | 5.5 | Nos. | 7804 | 4 | 31216 | [8 empty] | 31216
285 |  | 4 | Nos. | 5676 | 2 | 11352 | [8 empty] | 11352
286 | A302 | Welding Sleeves with PIN | Nos. | 1150 | 6 | 6900 | [8 empty] | 6900
| N/A | BUS SUPPORT INSULATORS |  |  |  | 0 | [8 empty] | 0
287 | N/A | Bus Support Insulators Voltage Rating | Nos | 32500 | 5 | 162500 | [8 empty] | 162500
|  | INSULATOR STRINGS / HARDWARE |  |  |  | 0 | [8 empty] | 0
288 | II0I001003 | Double Tension Insulator String (without hardware) suitable for twin ACSR Moose conductor Disc Insulator | Nos. | 890 | 90 | 80100 | [8 empty] | 80100
289 | II0I001003 | Double Tension Insulator String (without hardware) suitable for quad ACSR Moose conductor Quantity of Disc Insulator | Nos. | 890 | 117 | 104130 | [8 empty] | 104130
290 | II0I001003 | Single suspension Insulator String (without hardware) for twin ACSR Moose conductor Quantity of Disc Insulator | Nos. | 890 | 15 | 13350 | [8 empty] | 13350
291 | II0I001003 | Single suspension Insulator String (without hardware) for Quad ACSR Moose conductor Quantity of Disc Insulator | Nos. | 890 | 3 | 2670 | [8 empty] | 2670
|  | INSULATOR HARDWARE |  |  |  | 0 | [8 empty] | 0
292 | II0I001003 | Double Tension-Double String-Twin Moose without turnbuckel per conductor), 250 mm sub conductor spacing | Nos. | 11800 | 2 | 23600 | [8 empty] | 23600
293 | II0I001003 | Double Tension-Double String-Twin Moose with turnbuckel per conductor), 250 mm sub conductor spacing | Nos. | 10790 | 2 | 21580 | [8 empty] | 21580
294 | II0I001003 | Double Tension-Double String-Quad Moose without turnbuckel per conductor), 250 mm sub conductor spacing | Nos. | 12700 | 2 | 25400 | [8 empty] | 25400
295 | II0I001003 | Double Tension-Double String-Quad Moose with turnbuckel per conductor), 250 mm sub conductor spacing | Nos. | 17860 | 2 | 35720 | [8 empty] | 35720
|  | Single Suspension hardware with Single anchoring point with all accessories for Moose Conductor |  |  |  | 0 | [8 empty] | 0
296 | II0I001003 | Single Tension-Single String-Twin Moose - Drop 250 mm sub conductor spacing | Nos. | 5200 | 1 | 5200 | [8 empty] | 5200
297 | II0I001003 | Single Tension-Single String-Quad Moose - Drop 250 mm sub conductor spacing | Nos. | 7200 | 1 | 7200 | [8 empty] | 7200
| V | CLAMPS AND CONNECTORS |  |  |  | 0 | [8 empty] | 0
| N/A | Terminal Connector for CB to receive |  |  |  | 0 | [8 empty] | 0
298 | N/A | Al. Tube Flexible type | Nos. | 4600 | 3 | 13800 | [8 empty] | 13800
| N/A | Terminal Connector for CT to receive |  |  |  | 0 | [8 empty] | 0
299 | N/A | Al. Tube Rigid type | Nos. | 3800 | 1 | 3800 | [8 empty] | 3800
300 | N/A | Al. Tube Flexible type | Nos. | 4750 | 2 | 9500 | [8 empty] | 9500
| N/A | ACSR Twin Moose Conductor |  |  |  | 0 | [8 empty] | 0
301 | N/A | (i) Universal take off-Horizontal | Nos. | 5300 | 1 | 5300 | [8 empty] | 5300
302 | N/A | (ii) Universal take off-Vertical | Nos. | 4200 | 1 | 4200 | [8 empty] | 4200
303 | N/A | Terminal connector for Isolator to receive Al. Tube Rigid Through type for Tandem Isolator | Nos. | 1799 | 3 | 5397 | [8 empty] | 5397
304 | N/A | (i) Isolator-TM-Tandem-Vertical | Nos. | 1653 | 4 | 6612 | [8 empty] | 6612
305 | N/A | (ii) Isolator-TM-Horizontal | Nos. | 1370 | 1 | 1370 | [8 empty] | 1370
306 | N/A | Isolator-4"IPS-Horizontal-Flex | Nos. | 2058 | 4 | 8232 | [8 empty] | 8232
307 | N/A | Isolator-4"IPS-Horizontal-Rigid | Nos. | 1700 | 2 | 3400 | [8 empty] | 3400
| N/A | Terminal Connector for Auto Trafo. to receive On LT side ACSR Twin MooseConductor |  |  |  | 0 | [8 empty] | 0
310 | N/A | (i) Universal take off | Nos. | 1450 | 1 | 1450 | [8 empty] | 1450
311 | N/A | Transformer - 4"IPS - Hor-Rigid | Nos. | 1421 | 1 | 1421 | [8 empty] | 1421
312 | N/A | Transformer - Pad - Neutral | Nos. | 1450 | 1 | 1450 | [8 empty] | 1450
| N/A | Terminal connector for WT to receive |  |  |  | 0 | [8 empty] | 0
313 | N/A | ACSR Twin MooseConductor (i) Universal take off | Nos. | 1300 | 1 | 1300 | [8 empty] | 1300
| N/A | Terminal connector for BPI to receive |  |  |  | 0 | [8 empty] | 0
314 | N/A | Al. Tube Rigid / Sliding Type | Nos. | 4870 | 3 | 14610 | [8 empty] | 14610
315 | N/A | Al. Tube Flexible type | Nos. | 5032 | 3 | 15096 | [8 empty] | 15096
316 | N/A | ACSR Twin Moose Conductor (i) Universal take off |  | 5200 | 1 | 5200 | [8 empty] | 5200
317 | N/A | 250mm spacer for ACSR Twin Moose - Rigid type | Nos. | 1600 | 44 | 70400 | [8 empty] | 70400
318 | II4I404003 | 250mm spacer for ACSR Quad Moose - Rigid type | Nos. | 1950 | 26 | 50700 | [8 empty] | 50700
320 | N/A | Inter connector for 250mm spacing ACSR Twin Moose to ACSR Single Moose Conductor | Nos. | 2450 | 5 | 12250 | [8 empty] | 12250
321 | N/A | Tee Interconnector-4"IPS-TM-Tee | Nos. | 3500 | 1 | 3500 | [8 empty] | 3500
322 | N/A | Tee Interconnector-4"IPS-QM-Tee | Nos. | 3883 | 1 | 3883 | [8 empty] | 3883
323 | N/A | Tee Interconnector-4"IPS-TM-Hor | Nos. | 3800 | 1 | 3800 | [8 empty] | 3800
325 | N/A | Tee Interconnector-4"IPS-SM-Hor | Nos. | 5400 | 2 | 10800 | [8 empty] | 10800
|  | Shield wire clamps and accessories |  |  |  | 0 | [8 empty] | 0
326 | N/A | Shield wire tension clamps. | Nos. | 778 | 3 | 2334 | [8 empty] | 2334
327 | N/A | Pad type clamp for Shield Wire | Nos. | 680 | 2 | 1360 | [8 empty] | 1360
328 | N/A | Cleat type clamp for Shield Wire | Nos. | 270 | 21 | 5670 | [8 empty] | 5670
329 | N/A | PG Clamp for Shield Wire | Nos. | 196 | 4 | 784 | [8 empty] | 784
330 | N/A | Cleat for earth strip | Nos. | 95 | 77 | 7315 | [8 empty] | 7315
331 | N/A | Cleat for earth strip | Nos. | 95 | 5 | 475 | [8 empty] | 475
|  | 11kV System |  |  |  | 0 | [8 empty] | 0
332 | N/A | Aux Trafo to Single Moose-Through type | Nos | 2650 | 1 | 2650 | [8 empty] | 2650
333 | N/A | HG Fuse to Single Moose-Horizontal Type | Nos | 682 | 1 | 682 | [8 empty] | 682
334 | N/A | LA to Single Moose-Through Type | Nos | 2280 | 1 | 2280 | [8 empty] | 2280
335 | N/A | Isolator to Single Moose-Horizontal type | Nos | 2800 | 1 | 2800 | [8 empty] | 2800
336 | PP1P144007 | FIBERGLASS TELESCOPIC EARTH DISCHARGE ROD | Nos | 13275 | 3 | 39825 | [8 empty] | 39825
337 | N/A | REQUIREMENT OF 1.5 MM NON RETURN VALVE | Nos | 289.1 | 20 | 5782 | [8 empty] | 5782
338 | N/A | Overload protection relay3U5000-1F used with Contactor 3tf3101-0A(Seimens make) | Nos | 2926.5 | 4 | 11706 | [8 empty] | 11706
339 | N/A | Power contactor 3TF3101-0A (Seimens make) | Nos | 2926.5 | 4 | 11706 | [8 empty] | 11706
340 | VV2V204001 | EHV grade transformer oil IS335/1993(209 ltr. Each drum) | Drum | 15357 | 0.5 | 7678.5 | [8 empty] | 7678.5
341 |  | HDPE PIPE 1.25 inch, Pressure class PN4 or above suitable for submersible pump | Mtr. | 174.64 | 35 | 6112.4 | [8 empty] | 6112.4
342 |  | Switchyard LED Lights | No's | 21840 | 1 | 21840 | [8 empty] | 21840
343 |  | 245kV Current Transformer (damaged) (1600/800/1 Ratio) | No's | 13432 |  |  | 1 | 13432 | [6 empty] | 13432
344 |  | Copper contact fingers for female & male contracts (Burned & unusable) | Set | 4200 | [8 empty] | 1 | 4200 | 4200
345 |  | Moving Male Contact (only Rod) for 245kV Isolator (Burned & Unusable) | No's | 2500 |  |  | 1 | 2500 | [6 empty] | 2500
346 |  | 420kv CVT (Capacitive Voltage Transformers) old, used, non functional | No. | 5000 |  |  | 1 | 5000 | [6 empty] | 5000
347 |  | ABB Make REC 670 BPCU(Bay Protection controlling unit) (old &used) | No. | 20000 | 1 | 20000 | [8 empty] | 20000
348 |  | Contactor 40A,3 Pole (1NO&1NC) (Havells/L&T/ABB/Siemens) | No. | 4130 | 4 | 16520 | [8 empty] | 16520
349 |  | MCB(4Pole)(Havells/L&T/ABB) 16A | No. | 2124 | 5 | 10620 | [8 empty] | 10620
350 |  | MCB(4Pole)(Havells/L&T/ABB) 32A | No. | 2124 | 5 | 10620 | [8 empty] | 10620
351 |  | MCB(4Pole)(Havells/L&T/ABB) 63A | No. | 2360 | 6 | 14160 | [8 empty] | 14160
352 |  | MCB(2 Pole)(Havells/L&T/ABB) 10A | No. | 826 | 6 | 4956 | [8 empty] | 4956
353 |  | MCB(2 Pole)(Havells/L&T/ABB) 16A | No. | 826 | 6 | 4956 | [8 empty] | 4956
354 |  | MCB(2 Pole)(Havells/L&T/ABB) 20A | No. | 826 | 5 | 4130 | [8 empty] | 4130
355 |  | MCB(2 Pole)(Havells/L&T/ABB) 32A | No. | 826 | 4 | 3304 | [8 empty] | 3304
356 |  | MCB(1 Pole)(Havells/ABB/L&T) 4A | No. | 590 | 9 | 5310 | [8 empty] | 5310
357 |  | MCB(1 Pole)(Havells/ABB/L&T) 6A | No. | 236 | 8 | 1888 | [8 empty] | 1888
358 |  | MCB(1 Pole)(Havells/ABB/L&T) 10A | No. | 236 | 9 | 2124 | [8 empty] | 2124
359 |  | MCB(1 Pole)(Havells/ABB/L&T) 16A | No. | 236 | 9 | 2124 | [8 empty] | 2124
360 |  | MCB(1 Pole)(Havells/ABB/L&T) 20A | No. | 236 | 9 | 2124 | [8 empty] | 2124
361 |  | MCB(1 Pole)(Havells/ABB/L&T) 32A | No. | 236 | 9 | 2124 | [8 empty] | 2124
362 |  | MCCB 100A(Havells/L&T/ABB | No. | 6490 | 4 | 25960 | [8 empty] | 25960
363 |  | Control Cable Copper (PVC) 2Core X 2.5sqmm | Km. | 152000 | 0.26 | 39520 | [8 empty] | 39520
364 |  | Power Cable Aluminium (PVC) 3.5 Core X 3.5sqmm | Km. | 317000 | 0.2 | 63400 | [8 empty] | 63400
365 |  | 48V DC, 60A Float cum boost cahrger (input 3-phase AC) | No. | 684400 | 1 | 684400 | [8 empty] | 684400
366 |  | CRC 500ml (Push and spray) | No. | 944 | 7 | 6608 | [8 empty] | 6608
368 |  | ABB make REC 670 BCU(Bay controlling unit) (old &used) | No. | 50000 | 1 | 50000 | [8 empty] | 50000
369 |  | 420KV CVT(Capacitive voltage Transformer) (Old,used,Non functional) | No. | 5000 |  |  | 1 | 5000 | [6 empty] | 5000
370 |  | Station Transformer 800kVA (33/.4KV) (Make) (old, used & Damaged) | No. | 50000 |  |  | 1 | 50000 | [6 empty] | 50000
371 |  | Y Phase Current Transformer (Line Voltage-33kV) (Ratio-50/1) (Old, Used and damaged) | No. | 5000 |  |  | 1 | 5000 | [6 empty] | 5000
372 |  | 145KV Bus Isolator clamp for twin AAAC Tarantulla Conductor | No. | 1758.2 | 1 | 1758.2 | [8 empty] | 1758.2
373 |  | 145Kv Bus CVT clamp for twin AAAC Tarantulla conductor | No. | 1758.2 | 2 | 3516.4 | [8 empty] | 3516.4
374 |  | flexible Copper bond | No. | 1097.4 | 5 | 5487 | [8 empty] | 5487
375 |  | White Petrollium jelly | KG | 649 | 4 | 2596 | [8 empty] | 2596
376 |  | Electronegative SF6 Gas | KG | 6549 | 9 | 58941 | [8 empty] | 58941
377 |  | Complete Suspension type insulator string suitable for twin tarantulla conductor | No. | 5000 | 3 | 15000 | [8 empty] | 15000
378 |  | 145kv Capacitive Voltage Transformer(fail,Nonfunctional) | No. | 4000 |  |  | 1 | 4000 | [6 empty] | 4000
379 |  | Back up protection relay with 3 0/C and 1 E/F element (Old, Used & Defective) | No. | 50000 | 1 | 50000 | [8 empty] | 50000
380 |  | ABB Make REC 670 BCU(Bay controlling unit) (old &used) | No. | 50000 |  |  | 2 | 100000 | [6 empty] | 100000
381 |  | 220V DC ,120A FLOAT CUM BOOST CHARGER Statcon make (Old &Reusable) | No. | 500000 | 1 | 500000 | [8 empty] | 500000
382 |  | 420KV CVT(Capacitive voltage Transformer) (Old,used) | No. | 5000 |  |  | 2 | 10000 | [6 empty] | 10000
383 |  | Density /pressure monitor for SF6 circuit for one pole of CB | No. | 5000 |  |  | 1 | 5000 | [6 empty] | 5000
381 |  | Heavy duty, Class-C, ISI marked, 200mm dia, min. thickness-8mm MS pipe | Mtr. | 11800 | 5.5 | 64900 | [8 empty] | 64900
381 |  | 200mm ISI marked heavy duty Gate valve | Nos. | 47200 | 1 | 47200 | [8 empty] | 47200
Total (In Rs.) | [5 empty] | 21705736.7834 |  | 284932 |  | 0 |  | 0 |  | 4325 | 21994993.7834
Sub-Total (A) |  |  |  | 21994993.7834
384 | PP3P301013 | INSULATING GLOVES | Nos. |  | 5 | [9 empty] | 0
385 | II1I106003 | 145 kv wedge type connector for AAAC TARNTULLA TO ZEBRA | Nos. |  | 11 | [9 empty] | 0
386 | N/A | 145 kc wedge type connector for PANTHER LINE CONDUCTOR ON MAIN WAY SINGLE ACSR ON BRANCH WAY | Nos. |  | 6 | [9 empty] | 0
387 | II1I106001 | 145 kc wedge type connector TO SUIT TARNTULLA AAAC on main way and single tarantulla on branch way for transfer bus | Nos. |  | 23 | [9 empty] | 0
388 | N/A | 145 KV inter connector TO SUIT 4" IPS alluminium tube (EH type ) on main way & single ZEBRA ACSR on branch way | Nos. |  | 6 | [9 empty] | 0
389 | N/A | 145 KV inter connector TO SUIT 4" IPS alluminium tube (EH type ) on main way & single TARANTULLA AAAC on branch way | Nos. | Rates not available | 4 | [9 empty] | 0
390 | N/A | 145 KV BUS POST CLAMP TO SUIT 4" IPS ALUMINIUM TUBE THROUGH TYPE (EH TYPE) RIGID/ SLIDING | Nos. |  | 7 | [9 empty] | 0
391 | N/A | 145 KV TERMINAL CONNECTOR (FLEXIBLE TYPE ) SUITABLE CONNECTING OF CIRCUIT BREAKER & 4" IPS ALLUMINUM TUBE (EH TYPE) | Nos. |  | 54 | [9 empty] | 0
392 | AA3A301004 | 4" IPS ALUMINIUM TUBE (EH TYPE) TWISTED in different size in pieces | Mtr. |  | 224.1 | [9 empty] | 0
393 | N/A | 7/3.66mm GI SHIELD WIRE | Mtr. |  | 32 | [9 empty] | 0
(B) | JE (SUBSTATION) Renuka | [13 empty] | 0
1 |  | LT Stay set complete | Nos | 885 | 39 | 34515 | [8 empty] | 34515
2 |  | LT XLPE cable 3 1/2 core 240 mm sq | Mtr. | 1180 | 50 | 59000 | [8 empty] | 59000
Total (In Rs.) | [5 empty] | 93515 |  | 0 |  | 0 |  | 0 |  | 0 | 93515
Sub-Total (B) |  |  |  | 93515
(C) | JE (LINE) Naval Kishore | [13 empty] | 0
1 | II3I306001 | Jumper Cone for ACSR Moose Conductor | Nos. | 885 | 30 | 26550 | [8 empty] | 26550
2 | II3I301001 | Mid span compression joint for ACSR Moose Conductor | Nos. | 1416 | 20 | 28320 | [8 empty] | 28320
3 | II3I302001 | Repair Sleeve for ACSR Moose Conductor | Nos. | 1416 | 20 | 28320 | [8 empty] | 28320
4 | II3I301008 | Mid span compression joint for 7/9 SWG earthwire | Nos. | 2360 | 12 | 28320 | [8 empty] | 28320
5 | II3I302008 | Repair Sleeve for 7/9 SWG earthwire | Nos. | 590 | 10 | 5900 | [8 empty] | 5900
6 | II3I301003 | Mid Span Compression Joint for ASCR Zebra Conductor | Nos. | 1439.6 | 18 | 25912.8 | [8 empty] | 25912.8
7 | II3I302003 | Repair Sleeve for ACSR Zebra Conductor | Nos. | 1121 | 15 | 16815 | [8 empty] | 16815
8 | FF4F403007 | Flexible Copper Bond for 7/10 SWG Earthwire | Nos. | 1121 | 34 | 38114 | [8 empty] | 38114
9 | II3I306003 | Jumper Cone for ACSR Zebra Conductor | Nos. | 1062 | 20 | 21240 | [8 empty] | 21240
10 | AA0A002003 | ACSR Zebra Conductor | KM | 264500 | 0.883 | 233553.5 | [8 empty] | 233553.5
11 |  | Tower parts of 220KV "C" Type Tower with 0, 1.5, 3 Mtr. Leg Extension along with Nut, Bolt & Washers | MT | 66572.064 | 10.8822 | 724450.5149 | [8 empty] | 724450.5149
12 |  | Various Damaged Tower parts of 220KV & 132KV Towers (as scrap) | MT | 10000 | [8 empty] | 1 | 10000 | 10000
13 | II0I005001 | PG Clamp (with nut & bolt) made of Aluminum Alloy Suitable for Zebra Conductor | No. | 2124 | 50 | 106200 | [8 empty] | 106200
14 |  | Clamp suitable for 7/3.15 or 7/9 or 7/10 SWG Earth wire | Nos. | 826 | 5 | 4130 | [8 empty] | 4130
15 |  | Earthwire Bracket/Downlead clamp suitable for GS earthwire 7/9 or 7/10 SWG | Nos. | 118 | 100 | 11800 | [8 empty] | 11800
16 |  | ACSR Zebra Conductor (Old & Used) | KM | 26450 | 0.257 | 6797.65 | [8 empty] | 6797.65
17 |  | Aluminium scrap (various type) | KG | 30 | [8 empty] | 8 | 240 | 240
18 |  | PG Clamp (with nut & bolt) made of Aluminum Alloy suitable for ACSR Zebra Conductor | Nos | 2289.2 | 126 | 288439.2 | [8 empty] | 288439.2
Total (In Rs.) | [5 empty] | 1594862.6649 |  | 0 |  | 0 |  | 0 |  | 10240 | 1605102.6649
Sub-Total (C) |  |  |  | 1605102.6649
Total (A+B+C) (In Rs.) | [5 empty] | 23394114.4482 |  | 284932 |  | 0 |  | 0 |  | 14565 | 23693611.4482
Name of Circle/Zone: Garhwal
Name of Division: 132kV O&M Division, Srinagar(G)
Name of Substation: 132kV Substation, Srinagar (G)
Month: June, 2026
S.N0 | Item Code | Name of Item | Unit | Unit rate in Rs. | Useable |  | Unserviceable |  | Non Moving |  | Obsolete |  | Scrap |  | Total Inventory Amount
[5 empty] | Qty. | Total Amount in Rs. | Qty. | Total Amount in Rs. | Qty. | Total Amount in Rs. | Qty. | Total Amount in Rs. | Qty. | Total Amount in Rs.
(A) | JE (SUBSTATION) ASHA PANWAR
1 | KK2K102009 | 66 KV LA Base Insulator | No. | 100 | 2 | 200 | [8 empty] | 200
2 | KK0K004001 | 66 KV LA 10KA | No. | 400 | 1 | 400 | [8 empty] | 400
3 | II0I001008 | 22 KV Post Insulator | No. | 400 | 1 | 400 | [8 empty] | 400
4 | VV1V103032 | LV Line Bushing of 5 MVA T/F | No. | 1500 | 1 | 1500 | [8 empty] | 1500
5 | VV4V306001 | 11 KV CT 200-100/5 for protection & metering | No. | 1000 | [6 empty] | 3 | 3000 |  |  | 3000
6 | VV2V210009 | Valve wef 1½" for 5MVA T/F | No. | 500 | 1 | 500 | [8 empty] | 500
7 | VV2V204007 | Empty Transfomer Oil Drum | No. | 200 | 137 | 27400 | 0 | 0 |  |  |  |  | 0 | 0 | 27400
8 | FF1F108003 | U-Bolt | No. | 30 | 4 | 120 | [8 empty] | 120
9 | FF1F108003 | Nut for U-Bolt | No. | 20 | 32 | 640 | [8 empty] | 640
10 | FF0F045001 | Cleat for column "CAA" | No. | 50 | 3 | 150 | [8 empty] | 150
11 | FF3F303002 | Stay Rod 17.5 mm² with nut | No. | 120 | 20 | 2400 | [8 empty] | 2400
12 | FF4F402001 | Al Strip 25mm*3mm thick | Kg. | 50 | 16.5 | 825 | [8 empty] | 825
13 | FF4F401002 | RS Joist 116x100mm | Kg. | 14 | 880.52 | 12327.28 | [8 empty] | 12327.28
14 | FF4F401001 | RS Joist 150x150 mm 10 Mtr Long. | No. | 1000 | 2 | 2000 | [8 empty] | 2000
15 | FF2F206005 | MS Plate | Kg. | 14 | 270 | 3780 | [8 empty] | 3780
16 | QQ1Q106001 | GC Sheet | Kg. | 10 | 108 | 1080 | [8 empty] | 1080
17 |  | GI step nut & bolt | No. | 40 | 100 | 4000 | [8 empty] | 4000
18 |  | GI spring washer 5/8" | No. | 0.5 | 2552 | 1276 | [8 empty] | 1276
19 |  | GI washer 50x50x6 mm | Kg. | 20 | 20 | 400 | [8 empty] | 400
20 | FF1F101023 | GI bolt & nut 50mm´5/8" | Kg. | 20 | 144 | 2880 | [8 empty] | 2880
21 | FF1F101026 | GI bolt & nut 1½"´5/8" | Kg. | 20 | 27 | 540 | [8 empty] | 540
22 | FF1F101068 | GI bolt & nut ofs. | Kg. | 15 | 48 | 720 | [8 empty] | 720
23 | FF1F101047 | GI bolt & nut 27´12mm | Kg. | 20 | 19 | 380 | [8 empty] | 380
24 | FF1F101046 | GI bolt & nut 30´12mm | Kg. | 20 | 9 | 180 | [8 empty] | 180
25 |  | GI bolt & nut with washer 25´6mm | No. | 4 | 57 | 228 | [8 empty] | 228
26 | FF3F301006 | Round pole 8.5 mtr. | No. | 800 | 1 | 800 | [8 empty] | 800
27 | FF4F404004 | GI pipe 3" dia, 6.3 mtr. | No. | 500 | 1 | 500 | [8 empty] | 500
28 |  | DC Contactor | No. | 50 | 6 | 300 | [8 empty] | 300
29 | VV1V101035 | 36 KV LV bushing for 40 MVA T/F | No. | 38000 | 1 | 38000 | [8 empty] | 38000
30 | II5I501003 | ACSR Deer conductor | Mtr. | 100 | 40 | 4000 | [8 empty] | 4000
31 | VV4V306003 | Double core/double ratio type "R", 50 VA, CT for 11 KV | No. | 4000 | [6 empty] | 3 | 12000 |  |  | 12000
32 | VV4V307001 | 11 KV CT 400-200/1A | No. | 6050 | [6 empty] | 2 | 12100 |  |  | 12100
33 | KK0K004001 | 72.5 KV LA with accessories, spec.-10 KA, class 3, 60 KV | No. | 10000 | 1 | 10000 | [8 empty] | 10000
34 | II0I001007 | Disc Insulator 7000 Kg. capacity | No. | 250 | 8 | 2000 | [8 empty] | 2000
35 | II5I501005 | Single tension fitting Bolted Type for panther conductor (complete) | No. | 2832.96 | 2 | 5665.92 | [8 empty] | 5665.92
36 | SS6S617006 | Fuse for silicon & germanium rectifier (75 amp) suitable for Battery Charger. | No. | 844.44 | 1 | 844.44 | [8 empty] | 844.44
37 |  | Kick fuse for micro switch suitable for Battery Charger. | No. | 561.82 | 1 | 561.82 | [8 empty] | 561.82
38 | NN5N506005 | Poly Corbonate Seal | No. | 16.83 | 50 | 841.5 | [8 empty] | 841.5
39 | NN5N506006 | Paper Seal | No. | 15.81 | 50 | 790.5 | [8 empty] | 790.5
40 | VV3V305008 | 36 KV CT,CTR-400/200/1,Accuracy 0.2 | No. | 48900 | 1 | 48900 | [8 empty] | 48900
41 | MM3M304016 | 3 Phase 440V Energy Meter | No. | 4900 | 1 | 4900 | [8 empty] | 4900
42 | MM3M303010 | 3 Phase 4 Wire Digital Amp Meter | No. | 2400 | 1 | 2400 | [8 empty] | 2400
43 | MM3M302005 | 3 Phase 4 Wire Digital Volt Meter | No. | 2400 | 1 | 2400 | [8 empty] | 2400
44 | JJ0J005010 | 33 KV SF-6 CB (Old & used & Damage) | No. | 1500 |  |  | 1 | 1500 | [6 empty] | 1500
45 | II0I003001 | PG clamp For M to M conductor | No. | 250 | [6 empty] | 1 | 250 |  |  | 250
46 | VV3V304002 | 72.5 KV CT,CTR-200/100/01(Old Used) | No. | 15000 | [6 empty] | 2 | 30000 |  |  | 30000
47 | KK0K005001 | 33 KV LA(Old&Used) dismantled. | No. | 464 |  |  | 7 | 3248 | [6 empty] | 3248
48 | SS0S003001 | 132 KV Isolator (Old Used & dismantled) | No. | 1000 |  |  | 5 | 5000 | [6 empty] | 5000
49 | SS0S005001 | 33 KV Isolator (Old Used & dismantled) | No. | 250 |  |  | 5 | 1250 | [6 empty] | 1250
50 | VV6V505001 | 33 KV 3ph PT(Old Used & Obsolete)dismantled. | No. | 500 | [6 empty] | 1 | 500 |  |  | 500
51 | VV6V504002 | 132 KV PT (Old & used) Damage | No. | 1000 | [6 empty] | 3 | 3000 |  |  | 3000
52 | JJ0J003008 | 132 KV MOCB (old & used) (Obsolete) | No. | 5000 | [6 empty] | 1 | 5000 |  |  | 5000
53 | SS6S610018 | HRC Fuse Fitting 20-32A,415V AC, Kit-Kat type complete. | No. | 165 | 15 | 2475 | [8 empty] | 2475
54 | JJ5J503006 | 33KV vacuum Circuit Breaker (old,used) | No. | 10000 | 1 | 10000 | [8 empty] | 10000
55 | VV7V701010 | 132 KV PT Clamp (As per Sample) | No. | 1228 | 5 | 6140 | [8 empty] | 6140
56 | KK0K003001 | 132 KV LA (old & used) (Obsolete) | No. | 500 | [6 empty] | 1 | 500 |  |  | 500
57 | MM4M401007 | Electronic Trivector Meter ER300P. | No. | 5000 | 9 | 45000 | [8 empty] | 45000
58 | MM4M401007 | Secure 3 Phase 4 Wire E-3MO21 Meter. | No. | 2000 | 1 | 2000 | [8 empty] | 2000
59 | MM4M401007 | Secure 3 Phase 3 Wire energy meter. | No. | 10 | [6 empty] | 3 | 30 |  |  | 30
60 | SS4S402001 | 33 KV Isolator Jaw | No. | 4965 | 1 | 4965 | [8 empty] | 4965
61 | VV4V305013 | 33 KV CT Ratio 200/100/01A (OLD & Used) | No. | 500 | 2 | 1000 | [8 empty] | 1000
62 | NN1N102003 | RTCC /PLTC Pannel 132/33 KV 40 MVA T/F (Old, used) | No. | 5000 |  |  | 1 | 5000 | [6 empty] | 5000
63 | NN1N102003 | RTCC /PLTC Pannel 132/33 KV 20 MVA T/F (Old, used) | No. | 1000 |  |  | 1 | 1000 | [6 empty] | 1000
64 | VV2V204000 | Transformer OIL (old, used) | Ltr | 5 | 4800 | 24000 | [8 empty] | 24000
65 | PP2P206002 | Distilled water plant's heating element | No. | 578.2 | 7 | 4047.4 | [8 empty] | 4047.4
66 | NN0N001004 | DCDB panel 110V (old, used, obsolete) | No. | 1000 | [6 empty] | 1 | 1000 |  |  | 1000
67 | SS6S601001 | ACDB panel 440V 400A 3phase (old, used, damaged) | No. | 1500 |  |  | 1 | 1500 | [6 empty] | 1500
68 | VV4V305013 | 33KV CT (200/100/1A) (Damaged) | No. | 1000 |  |  | 1 | 1000 | [6 empty] | 1000
69 | VV3V303007 | 145KV CT (200/100/1A) (Old, Damaged) | No. | 500 | [8 empty] | 1 | 500 | 500
70 | MM0M007003 | Buchholz Relay (Old, used & defective) | No. | 100 | [6 empty] | 4 | 400 |  |  | 400
71 | VV2V206001 | Oil Temperature Indicator (old & Defective) | No. | 20 | [6 empty] | 4 | 80 |  |  | 80
72 | VV2V207001 | Winding Temperature Indicator (old & Defective) | No. | 20 | [6 empty] | 4 | 80 |  |  | 80
73 | VV2V211001 | Marshalling box (old & obsolete) | No. | 200 | [6 empty] | 4 | 800 |  |  | 800
74 | VV3V304002 | 72.5 KV CT,CTR-200/100/01(Old Used) | No. | 500 | [6 empty] | 1 | 500 |  |  | 500
75 | VV6V507006 | 33kv PT (33kv/110v) | No. | 41300 | 2 | 82600 | [8 empty] | 82600
76 | VV3V305006 | 33kv CT (800-400/1A) | No. | 56640 | 3 | 169920 | [8 empty] | 169920
77 | VV3V305008 | 33kv CT (400-200/1A) | No. | 56640 | 1 | 56640 | [8 empty] | 56640
78 | VV0V006002 | Station Transformre 11/0.4KV | No. | 25000 | 1 | 25000 | [8 empty] | 25000
79 | AA0A002003 | ACSR Zebra Conductor | KM | 264500 | 1.3 | 343850 | [8 empty] | 343850
80 | AA0A002004 | ACSR mix Conductor (Old, used) | Mtr. | 100 | [8 empty] | 200 | 20000 | 20000
81 | II0I004005 | Deer to Panther Clamps (Old, used) | No. | 40 | [6 empty] | 12 | 480 |  |  | 480
82 | SS5S501017 | 33KV isolator clamps (old, used) | No. | 30 | [6 empty] | 10 | 300 |  |  | 300
83 | VV3V303007 | 132KV CT(200-100/1A) with Junction box | No. | 178180 | 2 | 356360 | [8 empty] | 356360
84 | SS5S501017 | 132KV Isolator Clamp | No. | 1357 | 2 | 2714 | [8 empty] | 2714
85 | SS5S501015 | Isolator Clamp for Zebra conductor | No. | 944 | 5 | 4720 | [8 empty] | 4720
86 | SS4S402001 | 33KV Isolator Jaw | No. | 5310 | 1 | 5310 | [8 empty] | 5310
87 | VV2V207001 | WTI | No. | 27435 | 1 | 27435 | [8 empty] | 27435
88 | VV2V206001 | OTI | No. | 27435 | 1 | 27435 | [8 empty] | 27435
89 | VV2V209001 | PRV (75mm valve) | No. | 15045 | 2 | 30090 | [8 empty] | 30090
90 | VV2V209001 | PRV (150mm valve) | No. | 15753 | 2 | 31506 | [8 empty] | 31506
91 | VV3V303007 | 132KV CT (200/100/1A) (Damaged) | No. | 1000 | [8 empty] | 1 | 1000 | 1000
92 | KK0K003001 | 132KV LA (damaged) | No. | 200 | [8 empty] | 1 | 200 | 200
93 | II0I001006 | Disc Insulator 90KN | No. | 250 | 48 | 12000 | [8 empty] | 12000
94 | VV6V504002 | 66KV PT (old & dismantelled) | No. | 5000 | [6 empty] | 3 | 15000 |  |  | 15000
95 | II0I004005 | Al Alloy PG clamp for Panther to Deer conductor | No. | 1121 | 4 | 4484 | [8 empty] | 4484
96 | II0I004003 | Al Alloy PG clamp for Deer to Deer conductor | No. | 1062 | 3 | 3186 | [8 empty] | 3186
97 | SS5S501017 | Isolator and CB clamps (old, used) | No. | 400 | 6 | 2400 | [8 empty] | 2400
98 | KK3K201007 | 33kv LA clamps(old, used) | No. | 200 | 3 | 600 | [8 empty] | 600
99 | VV2V215012 | 33kV side Bushing clamps for 40MVA T/R (old, used) | No. | 500 | 3 | 1500 | [8 empty] | 1500
100 | SS0S005001 | 33kv Isolator (damaged) | No. | 100 | [8 empty] | 1 | 100 | 100
101 | VV5V407033 | 33kV CT clamp suitable for ACSR Panther conductor. | No. | 1239 | 7 | 8673 | [8 empty] | 8673
102 | VV7V701010 | 33KV PT Clamp | No. | 1239 | 5 | 6195 | [8 empty] | 6195
103 | VV5V407033 | 33KV CT Clamp | No. | 1239 | 5 | 6195 | [8 empty] | 6195
104 |  | Silica Gel (Blue Crystal) size: 8-12 mm | KG | 613.6 | 24 | 14726.4 | [8 empty] | 14726.4
105 |  | Copper bond flexible (9mm x 500mm) | No. | 1109.2 | 8 | 8873.6 | [8 empty] | 8873.6
Total | [5 empty] | 1519270.86 |  | 19498 |  | 0 |  | 85020 |  | 21800 | 1645588.86
Sub-Total (A) | [5 empty] | 1645588.86 | [8 empty] | 1645588.86
(B) | JE (Line) Mahipal Singh
1 | II3I306004 | Aluminum Jumper Cone Suitable For Panther Conductor. | No. | 930.67 | 2 | 1861.34 | [8 empty] | 1861.34
2 | II5I501005 | Al Single Tension Fitting compressed type (incomplete) | No. | 300 | [8 empty] | 2 | 600 | 600
3 | AA1A102001 | GI Stay Wire 7/8 SWG | Kg. | 12 | 528 | 6336 | [8 empty] | 6336
4 | II3I301008 | Mid span joint for E/W 7/9 | No. | 454 |  |  | 2 | 908 | [6 empty] | 908
5 | AA1A101002 | 7/10 SWG Earth wire and Hardwear | Km | 500 | [8 empty] | 70.7 | 35350 | 35350
6 | II3I305004 | Armor rod set for Panther Conducor | Set | 250 | 3 | 750 | [8 empty] | 750
7 | PP0P002004 | Aluminum Aerial Roller 450 mm Spacing | No. | 11149 | 10 | 111490 | [8 empty] | 111490
8 | FF0F015002 | Single circuit B type tower (old, used & damage) without Stub and Nuts & Bolts | Mt. | 5000 | [8 empty] | 1.2 | 6000 | 6000
9 | II0I001003 | 120 KN disc insulator (old & used) | No. | 200 | 44 | 8800 | [8 empty] | 8800
10 | II3I303004 | Vibration damper for ACSR panther conductor (old & used) | No. | 500 | 2 | 1000 | [8 empty] | 1000
11 | II3I303009 | Vibration damper for GS Earth wire 7/10 SWG | No. | 1457.82 | 2 | 2915.64 | [8 empty] | 2915.64
12 | II0I001003 | Disc Insulator 120 KN | No. | 1187.86 | 30 | 35635.8 | [8 empty] | 35635.8
13 | FF0F043012 | C type S/C tower template (C+0 tower) | MT | 111920.36 | 0.7376 | 82552.4575 | [8 empty] | 82552.4575
14 | II31301004 | MS Joint | No. | 499.8 | 3 | 1499.4 | [8 empty] | 1499.4
15 | AA0A002004 | ACSR Panther Conductor (Old &Used Damaged) in bits | Mtr | 100 | 650 | 65000 | [8 empty] | 65000
16 | FF0F015002 | Single circuit C type tower (old & used) without Stub and Nut& Bolts | Mt. | 5000 | [6 empty] | 5 | 25000 |  |  | 25000
17 | II1I105001 | "C" Type Boltless Wedge Clamp for Panther to Panther Conductor | No. | 1964.73 | 7 | 13753.11 | [8 empty] | 13753.11
18 | II51501005 | Single tension fitting for ACSR panther conductor suitable for 120 KN Disc insulator | Nos. | 2694.14 | 6 | 16164.84 | [8 empty] | 16164.84
19 | II0I001003 | Disc insulator 120 KN | Nos. | 1147.75 | 65 | 74603.75 | [8 empty] | 74603.75
20 | II3I307006 | Danger plate | Nos. | 285.97 | 0 | 0 | [8 empty] | 0
21 | II3I307001 | Number Plate | Nos. | 143.46 | 0 | 0 | [8 empty] | 0
22 | II3I307003 | Phase Plate (Set of Three). | Sets. | 222.43 | 0 | 0 | [8 empty] | 0
23 | FF0F015002 | Tower parts of 220KV and 132KV different type of tower (old used and dismantled) | MT. | 15000 | 4.4 | 66000 | [8 empty] | 66000
24 | AA0A002004 | ACSR Panther Conductor | KM | 211833.6 | 0.22 | 46603.392 | [8 empty] | 46603.392
25 |  | OPGW (24 Fiber) Old & Used | Mtr. | 50 | 150 | 7500 | [8 empty] | 7500
26 |  | GI Nut, Bolt & Washer off Size | Kg. | 10 | 115 | 1150 | [8 empty] | 1150
27 | II1I110001 | T type clamp made of aluminium alloy suitable to panther to panther conductor | Nos. | 2100.43 | 14 | 29406.02 | [8 empty] | 29406.02
28 |  | Earthwire Bracket/Downlead clamp suitable for GS earthwire 7/9 or 7/10 SWG | Nos. | 118 | 82 | 9676 | [8 empty] | 9676
29 |  | Clamp suitable for 7/3.15 or 7/9 or 7/10 SWG Earth wire | Nos. | 826 | 16 | 13216 | [8 empty] | 13216
Total | [5 empty] | 595913.7495 |  | 908 |  | 0 |  | 25000 |  | 41950 | 663771.7495
Sub-Total (B) | [5 empty] | 663771.7495 | [8 empty] | 663771.7495
TOTAL (A+B) (In Rs.) | [5 empty] | 2115184.6095 |  | 20406 |  | 0 |  | 110020 |  | 63750 | 2309360.6095
Inventory
Name of Zone: Garhwal
Name of Circle: O&M 400 KV Srinagar (G)
Name of Division: 132 KV O&M Division Srinagar (G)
Name of Substation: 132 KV Substation Kotdwar
Month: June - 2026 (Upto 22.06.2026)
S. No. | Item Code | Name of Item | Unit | Unit Rate in Rs. | Useble |  | Unservicable |  | Non Moving |  | Obsolate |  | Scrap |  | Remark
[5 empty] | Qty. | Total Amount in Rs. | Qty. | Total Amount in Rs. | Qty. | Total Amount in Rs. | Qty. | Total Amount in Rs. | Qty. | Total Amount in Rs.
1 | NN0N002003 | Distance protection panel | No. | 380000 | 1 | 380000 | - | - | - | - | - | - | - | - | -
2 | FF1F105002 | 16 mm Dia galv. HRH Bolt & nut 60mm | No. | 15.21 | 1548 | 23545.08 | - | - | - | - | - | - | - | - | -
3 | FF1F105001 | 16 mm Dia galv. HRH Bolt & nut 65mm | No. | 16.58 | 3045 | 50486.1 | - | - | - | - | - | - | - | - | -
4 | FF1F101068 | Nut & bolt (off size ) | Mt. | 65000 | 0.15 | 9750 | - | - | - | - | - | - | - | - | -
5 |  | Foundation anchor bolt | No. | 532.4 | 314 | 167173.6 | - | - | - | - | - | - | - | - | -
6 |  | 40X16 mm Anti Thept Nut & Bolt | Kg. | 195 | 74 | 14430 | - | - | - | - | - | - | - | - | -
7 |  | Anti oxidant forging terminal stud size 10X50 mm | No. | 111.8 | 5 | 559 | - | - | - | - | - | - | - | - | -
8 |  | Anti oxidant forging terminal stud size 10X50 mm | No. | 112.36 | 50 | 5618 | - | - | - | - | - | - | - | - | -
9 | FF0F050004 | ABR Structure for gantary | Mt. | 65000 | 1.707 | 110955 | - | - | - | - | - | - | - | - | -
10 | FF0F050025 | Steel structure PTV (PN) | Mt. | 30000 | 0.6559 | 19677 | - | - | - | - | - | - | - | - | -
11 | FF0F043001 | SS Template for A type D/C Tower | Mt. | 47572 | 0.514 | 24452.008 | - | - | - | - | - | - | - | - | -
12 | II3I301008 | Mid span joint for steel Portion 7/9 SWG panther conductor | No. | 677.6 | 11 | 7453.6 | - | - | - | - | - | - | - | - | -
13 | II3I301009 | Mid span joint for 7/3.15 GS earth wire | No. | 110 | 16 | 1760 | - | - | - | - | - | - | - | - | -
14 | II3I301004 | Mid span joint for Aluminium Portion ACSR panther conductor | No. | 794.5 | 21 | 16684.5 | - | - | - | - | - | - | - | - | -
15 | II5I504005 | Suspension fitting for ACSR Panther conductor | No. | 891 | 1 | 891 | - | - | - | - | - | - | - | - | -
16 | II5I501005 | Single tension fitting for ACSR Panther conductor | No. | 908 | 1 | 908 | - | - | - | - | - | - | - | - | -
17 | II5I501009 | Tension fitting for earth wire | No. | 908 | 7 | 6356 | - | - | - | - | - | - | - | - | -
18 | II3I302004 | Repair sleeve for ACSR Panther conductor | No. | 149 | 6 | 894 | - | - | - | - | - | - | - | - | -
19 | PP0P001002 | Come along clamp deer | No. | 250 | 2 | 500 | - | - | - | - | - | - | - | - | -
20 | II5I504005 | 33 KV Disc fitting for ACSR panther | No. | 825 | 4 | 3300 | - | - | - | - | - | - | - | - | -
21 |  | Control cable 2 X 2.5 mm² | Km. | 65000 | 0.55 | 35750 | - | - | - | - | - | - | - | - | -
22 | FF0F050022 | Galvanized structure CCR colum & beam | Kg. | 71.4 | 1445.88 | 103235.832 | - | - | - | - | - | - | - | - | -
23 | VV5V406005 | CT/PT Junction box | No. | 4307.33 | 3 | 12921.99 | - | - | - | - | - | - | - | - | -
24 |  | JRC- 124, 1-1 A Aux-75 +0150 V (Neutral unbalanced current relay) | No. | 6876 | 1 | 6876 | - | - | - | - | - | - | - | - | -
25 | MM0M008004 | JRV-022, Aux-75 +0150 V (Difine time under voltage relay) | No. | 5845 | 1 | 5845 | - | - | - | - | - | - | - | - | -
26 | MM0M008001 | JRV-042, Aux-75 +0150 V (Difine time over voltage relay) | No. | 5845 | 1 | 5845 | - | - | - | - | - | - | - | - | -
27 | NN4N412003 | 132 KV/33 KV TNC Switch for control panel 20Amp | No. | 9068.65 | 2 | 18137.3 | - | - | - | - | - | - | - | - | -
28 | JJ7J701014 | 33 KV Auxiliary Switch 13NO+ 13NC | No. | 4914.55 | 1 | 4914.55 | - | - | - | - | - | - | - | - | -
29 | JJ7J701016 | Closed trip camp switch 8NO+ 8NC | No. | 6804 | 1 | 6804 | - | - | - | - | - | - | - | - | -
30 | JJ5J503010 | Spring charge motor for 33 KV BHEL make | No. | 39044 | 1 | 39044 | - | - | - | - | - | - | - | - | -
31 | MM0M019009 | Glass relay MKL3P-I 250 V AC 28 V DC 7 Amp. 11 pin | No. | 1129.32 | 3 | 3387.96 | - | - | - | - | - | - | - | - | -
32 | MM0M019010 | Glass relay MKL3P-N 250 V AC 28 V DC 7 Amp. 11 pin | No. | 1129.32 | 2 | 2258.64 | - | - | - | - | - | - | - | - | -
33 | MM3M304009 | Watt meter suitable for CTR 400/1 A | No. | 14770.5 | 2 | 29541 | - | - | - | - | - | - | - | - | -
34 | II1I105001 | C-Type boltless clamp with stoper suitable for panther to panther conductor | No. | 1722.8 | 3 | 5168.4 | - | - | - | - | - | - | - | - | -
35 | II1I102001 | C-Type boltless clamp with stoper suitable for moose to moose conductor | No. | 3728.8 | 8 | 29830.4 | - | - | - | - | - | - | - | - | -
36 | II1I102004 | C-Type boltless clamp with stoper suitable for moose to panther conductor | No. | 3280.4 | 4 | 13121.6 | - | - | - | - | - | - | - | - | -
37 | VV6V507004 | 145 KV CVT accuracy class 0.2 Mehru make | No. | 179910.79 | 1 | 179910.79 | - | - | - | - | - | - | - | - | -
38 | VV3V303004 | 132 KV CT 400/200/1 A, 0.2 accuracy (Repaired) | No. | 2500 | 1 | 2500 | - | - | - | - | - | - | - | - | -
39 |  | ACSR Panther conductor in pieces (Old) | Km. | 50000 | 2.905 | 145250 | - | - | - | - | - | - | - | - | -
40 | II0I001003 | 120 KN Disc Insulator (Old) | No. | 250 | 86 | 21500 | - | - | - | - | - | - | - | - | -
41 |  | Pilot Fitting for ACSR Panther Conductor suitable for 70 KN Disc Insulator | Set | 3610.8 | 8 | 28886.4
42 | FF0F050028 | B Type DC Galvanized steel lattice tower with Bolts, Nuts, flat washers, pack washers & stub including 3 mtr., 6 mtr., & 9 mtr body extension (Stub) HT | Mt. | 105916.8 | 0.6519 | 69047.1619
43 |  | B Type DC Galvanized steel lattice tower with Bolts, Nuts, flat washers, pack washers & stub including 3 mtr., 6 mtr., & 9 mtr body extension (Stub) MS | Mt. | 93880.8 | 0.0241 | 2262.5273
44 |  | ACSR Panther Conductor (in bits) | Km. | 198594 | 0.255 | 50641.47
45 |  | GS Earth wire 7/10 SWG (in bits) | Km. | 66198 | 0.214 | 14166.372
46 | II5I501010 | Tension Fitting for GS Earth wire 7/10 SWG | Set | 962.88 | 1 | 962.88
47 | II3I302004 | Repair Sleave for Panther Conductor | No. | 962.88 | 1 | 962.88
48 |  | Deep Suspension fitting for ACSR Panther Conductor | Set | 0 | 1 | 0
49 | II0I006001 | PG Clamp for ACSR Panther Conductor | No. | 0 | 4 | 0
50 |  | C Type Galvanized steel lattice tower with Bolts, Nuts, flat washers, pack washers & stub including 3 mtr., 6 mtr., & 9 mtr body extension (X-Arm) MS | Mt. | 93880.8 | 0.79959 | 75066.1489
51 | AA0A002001 | ACSR Moose Conductor | Km. | 483800 | 0.07 | 33866
52 | II1I102001 | C-Typa boltless wedge clamp with stoper for Moose to Moose conductor | No. | 2891 | 30 | 86730
53 | II1I105001 | C-Typa boltless wedge clamp with stoper for Panther to Panther conductor | No. | 2631.4 | 35 | 92099
54 | II1I102004 | C-Typa boltless wedge clamp with stoper for Moose to Panther | No. | 2891 | 25 | 72275
55 | VV3V305006 | 36 KV outdoor CT ratio 800/400/1 Amp. 3 Core, class 0.2 with junction box | No. | 46020 | 2 | 92040
56 | II0I001007 | 70 KN Disc Insulators (O&U) | No. | 150 | 108 | 16200
57 |  | Pad Type Circuit Breaker Clamp for Moose Conductor | No. | 2330.5 | 6 | 13983
58 |  | Pad Type Isolator Clamp for Moose Conductor | No. | 2360 | 6 | 14160
59 |  | CT Clamp for Twin Moose Conductor | No. | 2360 | 3 | 7080
60 |  | Isolator Clamp Bi-Directional Type for Panther Conductor | No. | 2124 | 5 | 10620
61 |  | 33kV Circuit Breaker (VCB) 3-Phase | No. | 659148 | 3 | 1977444
62 |  | 33 KV SF6 CGL make circuit breaker (old &used &dismantaled), Damaged | No. | 3000 | - | - | 1 | 3000 | - | - | - | - | - | - | PSDF
63 |  | 33 KV SF6 ABB make circuit breaker (old&used & dismantaled), Damaged | No. | 3000 | - | - | 1 | 3000 | - | - | - | - | - | - | PSDF
64 |  | 132 KV CT 400/200/1 A (old & used), Damaged | No. | 2500 | - | - | 3 | 7500 | - | - | - | - | - | - | PSDF
65 |  | 33 KV PT (old & used), Damaged | No. | 1500 | - | - | 3 | 4500 | - | - | - | - | - | - | PSDF
66 |  | 33 KV VCB BHEL make (old, used & dismentled), Damaged | No. | 2500 | - | - | 1 | 2500 | - | - | - | - | - | - | PSDF
67 |  | 33 KV CT 800/400/1 A damaged | No. | 1500 | - | - | 2 | 3000 | - | - | - | - | - | - | -
68 |  | 33 KV CT 400/200/1 A damaged | No. | 1000 | - | - | 3 | 3000 | - | - | - | - | - | - | -
69 |  | 33 KV Circuit breaker ABB make (O&U) damaged | No. | 1000 |  |  | 1 | 1000 | - | - | - | - | - | - | -
70 |  | 33 KV CT 800/400/1 A damaged | No. | 1500 | - | - | 1 | 1500 | - | - | - | - | - | - | PSDF
71 |  | 33 KV PT 3-Ph. (old & used)/ Repairable | No. | 1500 | - | - | - | - | - | - | 1 | 1500 | - | - | PSDF
72 |  | Numerical Relay REX-521 make ABB (old & used)/Repairable | No. | 2500 | - | - | - | - | - | - | 2 | 5000 | - | - | PSDF
73 |  | ACDB (Old & Defective)/Repairable | No. | 5000 | - | - | - | - | - | - | 1 | 5000 | - | - | PSDF
74 |  | DCDB (Old & Defective)/Repairable | No. | 1000 | - | - | - | - | - | - | 1 | 1000 | - | - | PSDF
75 |  | 132 KV LA (old & used) | No. | 500 | - | - | - | - | - | - | 10 | 5000 | - | - | PSDF
76 |  | 33 KV CT 400/200/1 A (old & used) | No. | 1500 | - | - | - | - | - | - | 9 | 13500 | - | - | PSDF
77 |  | 33 KV LA (old & used) | No. | 100 | - | - | - | - | - | - | 12 | 1200 | - | - | PSDF
78 |  | 33 KV Isolator without earth switch (old & used)/Repairable | No. | 1500 | - | - | - | - | - | - | 2 | 3000 | - | - | PSDF
79 |  | 33 Bus post insulator (old & used) | No. | 100 | - | - | - | - | - | - | 12 | 1200 | - | - | PSDF
80 |  | Numerical relay MICOM P111 (old & used) | No. | 1500 | - | - | - | - | - | - | 2 | 3000 | - | - | PSDF
81 |  | 132 KV CVT (old & used) | No. | 2500 | - | - | - | - | - | - | 8 | 20000 | - | - | PSDF
82 |  | 132 KV CVT (old & used) | No. | 2500 | - | - | - | - | - | - | 3 | 7500 | - | -
83 |  | 132 KV CT 200/100/1 A (old & used) | No. | 2500 | - | - | - | - | - | - | 6 | 15000 | - | - | PSDF
84 |  | 33 KV tripple feeder C&R Panel without relay | No. | 3000 | - | - | - | - | - | - | 2 | 6000 | - | - | PSDF
85 |  | Jeep M&M Model 5400 PP 2189 soft | No. | 24701.9 | - | - | - | - | - | - | - | - | 1 | 24701.9 | -
86 |  | Mechanical relay (O&U) | No. | 300 | - | - | - | - | - | - | - | - | 4 | 1200 | PSDF
87 |  | Iron scrap | Kg. | 10 | - | - | - | - | - | - | - | - | 40 | 400 | -
88 |  | 2 V Battery cell, 200 AH (O&U Unusable ) | No. | 5 | - | - | - | - | - | - | - | - | 55 | 275 | -
89 |  | 132 KV Pneumatic type circuit breaker CGL make (old, used, defective & dismentaled), Damaged | No. | 5000 | - | - | - | - | - | - | - | - | 1 | 5000 | PSDF
90 |  | 132 KV Pneumatic type circuit breaker ABB make (old, used, defective & dismentaled), Damaged | No. | 5000 | - | - | - | - | - | - | - | - | 1 | 5000 | PSDF
91 |  | 132 KV LA (old, used & damaged) | No. | 100 | - | - | - | - | - | - | - | - | 2 | 200 | PSDF
92 |  | 132 KV LA (old & used & damaged) | No. | 500 | - | - | - | - | - | - | - | - | 3 | 1500 | PSDF
93 |  | RTCC Panel (defective) | No. | 500 | - | - | - | - | - | - | - | - | 1 | 500 | PSDF
94 |  | Tower parts (scrap) | Mt. | 15000 | - | - | - | - | - | - | - | - | 4 | 60000 | -
95 |  | T/F Cooling fan size 450 mm (Damage) | No. | 100 | - | - | - | - | - | - | - | - | 4 | 400 | -
96 |  | Battery charger make Expo-fyn (Old & Defective) | No. | 2000 | - | - | - | - | - | - | - | - | 1 | 2000 | -
97 |  | ACSR Panther conductor Scrap | Kg. | 15 | - | - | - | - | - | - | - | - | 40 | 600 | -
98 |  | 132 KV C-type Tower parts scrap | MT. | 15000 | - | - | - | - | - | - | - | - | 0.8 | 12000 | -
99 |  | Differential Relay (defective) | No. | 200 | - | - | - | - | - | - | - | - | 1 | 200 | -
100 |  | ACSR Panther Conductor bits (Scrap) | Km. | 50000 | - | - | - | - | - | - | - | - | 0.7 | 35000 | -
101 |  | Earth Wire bits (Scrap) | Km. | 15000 | - | - | - | - | - | - | - | - | 0.2 | 3000 | -
102 |  | 33 KV VCB CGL make circuit breaker (old & used & dismantaled) / Not Repairable | No. | 3000 | - | - | - | - | - | - | - | - | 1 | 3000 | PSDF
103 |  | 33 KV CT 800/400/1 A (old & used)/Not Repairable | No. | 1500 | - | - | - | - | - | - | - | - | 2 | 3000 | PSDF
104 |  | 132 KV LA (old & used & damaged) | No. | 500 | - | - | - | - | - | - | - | - | 1 | 500 | -
105 |  | 33 KV PT (old & used), Damaged | No. | 1500 | - | - | - | - | - | - | - | - | 1 | 1500 | -
106 |  | 2V Battery Cell 300AH (Old & unusable) | No. | 50 | - | - | [6 empty] | 55 | 2750
107 |  | Battery Charger make Caldyne (Old & Defective) | No. | 2000 | - | - | [6 empty] | 1 | 2000
| Total (in Rs.) |  |  |  |  | 4175728.1901 | - | 29000 | - | - | - | 87900 | - | 164726.9 | -
| Grand Total (in Rs.) |  |  |  |  | 4457355.0901
STORE INVENTORY FOR JUNE 2026 OF SUB STATION CUM LINES (satpuli)
S. No. | Item code | Name of Items | Unit | Unit Rate (in Rs) | Useable |  | Unserviceable |  | Non Moving |  | Obsolete |  | Scrap |  | Total inventory Amount
[5 empty] | Qty | Total amount in Rs. | Qty | Total amount in Rs. | Qty | Total amount in Rs. | Qty | Total amount in Rs. | Qty | Total amount in Rs.
1 | FF2F201004 | M.S. Round 36mm | MT | 35313.2 | 1.488 | 52546.0416 | [8 empty] | 52546.0416
2 | FF2F202005 | MS Flat 32x6mm | MT | 35313 | 0.325 | 11476.725 | [8 empty] | 11476.725
3 | CC2C201001 | H.F.Cable | KM | 81492 | [8 empty] | 0.551 | 44902.092 | 44902.092
4 | AA1A101002 | Earth wire | KM | 38038 | 0.319 | 12134.122 | [8 empty] | 12134.122
5 | PP2P223007 | NOKIA 130DS, Rm-1035 | Nos | 2390 | 1 | 2390 | [8 empty] | 2390
6 | VV3V302004 | 245KV CT 800/300/1 Amp | Nos | 170000 | 2 | 340000 | [8 empty] | 340000
7 |  | I-Tel Power Pro (smartphone)P41 | Nos | 5300 | 1 | 5300 | [8 empty] | 5300
8 |  | Biometric Attendance System Bio 27 | Nos | 13900 | [8 empty] | 1 | 13900 | 13900
9 | KK0K005001 | 33KV Lighting arrester | Nos | 15000 | 1 | 15000 | [8 empty] | 15000
10 | MM0M002007 | Differential relay ABB make RADSB(Old and used) | Nos | 70000 |  |  | 1 | 70000 | [6 empty] | 70000
11 |  | Annunciator (24 window) | Nos | 18360 | [8 empty] | 1 | 18360 | 18360
12 |  | Used and dirty Oil filled drums | Nos | 6000 |  |  | 3 | 18000 | [5 empty] | 0 | 18000
13 | VV2V210003 | Gate Valve (used and damaged) | Nos | 1000 | [8 empty] | 1 | 1000 | 1000
14 | VV3V303002 | CT 145KV 800/400/1 (Used and damaged) | Nos | 5000 | [8 empty] | 3 | 15000 | 15000
15 | KK0K003001 | 145KV LA (Damaged and Burned) | Nos | 50 | [8 empty] | 3 | 150 | 150
16 | VV2V204007 | Empty oil drums | Nos | 200 | 47 | 9400 | [6 empty] | 72 | 14400 | 23800
17 | VV3V305009 | CT 33KV 400/200/1A (Damaged and bursted) | Nos | 500 | [8 empty] | 3 | 1500 | 1500
18 | II0I001007 | 70KN Disc Insulator | Nos | 551.79 | 402 | 221819.58 | [8 empty] | 221819.58
19 | II5I504005 | Pilot fitting for ACSR Panther | Set | 1349.84 | 59 | 79640.56 | [8 empty] | 79640.56
20 | II3I301004 | Mid span compression joint for ACSR panther | Nos | 804.61 | 4 | 3218.44 | [8 empty] | 3218.44
21 | II3I302004 | Repair sleeve for ACSR Panther | Nos | 487 | 53 | 25811 | [8 empty] | 25811
22 | KK0K005001 | 33KV LA damaged and bursted | Nos | 500 | [8 empty] | 1 | 500 | 500
23 | JJ0J005010 | 33KV VCB ABB make (Old & Used) Defective. | NOS | 2000 | [8 empty] | 2 | 4000 | 4000
24 | VV3V303006 | 132KV CT 200/100/1(Old Used, defective and broken) | NOS | 50 | [8 empty] | 2 | 100 | 100
25 | JJ0J005010 | 33KV VCB (old, used & damaged) | Nos | 1500 | [8 empty] | 2 | 3000 | 3000
26 | VV3V303003 | 145KV (5 Core) Current Transformer 400/200/1 | NOS | 165200 | 1 | 165200 | [8 empty] | 165200
27 | VV3V305004 | 36KV (5 Core) Current Transformer (1 Phase) (800/400/1 Amp) | NOS | 55460 | 4 | 221840 | [8 empty] | 221840
28 | VV2V204000 | Transformer oil (old and used) | LTR | 25 | 7064 | 176600 | [8 empty] | 176600
29 | CC0C002006 | 2.5sqmm 14 core control cable | KM | 531000 | 0.354 | 187974 | [8 empty] | 187974
30 |  | Flange 3" size with nut and bolts. | NOS | 1357 | 2 | 2714 | [8 empty] | 2714
31 | VV6V505002 | 36KV Potential Transformer (1 Phase) | Nos | 41300 | 2 | 82600 | [8 empty] | 82600
32 | AA0A002004 | ACSR Panther conductor in Pieces | Mtr. | 30 | 1290 | 38700 | [8 empty] | 38700
33 | FF0F015002 | Tower Part (Incomplete and Damaged) | MT | 25000 | 3.85 | 96250 | [8 empty] | 96250
34 | VV3V303005 | 145KV (5 Core) Current Transformer (Ratio 200/100/1A) with junction box | Nos | 178180 | 1 | 178180 | [8 empty] | 178180
35 | PP2P223001 | Samsung A04e Smartphone. | Nos | 14500 | 1 | 14500 | [8 empty] | 14500
36 | II3I301008 | Mid span joint for steel portion 7/9 SWG Panther Conductor | Nos | 677.6 | 3 | 2032.8 | [8 empty] | 2032.8
37 | II3I301004 | Mid span joint for aluminum portion ACSR Panther conductor. | Nos | 794.5 | 3 | 2383.5 | [8 empty] | 2383.5
38 | II3I302004 | Repair sleeve for ACSR Panther conductor. | Nos | 149 | 2 | 298 | [8 empty] | 298
39 | CC0C004018 | 2 core, 2.5 Sq mm control cable | Mtr. | 118 | 100 | 11800 | [8 empty] | 11800
40 | CC1C103014 | 4 core, 16 Sq mm power cable | Mtr. | 206.5 | 200 | 41300 | [8 empty] | 41300
41 | VV3V303002 | 132KV CT with clamp (Old and Dismentled) | Nos | 60000 | 1 | 60000 | [8 empty] | 60000
42 | FF0F015002 | 132KV C-type Tower parts scrap. | MT | 15000 | [8 empty] | 0.8 | 12000 | 12000
43 | II2I205002 | Aluminium Pad Clamps for E/W. | NOS | 292.64 | 100 | 29264 | [8 empty] | 29264
44 | JJ7J707001 | Electronegative SF6 Gas | KG | 6549 | 7 | 45843 | [8 empty] | 45843
45 | II0I001003 | 120KN Disc insulator | NOS | 500 | 200 | 100000 | [8 empty] | 100000
46 |  | 110V DCDB | NOS | 413000 | 1 | 413000 | [8 empty] | 413000
47 |  | 33KV Circuit Breaker (VCB) 3 phase | NOS | 659148 | 3 | 1977444 | [8 empty] | 1977444
Total in Rs. | [5 empty] | 4626659.7686 |  | 88000 |  | 0 |  | 0 |  | 128812.092 | 4843471.8606
Name of Zone: Garhwal Zone Roorkee |  |  |  | STORE INVENTORY OF JUNE-2026 OF SUB STATION & LINE .
Name of Circle:400KV S/S Srinagar Garhwal
Name of Division:132KV O&M Division Simli(Karanprayag)
Name of Sub Station : 132 KV Simli
Sl.No. |  | Name of Item | Unit | Unit rate in Rs. | Useable |  | Unserviceble |  | Non moving |  | Obsolete |  | Scrap |  | Total inventory Amount
[5 empty] | Qty | Total Amount in Rs. | Qty | Total Amount in Rs. | Qty | Total Amount in Rs. | Qty | Total Amount in Rs. | Qty | Total Amount in Rs.
1 | II5I502005 | D/T Fitting for Panther conductor | Set | 2842.4 | 3 | 8527.2 | [8 empty] | 8527.2
2 | II3I303009 | Vibrate Damper for E/W | Nos | 250 | 10 | 2500 | [8 empty] | 2500
3 | II3I301004 | M.S. Joint for Panther conductor | Nos | 499.8 | 26 | 12994.8 | [8 empty] | 12994.8
4 | II3I301009 | M.S. Joint for E/W | Nos | 303.8 | 139 | 42228.2 | [8 empty] | 42228.2
5 | II3I302004 | Repair Sleave for Panther conductor | Nos | 181.3 | 174 | 31546.2 | [8 empty] | 31546.2
6 | FF4F403011 | Flexible Copper Bond | Nos | 394.94 | 132 | 52132.08 | [8 empty] | 52132.08
7 | II2I202002 | T/Clamp for 7/3.15 Earth Wire | Set | 536.8 | 8 | 4294.4 | [8 empty] | 4294.4
8 | II2I203002 | S/Fitting for 7/3.15 Earth Wire | Set | 316.8 | 1 | 316.8 | [8 empty] | 316.8
9 | FF0F043002 | A' Type Tamplate (0+3+6 meter) (563 Kg each) | Set | 64876 | 1 | 64876 | [8 empty] | 64876
10 | FF0F043004 | B' Type Tamplate (0+3+6 meter) (920.714 Kg each) | Set | 64876 | 6 | 389256 | [8 empty] | 389256
11 | FF0F043006 | C' Type Tamplate (0+3+6 meter) (823.65 Kg each) | Set | 64876 | 8 | 519008 | [8 empty] | 519008
12 | FF0F033001 | A' Type Stub with Nut & Bolt | Kg | 64.88 | 244.6 | 15869.648 | [8 empty] | 15869.648
13 | AA0A002004 | ACSR Panther Conductors cut in different bits | Km | 122052.4 | 2 | 244104.8 | [8 empty] | 244104.8
14 | AA1A101002 | Earth Wire | Km | 44100 | 1.708 | 75322.8 | [8 empty] | 75322.8
15 | AA0A002004 | ACSR Panther Conductors old,used & damaged | Km | 60000 | 1.105 | 66300 | [8 empty] | 66300
16 | JJ3J301007 | Closing coil for 132kv Circuit Breaker | No. | 5000 | 1 | 5000 | [8 empty] | 5000
17 | ZZ2Z005003 | Contact Switches | Set | 5000 | 1 | 5000 | [8 empty] | 5000
18 | AA0A002003 | ACSR Zebra Conductor | Mtr. | 300 | 375 | 112500 | [8 empty] | 112500
19 | AA0A001001 | ACSR Tarantula Conductor | Mtr. | 350 | 550 | 192500 | [8 empty] | 192500
20 | FF2F201004 | MS Round 36mm Dia | Mt. | 49028 | 6.87 | 336822.36 | [8 empty] | 336822.36
21 | II0I001007 | 70KN Disc Insulator | No. | 620 | 8 | 4960 | [8 empty] | 4960
22 | CC1C103010 | Power Cable 3.5*70mm | Mtr. | 443.51 | 65 | 28828.15 | [8 empty] | 28828.15
23 | VV2V204007 | Empty Transformer Oil Drums | No. | 350 | 185 | 64750 | [8 empty] | 64750
24 | PP1P122003 | SF6 Gas Riffling Kit with Briefcase | No. | 3000 | 6 | 18000 | [8 empty] | 18000
25 | ZZ2Z005003 | Valve Tool | No. | 400 | 3 | 1200 | [8 empty] | 1200
26 | ZZ2Z005003 | Bending Model | No. | 300 | 5 | 1500 | [8 empty] | 1500
27 | ZZ2Z005003 | Steer Pin | No. | 300 | 4 | 1200 | [8 empty] | 1200
28 | ZZ2Z005003 | Stay B-17 | No. | 100 | 5 | 500 | [8 empty] | 500
29 | ZZ2Z005003 | Auxiliary Switch for Bus Transfer | No. | 5000 | 1 | 5000 | [8 empty] | 5000
30 | ZZ2Z005003 | Steel pin (19 Cm Long) | No. | 40 | 5 | 200 | [8 empty] | 200
31 | II0I002001 | PG Clamp for Tarantula/Tarantula Conductor | No. | 200 | 12 | 2400 | [8 empty] | 2400
32 | II0I002005 | PG Clamp for Tarantula/Panther Conductor | No. | 161.54 | 20 | 3230.8 | [8 empty] | 3230.8
33 | SS6S611009 | Fuse NS type 2 Amp | No. | 73.5 | 6 | 441 | [8 empty] | 441
34 | SS6S611004 | Fuse NS type 8 Amp | No. | 75.6 | 2 | 151.2 | [8 empty] | 151.2
35 | ZZ2Z005003 | Damage latch assembly of circuit breaker | No. | 10 | 1 | 10 | [8 empty] | 10
36 | ZZ2Z005003 | 33KV LA, spec. 30KV.10KA (Old & used) | No. | 1000 | 1 | 1000 | [8 empty] | 1000
37 |  | Single Phase terminator (over/load) 415Volt AC | No. | 995 | 5 | 4975 | [8 empty] | 4975
38 |  | Delay timer 240Volt AC A1 B1 Timer A1 A2 50HZ | No. | 2495 | 2 | 4990 | [8 empty] | 4990
39 |  | DC Miniature Circuit Breaker 220V 5SX-51067RC,6Amp make Schneider | No. | 654.09 | 8 | 5232.72 | [8 empty] | 5232.72
40 | NN4N408010 | Single phase contractor (air breaker contractor) 3TA 21,12 OA,AC 2 & DC 3-10 with 2NC | No. | 2490 | 4 | 9960 | [8 empty] | 9960
41 | VV5V406006 | Epoxy type CT junction box | No | 9129 | 2 | 18258 | [8 empty] | 18258
42 | II0I001008 | 22KV Post Insulator | Set | 2748.9 | 1 | 2748.9 | [8 empty] | 2748.9
43 | II1I103003 | C- Type Wedge Connector Deer to Panther. | No | 2863.4 | 12 | 34360.8 | [8 empty] | 34360.8
44 |  | AC Contactor with Thermal Overload Relay (EMCO) | No | 7323.6 | 3 | 21970.8 | [8 empty] | 21970.8
45 | AA0A002010 | ACSR Rabbit conductor CUT IN PIECE | Km | 36000 | 0.72 | 25920 | [8 empty] | 25920
46 | CC1C114005 | LT XLPE cable 3.5 core, 240 sq mm | Mtr | 620 | 50 | 31000 | [8 empty] | 31000
47 | KK0K005001 | 33KV Lightening Arrester | No | 15000 | 1 | 15000 | [8 empty] | 15000
48 | II0I005001 | PG clamp Zebra to Zebra conductor | No | 850 | 8 | 6800 | [8 empty] | 6800
49 | II0I005002 | PG clamp Zebra to Panther conductor | No | 1000 | 3 | 3000 | [8 empty] | 3000
50 | PP0P013005 | Hack saw with frame | No | 584.1 | 2 | 1168.2 | [8 empty] | 1168.2
51 | SS6S611003 | Fuse NS type 10 A | No | 93.22 | 7 | 652.54 | [8 empty] | 652.54
52 | SS6S611001 | Fuse NS type 16 A | No | 147.5 | 5 | 737.5 | [8 empty] | 737.5
53 | PP0P016005 | Flexible steel wire rope 10mm dia | Mtr | 154.58 | 250 | 38645 | [8 empty] | 38645
54 | PP0P016006 | steel wire rope | Mtr | 50 | 500 | 25000 | [8 empty] | 25000
55 | AA0A002004 | ACSR Panther conductor (30+7/3.0mm) | Mtr | 162 | 400 | 64800 | [8 empty] | 64800
56 | AA0A002004 | ACSR Panther conductor (30+7/3.0mm) | Km | 99555.75 | 1.128 | 112298.886 | [8 empty] | 112298.886
57 | FF0F033006 | B Type tower stub | MT | 64876 | 0.5 | 32438 | [8 empty] | 32438
58 | FF0F043004 | Template with nut & bolt for 132 KV B+6 Tower | MT | 126503 | 0.922 | 116635.766 | [8 empty] | 116635.766
59 | FF0F033006 | B Type tower stub | MT | 47572 | 0.58916 | 28027.5195 | [8 empty] | 28027.5195
60 | FF0F013007 | D/C tower 83 B+3 Mtr Extension | MT | 47572 | 1.1056 | 52595.6032 | [8 empty] | 52595.6032
61 |  | Different tower parts incomplete B & C type tower | MT | 50000 | 5.2031 | 260152.5 | [8 empty] | 260152.5
62 | FF0F013001 | A Type Tower Incomplete | KG | 64.88 | 3119.52 | 202394.4576 | [8 empty] | 202394.4576
63 |  | Old and used Energy meter make Secure | No | 10000 | 1 | 10000 | [8 empty] | 10000
64 |  | Old and used Energy meter make L&T | No | 2500 | 2 | 5000 | [8 empty] | 5000
65 | NN4N412004 | Local remote Selector switch label trip-neutal-close 3 positions 4 ways | Nos | 1180 | 1 | 1180 | [8 empty] | 1180
66 | SS7S704006 | Double pole 6 Amp AC MCB | Nos | 590 | 2 | 1180 | [8 empty] | 1180
67 | II5I502005 | Double tension fitting for ACSR panther conductor | Set | 6938.4 | 8 | 55507.2 | [8 empty] | 55507.2
68 | II2I202002 | Tension fitting for GS E/W 7/10 SWG | Set | 814.2 | 5 | 4071 | [8 empty] | 4071
69 | II5I502005 | Single suspension fitting for ACSR panther conductor suitable for 70 KN disk insulator | Set | 3823.2 | 9 | 34408.8 | [8 empty] | 34408.8
70 | II3I303004 | Vibration damper for ACSR panther conductor | Nos | 885 | 15 | 13275 | [8 empty] | 13275
71 | II3I303009 | Vibration damper for GS earth wire 7/10 SWG | Nos | 700.92 | 1 | 700.92 | [8 empty] | 700.92
72 | II0I001003 | Disk insulator for 120 KN | Nos | 972.32 | 163 | 158488.16 | [8 empty] | 158488.16
73 | II0I001007 | Disk insulator for 70 KN | Nos | 759.92 | 31 | 23557.52 | [8 empty] | 23557.52
74 | AA0A002004 | ACSR Panther conductor | Km | 211833.65 | 0.318 | 67363.1007 | [8 empty] | 67363.1007
75 | FF0F013011 | "C'' type tower from Srinagar-Satpuli line and Srinagar-Simli lines with Nut & Bolt | MT | 32000 | 8.851 | 283232 | [8 empty] | 283232
76 | AA0A002004 | ACSR Panther conductor Cut in piece | Km | 211833.6 | 0.553 | 117143.9808 | [8 empty] | 117143.9808
77 | AA1A101002 | Earth wire 7/10 SWG | Km | 44100 | 0.006 | 264.6 | [8 empty] | 264.6
78 |  | MCB 40 Amp Double pole | Nos | 507.4 | 5 | 2537 | [8 empty] | 2537
79 |  | Low voltage HBC fuse (BS) Rated voltage 415 Volt rated current 32 Amp | No | 486.16 | 6 | 2916.96 | [8 empty] | 2916.96
80 | JJ3J301005 | Closing/tripping coil for 132 KV C.B ABB make | No | 6962 | 4 | 27848 | [8 empty] | 27848
81 | JJ3J301014 | Spring charge motor suitable for 132 KV C.B ABB make | No | 27612 | 3 | 82836 | [8 empty] | 82836
82 | JJ5J503006 | Tripping coil 110 volt DC Suitable for 33 KV VCB | No | 5894.1 | 1 | 5894.1 | [8 empty] | 5894.1
83 |  | 33 KV Circuit breaker old & used incomplete | No | 1000 | 1 | 1000 | [8 empty] | 1000
84 | NN4N405007 | Electrical Semaphore indication having Red & Green LED for open and close position110Volt DC/AC . | No | 3512.86 | 4 | 14051.44 | [8 empty] | 14051.44
85 | NN4N403001 | LED type 110 volt DC Indication Lamp RED colour | No | 460.2 | 6 | 2761.2 | [8 empty] | 2761.2
86 | NN4N403003 | LED type 110 volt DC Indication Lamp Green colour | No | 460.2 | 7 | 3221.4 | [8 empty] | 3221.4
87 | NN4N403002 | LED type 110 volt DC Indication Lamp Yellow colour | No | 460.2 | 3 | 1380.6 | [8 empty] | 1380.6
88 | NN4N403006 | LED type 110 volt DC Indication Lamp White colour | No | 460.2 | 2 | 920.4 | [8 empty] | 920.4
89 | NN4N403004 | LED type 110 volt DC Indication Lamp Blue colour | No | 460.2 | 8 | 3681.6 | [8 empty] | 3681.6
90 | MM3M304013 | Digital MW meter 110 V DC Accuracy class 0.5 | No | 14148.2 | 1 | 14148.2 | [8 empty] | 14148.2
91 | MM3M302005 | Digital Volt meter 110 V DC Accuracy class 0.5 | No | 7068.2 | 2 | 14136.4 | [8 empty] | 14136.4
92 |  | Air cooling fan 3 phase 415 volt .24 kw/0.33 hp 1375 rpm. | No | 14632 | 8 | 117056 | [8 empty] | 117056
93 | VV2V204007 | Empty Drum of T/F Oil | No | 200 | 4 | 800 | [8 empty] | 800
94 | CC1C103010 | 3.5 Core 70 Sq mm Aluminum (PVC) Power cable | Mtr | 536.9 | 100 | 53690 | [8 empty] | 53690
95 | JJ8J801010 | 33 KV CB clamp for ACSR panther conductor | No | 1177.64 | 2 | 2355.28 | [8 empty] | 2355.28
96 | VV3V303001 | 145 KV (5 core) CT (800/400/1A) | No | 169330 | 3 | 507990 | [8 empty] | 507990
97 | VV6V507002 | 145 KV Capacitive Voltage Transformer | No | 145730 | 3 | 437190 | [8 empty] | 437190
98 | CC1C103010 | 3.5 core*70Sq mmPower cable | Km | 513300 | 0.162 | 83154.6 | [8 empty] | 83154.6
99 |  | 33 KV CT Ratio 400/200/1A old used defective | NO | 1000 | 3 | 3000 | [8 empty] | 3000
100 | JJ3J301007 | Closing/Tripping coil for 132 KV Circuit Breaker | NO | 6490 | 4 | 25960 | [8 empty] | 25960
101 | JJ5J501006 | Closing/Tripping coil for 33 KV Circuit Breaker | NO | 5900 | 4 | 23600 | [8 empty] | 23600
102 | VV2V203001 | Silica gel | Kg | 577.02 | 20 | 11540.4 | [8 empty] | 11540.4
103 | JJ7J707001 | SF6 Gas | Kg | 7021 | 23 | 161483 | [8 empty] | 161483
104 | KK0K005001 | 120 KV Lighting Arrestor | No | 85255 | 9 | 767295 | [8 empty] | 767295
105 | KK0K003001 | 30 KV Lighting Arrestor | No | 26214 | 6 | 157284 | [8 empty] | 157284
106 | II0I006001 | PG Clamp Panther to panther | No | 1224.84 | 20 | 24496.8 | [8 empty] | 24496.8
107 | II0I001003 | 120 KN Disc Insulators (Used) | No | 500 | 58 | 29000 | [8 empty] | 29000
108 | II0I001007 | 70 KN Disc Insulator | No | 551.79 | 325 | 179331.75 | [8 empty] | 179331.75
109 | II0I001003 | 120 KN Disc Insulator | No | 942.77 | 60 | 56566.2 | [8 empty] | 56566.2
110 | II5I501005 | Single Tension Fitting for Panther conductor | Set | 3281.96 | 6 | 19691.76 | [8 empty] | 19691.76
111 | PP0P010003 | Bus bar turnbuckle for Tarantula conductor | No | 1416 | 16 | 22656 | [8 empty] | 22656
112 | II5I504005 | Pilot Fitting for ACSR Panther | Set | 1349.84 | 3 | 4049.52 | [8 empty] | 4049.52
113 |  | 132 KV CT clamp Suitable for Panther Conductor | Nos | 1800 | 14 | 25200 | [8 empty] | 25200
114 | SS5S501017 | Isolator clamp Suitable for Panther conductor | Nos | 1600 | 49 | 78400 | [8 empty] | 78400
115 |  | 33KV CT clamp Suitable for Panther Conductor | Nos | 1600 | 3 | 4800 | [8 empty] | 4800
116 |  | 132 KV CT clamp Suitable for Zebra Conductor | Nos | 2200 | 8 | 17600 | [8 empty] | 17600
117 | II5I508004 | Gun Fitting (Double) For Zebra Conductor | Set | 8000 | 7 | 56000 | [8 empty] | 56000
118 | II5I508005 | Gun Fitting (Double) For Panther Conductor | Set | 7000 | 8 | 56000 | [8 empty] | 56000
119 | II5I504005 | Single I suspension fitting (70 KN) for Panther conductor | Set | 5900 | 17 | 100300 | [8 empty] | 100300
120 | II5I501005 | Single Tension fitting (120KN)for Panther conductor | Nos | 7552 | 1 | 7552 | [8 empty] | 7552
121 |  | Fabrication Galvanizing & supply of normal stub /raised chimney stub for 5 no ARCON MAKE 132 kv D/C type -C tower with cleat including nuts & bolts HT | MT | 174640 | 2.035 | 355392.4 | [8 empty] | 355392.4
122 |  | Fabrication Galvanizing & supply of normal stub /raised chimney stub for 5 no ARCON MAKE 132 kv D/C type -C tower with cleat including nuts & bolts MS | MT | 171100 | 0.235 | 40208.5 | [8 empty] | 40208.5
123 |  | Fabrication Galvanizing & supply of various type of complete tower along with nuts & bolts washer body extension& leg extension normal tower (3 set) HT | MT | 174640 | 6.081 | 1061985.84 | [8 empty] | 1061985.84
124 |  | Fabrication Galvanizing & supply of various type of complete tower along with nuts & bolts washer body extension& leg extension normal tower (3 set) MS | MT | 171100 | 12.357 | 2114282.7 | [8 empty] | 2114282.7
125 |  | 3 mtr body extension HT | MT | 174640 | 0.379 | 66188.56 | [8 empty] | 66188.56
126 |  | 3 mtr body extension MS | MT | 171100 | 1.144 | 195738.4 | [8 empty] | 195738.4
127 |  | 6 mtr body extension HT | MT | 174640 | 0.713 | 124518.32 | [8 empty] | 124518.32
128 |  | 6 mtr body extension MS | MT | 171100 | 1.729 | 295831.9 | [8 empty] | 295831.9
129 |  | 9 mtr body extension HT | MT | 174640 | 1.092 | 190706.88 | [8 empty] | 190706.88
130 |  | 9 mtr body extension MS | MT | 171100 | 2.505 | 428605.5 | [8 empty] | 428605.5
131 |  | 0 mtr Leg extension HT | MT | 174640 | 0.368 | 64267.52 | [8 empty] | 64267.52
132 |  | 0 mtr Leg extension MS | MT | 171100 | 0.576 | 98553.6 | [8 empty] | 98553.6
133 |  | 1.5 mtr Leg extension HT | MT | 174640 | 0.536 | 93607.04 | [8 empty] | 93607.04
134 |  | 1.5 mtr Leg extension MS | MT | 171100 | 0.74 | 126614 | [8 empty] | 126614
135 |  | 3 mtr Leg extension HT | MT | 174640 | 0.704 | 122946.56 | [8 empty] | 122946.56
136 |  | 3 mtr Leg extension MS | MT | 171100 | 0.988 | 169046.8 | [8 empty] | 169046.8
137 |  | Supply of Galvanized Nut & bolts and washer | MT | 178180 | 1.55 | 276179 | [8 empty] | 276179
138 |  | 66 KV CVT with Junction box | No | 137470 | 3 | 412410 | [8 empty] | 412410
139 |  | 66 KV CT (400-200/1A) with Junction box | No | 96170 | 3 | 288510 | [8 empty] | 288510
140 |  | Single Tension Fitting for ACSR Panther conductor suitable for 120 KN Disc Insulator | No | 2694.14 | 1 | 2694.14 | [8 empty] | 2694.14
[5 empty] | Sub /Total | 13949268.1818 | [8 empty] | 13949268.1818
Name of Zone: Garhwal Zone Roorkee |  |  |  |  | STORE INVENTORY OF JUNE -2026 OF SUB STATION
Name of Circle: 400 KV O&M CIRCLE Srinagar Garhwal
Name of Division: 132 KV O&M Division Simli.
Name of Sub Station: 66 KV S/S Karanprayag.
Month & Year - JUNE 2026. | [14 empty] | Grand Total
Sl.No. | Item code | Name of Item | Unit | Unit rate in Rs. | Useable |  | Unserviceble |  | Non moving |  | Obsolete |  | Scrap |  | Total Inventory Amt
[5 empty] | Qty | Total Amount in Rs. | Qty | Total Amount in Rs. | Qty | Total Amount in Rs. | Qty | Total Amount in Rs. | Qty | Total Amount in Rs.
1 | KK0K004001 | 72.5 KV LA with accessories spec.-10 KA, class 3, 60 KV | No | 10000 | 1 | 10000 | [8 empty] | 10000
2 | JJ7J707001 | SF-6 Gas(as per specifications) | Kg | 2354.1 | 3 | 7062.3 | [8 empty] | 7062.3
3 | VV2V204007 | Empty Drum of Transformer Oil | No | 200 | 40 | 8000 | [8 empty] | 8000
4 | VV2V204002 | Transformer Oil ( Old & Used) | Ltrs | 25 | 7100 | 177500 | [8 empty] | 177500
5 | JJ5J503006 | 33 KV Circuit Breaker VCB Along with support structure | No | 294970.5 | 1 | 294970.5 | [8 empty] | 294970.5
6 | VV3V305008 | 33 KV CT along with Connector & Junction Box | No | 56640 | 5 | 283200 | [8 empty] | 283200
7 | VV2V204007 | Empty Drum of Transformer Oil ( Old & Used) | No | 150 | 27 | 4050 | [8 empty] | 4050
8 | VV2V204002 | Transformer Oil ( Old & Used) | Ltrs | 25 | 4200 | 105000 | [8 empty] | 105000
9 |  | 66 Kv BUS POST INSULATOR | Nos | 24603 | 6 | 147618 | [8 empty] | 147618
10 | II034LI001008 | 33 Kv BUS POST INSULATOR | Nos | 8401.6 | 10 | 84016 | [8 empty] | 84016
11 | CC0C001018 | Control Cable Copper (PVC) 4 C* 2.5 sq.mm | km | 239492.8 | 0.98 | 234702.944 | [8 empty] | 234702.944
12 |  | Float Battery Charger 10A, 110Volt DC output, Single Phase Input and in-built DCDB as per specification. Isolated Transformer, Half Controlled SCR type rectifier etc . | set | 235528 | 1 | 235528 | [8 empty] | 235528
|  | Total |  |  |  | 1591647.744 | [8 empty] | 1591647.744
Name of Zone: Garhwal Zone Roorkee. |  |  | STORE INVENTORY OF JUNE 2026 OF LINE
Name of Circle:400 KV S/S Srinagar Garhwal.
Name of Division:132 KV O&M Division Simli.
Name of Sub Station : 66 KV Karanprayag.
Month & Year : JUNE 2026.
Sl.No. | Item code | Name of Item | Unit | Unit rate in Rs. | Useable |  | Unserviceble |  | Non moving |  | Obsolete |  | Scrap |  | Total Inventory Amt
[5 empty] | Qty | Total Amount in Rs. | Qty | Total Amount in Rs. | Qty | Total Amount in Rs. | Qty | Total Amount in Rs. | Qty | Total Amount in Rs.
1 |  | PG CLAMP (DOG TO DOG) | Nos | 831.4286 | 29 | 24111.4286 | [8 empty] | 24111.4286
2 | II3I302008 | Repair Sleeve for Earth Wire | Nos | 601.8 | 2 | 1203.6 | [8 empty] | 1203.6
|  |  |  | Total Amt of Useable |  | 25315.0286 |  | Total Amt of Unserviceble |  | Total Amt of Non Moving |  | Total Amt of Obsolete |  | Total Amt of Scrap | 25315.0286
STORE INVENTORY OF JUNE-2026 OF 66 KV KOTHIYALSAIN S/S & LINE
Name of Zone: Garhwal Zone Roorkee
Name of Circle:400KV S/S Srinagar Garhwal
Name of Division:132 KV O&M Division Simli(G)
Name of Subdivision : 66 KV S/s Kothiyalsain & Line
Sl.No. | Item code | Name of Item | Unit | Unit rate in Rs. | Useable |  | Unserviceble |  | Non moving |  | Obsolete |  | Scrap
[5 empty] | Qty. | Total Amount in Rs. | Qty | Total Amount in Rs. | Qty | Total Amount in Rs. | Qty | Total Amount in Rs. | Qty | Total Amount in Rs. | Total Amount
1 | FF0F015002 | Damaged, bended and incomplete tower parts | MT | 4000 | 3.5 | 14000 | [8 empty] | 14000
2 | AA0A002007 | Old and used ACSR Dog conductor | Kg | 163.05 | [8 empty] | 788.4 | 128548.62 | 128548.62
3 | II0I001007 | Old and used Disc insulator | Nos. | 100 | 48 | 4800 | [8 empty] | 4800
4 | II5I501008 | Single tension fitting for ACSR Dog conductor suitable for 70 KN Disc insulator (complete fset including jumper cone) | set | 1593 | 37 | 58941 | [8 empty] | 58941
5 | II5I502008 | Double tension fitting for ACSR Dog conductor suitable for 70 KN Disc insulator( complete set including jumper cone) | Set | 3318.75 | 10 | 33187.5 | [8 empty] | 33187.5
6 | II3I303007 | Vibration damper for ACSR dog conductor | Nos. | 882.64 | 40 | 35305.6 | [8 empty] | 35305.6
7 | II3I301007 | Mid span compression joint for ACSR Dog conductor | Nos. | 611.24 | 37 | 22615.88 | [8 empty] | 22615.88
8 | FF4F403007 | Flexible copper bond | Nos. | 1018.34 | 24 | 24440.16 | [8 empty] | 24440.16
9 | II3I302002 | Repair sleeve for dog conductor | Nos. | 475.54 | 27 | 12839.58 | [8 empty] | 12839.58
10 | not available | Aluminium Pad Clamp | Nos. | 290.28 | 85 | 24673.8 | [8 empty] | 24673.8
11 | VV2V203001 | Silica gel | Kg | 613.6 | 38 | 23316.8 | [8 empty] | 23316.8
12 | VV2V204007 | Empty Drum of Transformer oil | Nos. | 501 | 3 | 1503 | [8 empty] | 1503
13 | SS0S004001 | Old ,used,Defective and incomplete 66 KV isolator | Nos. | 750 | [8 empty] | 3 | 2250 | 2250
14 | AA0A002007 | ACSR Dog conductor | Km. | 139830 | 0.06 | 8389.8 | [8 empty] | 8389.8
15 | II0I001007 | Disc insulator 70 KN | Nos. | 971.14 | 109 | 105854.26 | [8 empty] | 105854.26
16 | II5I501010 | Tension fitting for GS earthwire 7/3.15mm or 7/10 SWG | Set | 2500 | 12 | 30000 | [8 empty] | 30000
17 | II5I504010 | Suspension fitting for GS earthwire 7/3.15mm or 7/10 SWG | Set | 2500 | 12 | 30000 | [8 empty] | 30000
18 | II3I301009 | Mid span compression joint for 7/3.15mm GS Earthwire or 7/10 SWG | Nos. | 2500 | 12 | 30000 | [8 empty] | 30000
19 | II3I302009 | Repair sleeve for GS Earthwire | Nos. | 750 | 12 | 9000 | [8 empty] | 9000
20 | FF4F403007 | Flexible copper bond for 7/3.15mm7/3.15mm GS Earthwire or 7/10 SWG | Nos. | 900 | 12 | 10800 | [8 empty] | 10800
21 |  | PG clamp suitable for 7/3.15 mm GS Earthwire or 7/10 SWG | Nos. | 800 | 10 | 8000 | [8 empty] | 8000
22 | JJ7J707001 | SF6 Gas Cylinder | Kg | 2301 | 20 | 46020 | [8 empty] | 46020
23 |  | Old,Defective and Obsolete MOCB Circuit Breaker | Nos. | 2000 | [8 empty] | 1 | 2000 | 2000
24 | JJ0J005010 | Defected 33 KV VCB Circuit Breaker | Nos. | 50000 | 1 | 50000 | [8 empty] | 50000
25 | VV6V504002 | Old ansd used 66 KV PTs | Nos. | 700 | [6 empty] | 3 | 2100 |  |  | 2100
26 | VV3V304001 | Old and used 66 KV CTs in leakage condition | Nos. | 700 | [6 empty] | 3 | 2100 |  |  | 2100
27 | JJ5J503006 | Trip coil suitable for CGL 33 KV VCB 110 volt 40 ohms | Nos. | 2590 | 1 | 2590 | [8 empty] | 2590
28 | JJ5J503008 | Closing coil suitable for CGL 33 KV VCB 110 volt 40 ohms | Nos. | 2590 | 1 | 2590 | [8 empty] | 2590
29 | JJ4J401002 | Trip coil for SF-6 ABB 66 KV EXIN400834 110 volt DC Circuit Breaker | Nos. | 5180.2 | 1 | 5180.2 | [8 empty] | 5180.2
30 | JJ4J401004 | Closing coil for SF-6 ABB 66 KV EXIN400834 110 volt DC Circuit Breaker | Nos. | 5180.2 | 1 | 5180.2 | [8 empty] | 5180.2
31 | JJ4J401002 | Trip coil For seimens 66 KV SF-6 Circuit Breaker 110 volt DC | Nos. | 4377.8 | 1 | 4377.8 | [8 empty] | 4377.8
32 | JJ4J401004 | Closing coil For seimens 66 KV SF-6 Circuit Breaker 110 volt DC | Nos. | 4377.8 | 1 | 4377.8 | [8 empty] | 4377.8
33 | NA | 33 KV polymer pin insulator | Nos. | 0 | 0 | 0 | [8 empty] | 0
34 | NA | 33 KV polymer Disc insulator | Nos. | 0 | 0 | 0 | [8 empty] | 0
35 | NA | Gun fitting 70 KN | Nos. | 0 | 0 | 0 | [8 empty] | 0
36 | NA | Old and used CGL 14 C Over Current Earthfault relay | Nos. | 1000 | 1 | 1000 | [8 empty] | 1000
37 |  | O/C, E/F protection relay(REX 521) | Nos. | 5000 | 1 | 5000 | [8 empty] | 5000
38 | II0I001007 | 70 KN Disc insulator | Nos. | 1109.2 | 300 | 332760 | [8 empty] | 332760
39 |  | 70 KN Porcelain long rod Disc insulator | Nos. | 8820.5 | 10 | 88205 | [8 empty] | 88205
40 | II5I501008 | Single tension fitting for ACSR Dog conductor suitable for 70 KN Disc insulator (complete fset including jumper cone) | Nos. | 5404.4 | 20 | 108088 | [8 empty] | 108088
41 | II5I502008 | Double tension fitting for ACSR Dog conductor suitable for 70 KN Disc insulator( complete set including jumper cone) | Nos. | 6962 | 10 | 69620 | [8 empty] | 69620
42 |  | Counterpoise type earthing( Set of 04 no. for each tower) | Nos. | 21240 | 18 | 382320 | [8 empty] | 382320
43 |  | Flexible copper bond for 7/3.15mm7/3.15mm GS Earthwire or 7/10 SWG | Nos. | 1770 | 30 | 53100 | [8 empty] | 53100
44 |  | C wedge PG clamp | Nos. | 1392.4 | 56 | 77974.4 | [8 empty] | 77974.4
Grand Total | [5 empty] | 1726050.78 | 0 |  | 0 |  | 4200 |  | Total | 132798.62 | 1863049.4
STORE INVENTORY FOR THE MONTH OF JUNE-2026 OF SUB STATION.
Name of Zone: Garhwal Zone Roorkee
Name of Circle:400KV S/S Srinagar Garhwal
Name of Division:132KV O&M Division Simli
Name of Sub Station : 66 KV S/s JOSHIMATH
Sl.No. | Item code | Name of Item | Unit | Unit rate in Rs.(with GST) | Useable |  | Unserviceble |  | Non moving |  | Obsolete
[5 empty] | Qty | Total Amount in Rs. | Qty | Total Amount in Rs. | Qty | Total Amount in Rs. | Qty | Total Amount in Rs. |  | Total Amount in Rs.
1 | VV2V202005 | Silica gel Breather | Nos | 14744 | 1 | 14744
2 | JJ7J707001 | SF6 gas | Kg | 2301 | 20 | 46020
3 | VV5V407030 | 66kv CT clamp made of aluminium alloy with GI nut bolt and washer suitable for dog conductor | Nos | 1593 | 2 | 3186
4 | II0I006003 | Aluminium alloy 3 bolted PG clamp made out of LM6 alloy with hot dip galvanized bolt and nut suitable for Panther to Dog ACSR conductor | Nos | 890.9 | 6 | 5345.4
5 | SS5S501026 | 66kv Isolator clamp made of aluminium alloy with GI nut bolt and washer suitable for dog conductor | Nos | 826 | 4 | 3304
6 | JJ4J401002 | Closing/Tripping coil for 66Kv circuit breaker | Nos | 6608 | 2 | 13216
7 | JJ5J503008 | Closing/Tripping coil for 33Kv circuit breaker | Nos | 6608 | 6 | 39648
8 | JJ7J701008 | Limit switch for 66Kv circuit breaker | Nos | 2714 | 3 | 8142
9 | Not available | Metal Pad clamp with fastners | Nos | 323.32 | 35 | 11316.2
10 | Not available | Single phase panel heater | Nos | 706.82 | 5 | 3534.1
11 | Not available | Old used and defective C&R panel of transformer | Nos | 1000 |  |  | 1 | 1000
12 | Not available | 66KV old, used and defective CT(In leakage condition) | Nos | 700 |  |  | 3 | 2100
13 | Not available | 33KV old, used and defective CT(In leakage condition) | Nos | 500 |  |  | 3 | 1500
14 | Not available | 66KV PG clamp suitable for ACSR Panther to Panther conductor | Nos | 1224.84 | 12 | 24496.8
15 | VV2V203001 | Silica gel | Kg | 391.76 | 25 | 9794
16 | SSS501025 | 33kv Isolator clamp made of aluminium alloy with GI nut bolt and washer suitable for Dog conductor | Nos | 814.2 | 10 | 8142
17 | SS5S501017 | 66kv Isolator clamp made of aluminium alloy with GI nut bolt and washer suitable for panther conductor | Nos | 831.9 | 13 | 10814.7
|  | Grand Total |  |  |  | 201703.2 |  | 4600
STORE INVENTORY FOR THE MONTH OF MAY-2026 OF LINE.
Name of Zone: Garhwal Zone Roorkee
Name of Circle:400KV S/S Srinagar Garhwal
Name of Division:132KV O&M Division Simli(G).
Name of Sub Station : 66 KV JOSHIMATH
Sl.No. | Item code | Name of Item | Unit | Unit rate in Rs. | Useable |  | Unserviceble |  | Non moving |  | Obsolete |  | Scrap
[5 empty] | Qty | Total Amount in Rs. | Qty | Total Amount in Rs. | Qty | Total Amount in Rs. | Qty | Total Amount in Rs. | Qty | Total Amount in Rs.
1 | Not Avilable | Composite Polymer 66kv ,90KN Long Rod Insulator (Ball and Socket type) | Nos | 1420 | 12 | 17040
2 | PP3P301004 | Safety Belt | Nos | 2944 | 2 | 5888
3 | PP0P021011 | Single Sheave Pulley Open type(5Ton Capacity) | Nos | 4484 | 3 | 13452
4 | PP0P021011 | Single Sheave Pulley Close type(5Ton Capacity) | Nos | 4484 | 3 | 13452
5 | PP0P018005 | D-Shackle 4.5 MTCapacity 2'' | Nos | 590 | 3 | 1770
6 | FF0F014002 | Old & Use Galvanized tower Parts. (MS Steel) | MT | 50000 | 9.151 | 457550
7 | AA0A002007 | Old & Use ACSR conductor (IN Diff. Bits) | km | 300 | 1.9 | 570
8 | AA1A101002 | Old & Use earth wire (IN Diff. Bits) | km | 150 | 0.92 | 138
9 | II0I001007 | Old & Use Disc Insulator 70KN | Nos | 100 | 197 | 19700
10 | Not Avilable | 33KV , 10KN Polymer pin insulator ith pin for dog conductor | Nos | 339 | 51 | 17289
11 | II0I001007 | Composite Polymer 66kv ,70KN Long Rod Insulator (Ball and Socket type) | Nos | 1545 | 37 | 57165
12 | II5I507008 | 4-U Bolt strain gun fitting for dog conductor | Nos | 432 | 42 | 18144
13 | FF2F203002 | MS Channel 125x65mm | Kg | 72 | 560 | 40320
14 | FF2F203001 | MS Channel 100x50mm | Kg | 65 | 342 | 22230
15 | Not Avilable | MS angle 50x50x5mm | Kg | 65 | 158 | 10270
16 | Not Avilable | MS angle 65x65x5mm | Kg | 70 | 198 | 13860
17 | FF2F204002 | MS angle 75x75x5mm | Kg | 70 | 186 | 13020
[5 empty] | Sub total | 721858
Name of Zone : Garhwal Zone, Roorkee PTCUL
Name of Circle: 400 kV O&M Circle, Rishikesh
Name of Division : 400 KV O&M Division Rishikesh
Name of Substation : 400 KV Substation, Virbhadra, Rishikesh
Name of J.E : Sh. Narendra Singh Chauhan
Month : June 2026
Sl. No. | Item Code | Name of Items | Unit | Unit Rate in Rs. | Useable |  | Unservicable |  | Non-Moving |  | Obsolete |  | Scrap |  | Total Inventory Amt.
[5 empty] | Qty. | Total Amount in Rs. | Qty. | Total Amount in Rs. | Qty. | Total Amount in Rs. | Qty. | Total Amount in Rs. | Qty. | Total Amount in Rs.
1 | NA | PRV Suitable for 240 MVA BHEL make Transformer | No. | 53912.5 | 1 | 53912.5 | [8 empty] | 53912.5
2 | NA | Addon Block | Nos. | 451.33 | 15 | 6769.95 | [8 empty] | 6769.95
3 | NA | 3TH8280-OF (8 NO) This is Discontinued SUBSTITUTE MODEL WITH ADD ON BLOCK, WILL BE PROVIDED | Nos. | 2850.48 | 8 | 22803.84 | [8 empty] | 22803.84
4 | NA | 3TY4803-OMB4 Coil 220 V DC | Nos. | 1602 | 17 | 27234 | [8 empty] | 27234
5 | NA | Bus Bar pipe to Moose clamp as per sample | Nos. | 11520.25 | 2 | 23040.5 | [8 empty] | 23040.5
6 | NA | Take off assembly suitable for 220 KV Isolator (as per sample) | Nos. | 4540 | 7 | 31780 | [8 empty] | 31780
7 | II0I002001 | PG Clamp (Tarantula to Tarantula) | Nos. | 1374 | 6 | 8244 | [8 empty] | 8244
8 | II0I002002 | PG Clamp (Tarantula to Moose) | Nos. | 1374 | 10 | 13740 | [8 empty] | 13740
9 | NA | Clamps suitable for 400 KV CGL make SF-6 Circuit Breaker (as per sample) | Nos. | 11335.5 | 7 | 79348.5 | [8 empty] | 79348.5
10 | NA | Clamps Suitable for 220 KV CGL make SF-6 Circuit Breaker (as per Sample) | Nos. | 11335.5 | 3 | 34006.5 | [8 empty] | 34006.5
11 | NA | Housing of Pantograph earthing | Nos. | 28052.5 | 1 | 28052.5 | [8 empty] | 28052.5
12 | NA | 400KV Post Insulator Clamps suitable for Tarantula Conductor. (As per sample) | Nos. | 7729 | 6 | 46374 | [8 empty] | 46374
13 | NA | 400KV "C" Isolator clamp suitable for Tarantula Conductor. (As per sample) | Nos. | 5900 | 6 | 35400 | [8 empty] | 35400
14 | NA | 400KV T- clamp suitable for moose to moose. (As per sample) | Nos. | 3540 | 7 | 24780 | [8 empty] | 24780
15 | JJ7J707001 | SF-6 Gas with cylinder | Kg. | 7032.8 | 48.5 | 341090.8 | [8 empty] | 341090.8
16 | NA | SPARE PARTS FOR 8TJ (9040) SOLENOID Y1 Y2 220V AL:H ECCH:N | Nos. | 87264.57 | 8 | 698116.56 | [8 empty] | 698116.56
17 | NA | SPARE PARTS FOR 8TJ (90 W) SOLENOID Y1 Y2 220V AL:H ECCH:N | Nos. | 87264.57 | 4 | 349058.28 | [8 empty] | 349058.28
18 | NA | PG Clamp with required Nuts & Bolt and Spring Washers suitable for Moose to Tarantulla conducto. | Nos. | 2640.84 | 5 | 13204.2 | [8 empty] | 13204.2
19 | NA | PG Clamp with required Nuts & Bolt and Spring Washers suitable for Moose to Moose conductor. | Nos. | 2525.2 | 15 | 37878 | [8 empty] | 37878
20 | NA | Pad Type Twin moose Clamp with required Nuts & Bolt and Spring Washers suitable for 220 kV Isolator. | Nos. | 2938.2 | 3 | 8814.6 | [8 empty] | 8814.6
21 | NA | CT Clamp with required Nuts & Bolt and Spring Washers suitable for 220 kV CT | Nos. | 4106.4 | 3 | 12319.2 | [8 empty] | 12319.2
22 | NA | CVT Clamp with required Nuts & Bolt and Spring Washers suitable for 220 kV CVT | Nos. | 4118.2 | 3 | 12354.6 | [8 empty] | 12354.6
23 | NA | Run through twin moose clamp with required Nuts & Bolt and Spring Washers suitable for 220 kV Post insulator. | Nos. | 4118.2 | 2 | 8236.4 | [8 empty] | 8236.4
24 | NA | Isolator Male arm with end contact, rotary head assembly suitable for 220 kV isolator (Avilum Make-channel type model) complete. | Nos. | 37406 | 1 | 37406 | [8 empty] | 37406
25 | NA | Isolator Female arm with end contact, rotary head assembly suitable for 220 kV isolator (Avilum Make-channel type model) complete. | Nos. | 37465 | 1 | 37465 | [8 empty] | 37465
26 | NA | Clamp suitable for 4" AL pipe bus bar to HT bushing connection. | Nos. | 6490 | 3 | 19470 | [8 empty] | 19470
27 | NA | POLY PROPLENE ROPE 12 MM | Kg. | 130 | 1.9 | 247 | [8 empty] | 247
28 | JJ2J101018 | Anti pumping Relay-8Pin | Nos. | 2396.91 | 10 | 23969.1 | [8 empty] | 23969.1
29 | NA | Spring Charging motor suitable for 220 kV CGL make SF-6 Circuit breaker operating voltage-230V AC/DC, 0.3 KW, 850 RPM, KPT make Type-C22. | Nos. | 41890 | 1 | 41890 | [8 empty] | 41890
30 | JJ2J201001 | Tripping coil suitable for 220 kV CGL make (Type: 200-SFM-40S) SF-6 Circuit breaker, operating voltage 220V DC. | Nos. | 8850 | 2 | 17700 | [8 empty] | 17700
31 | JJ2J201003 | Closing coil suitable for 220 kV CGL make SF-6 Circuit breaker, operating voltage 220V DC. | Nos. | 9440 | 2 | 18880 | [8 empty] | 18880
32 | NA | Main moving blade with copper profile contacts and turn and twist arrangement (For 220 kV isolator having 1600 Amp. Current carrying capacity). | Nos. | 24898 | 2 | 49796 | [8 empty] | 49796
33 | NA | Main fixed contact assembly (For 220 kV 1600 Amps 3 fingars without earth switch) with nylon stopper and stainless steel spring suited for existing bangging type isolator mechanism. | Nos. | 17641 | 2 | 35282 | [8 empty] | 35282
34 | NA | 220 V DCDB box with following specification a) Operating Voltage:220V DC b) Separate copper bus bar provision for each battery bank Ist and 2nd. c) 2 Nos. Input volt meter for each bus. d) 2 Nos. DC Amp. Meter for each bus. e) DCDB size: height 1.5 Mtr X width 1 Mtr. X dept 0.5 Mtr. f) 10 Nos. output (5Nos. for each bus section) g) 01 No. Bus coupler used for connected both input DC bus bar. h) Double pole MCB (32Amp) for each output DCDB. i) 2 Nos. MCCB/Switch (100amp) for input of each bus. j) Indication (red color) for each output bay (10 Nos.) k) Provision for earthing point by nut bolt etc. l) Cable termination of input-output is mounted side of the DCDB. | No. | 102534.8 | 1 | 102534.8 | [8 empty] | 102534.8 | AC room
35 | VV6V507001 | 420 KV CVT 1Phase | No. | 497681.46 | 1 | 497681.46 | [8 empty] | 497681.46 | Near 400/220 kV New CT
36 | VV3V301001 | 420 KV CT (2000/1000/500/1A) Accuracy Class:-0.2S, Core:- 5 core (4 prot. & 1 Metering) with junction box. | Nos. | 842520 | 2 | 1685040 | [8 empty] | 1685040 | Open Store (New)
37 | VV6V507001 | 420KV CVT (400KV/110V), Class 0.2 with junction box. | Nos. | 414180 | 1 | 414180 | [8 empty] | 414180 | Open Store (New)
38 | KK0K001001 | 400KV Surge Arrestor | Nos. | 237770 | 3 | 713310 | [8 empty] | 713310 | Near 400 kV CT
39 | VV3V302001 | 245KV CT (1600/800/1) Accuracy Class:-0.2S, Core:- 5 core (4 prot. & 1 Metering) with junction box. | Nos. | 324500 | 2 | 649000 | [8 empty] | 649000 | Open Store (New)
40 | VV6V507002 | 245KV CVT (220KV110V), Class 0.2 with junction box. | Nos. | 222430 | 1 | 222430 | [8 empty] | 222430 | Open Store
41 | NA | MOTOR 0.4 KV | NO. | 1600 | 1 | 1600 | [8 empty] | 1600 | S-3, Box-1, FOR-9
42 | NA | HEAD COVER "O" RING | NO. | 1447.66 | 12 | 17371.92 | [8 empty] | 17371.92 | S-4
43 | NA | LOWER RIM GASKET OF TANK | NO. | 15000 | 1 | 15000 | [8 empty] | 15000 | S-4/ LT Room
44 | NA | GASKET OF OLTC HEAD TEN | NO. | 500 | 3 | 1500 | [8 empty] | 1500 | S-4/ LT Room
45 | NA | OIL LEVEL INDICATOR | 0 | 2088 | 1 | 2088 | [8 empty] | 2088 | S-3, A-3, R-1
46 | BB1B103002 | THREADED STEM | NO. | 10 | 7 | 70 | [8 empty] | 70 | S-3, A-3, R-1
47 | BB1B104010 | STOP BLOCK | NO. | 29 | 5 | 145 | [8 empty] | 145 | S-3, A-3, R-1
48 | BB1B104011 | WHEEL FIXING STUD M 20 X65 | NOS. | 100 | 4 | 400 | [8 empty] | 400 | S-4, C side
49 | BB1B104012 | CATTER PIN | NO. | 100 | 4 | 400 | [8 empty] | 400 | A-20
50 | VV2V206003 | OIL TEMPERATURE INDICATOR (O.T.I.) | NO. | 3880 | 1 | 3880 | [8 empty] | 3880 | S-3, A-3, R-3
51 | NA | PVC CABLE 2C | MTRS | 10 | 10 | 100 | [8 empty] | 100 | S-3, A-3, R-2
52 | NA | CABLE FOR BHEL 19 CX2.5MM2 | MTS | 15 | 100 | 1500 | [8 empty] | 1500
53 | NA | HV BUSHING 36 KV 1000 A | NO. | 2500 | 1 | 2500 | [8 empty] | 2500 | S3, Pety. FO R-6
54 | NA | 33 KV REACTOR BUSHING W/O CLAMP | NO. | 3000 | 1 | 3000 | [8 empty] | 3000 | S3, Pety. FO R-6
55 | NA | 33 KV H.T SIDE BUSHING CLAMP FOR 25 MVAR REACTOR | NO. | 1245 | 2 | 2490 | [8 empty] | 2490 | S-3, A-3, R-3
56 | II2I206001 | CONDUCTOR HOLDING CLAMP FOR 25 MVAR REACTOR | NOS | 644.8 | 2 | 1289.6 | [8 empty] | 1289.6 | S-3, A-3, R-3
57 | NA | OIL LEVEL INDICATOR | NO. | 35880 | 1 | 35880 | [8 empty] | 35880 | S-3, A-3, R-4
58 | VV2V208002 | MAGNETIC OIL GAUGE FOR OIL LEVEL INDICATOR | NOS. | 3546 | 2 | 7092 | [8 empty] | 7092 | S-3, A-3, R-2
59 | BB1B104008 | STARTOR FOR 25 MVR REACTOR FANS STADARD MAKE 9 TO 15 AMP TYPE MF-2 415V 50HZ. | NOS. | 865.28 | 1 | 865.28 | [8 empty] | 865.28 | S1/S-3, A-3, R-3
60 | JJ1J101026 | SOLENOIDE COIL Y1 220V DC FOR 8TJ2 COMMODITY CODE 85389099 | NOS. | 49587.65 | 6 | 297525.9 | [8 empty] | 297525.9 | S3, A2
61 | JJ1J101027 | SOLENOIDE COIL Y2 220V DC FOR 8TJ2 COMMODITY CODE 85389099 | NOS. | 49587.65 | 5 | 247938.25 | [8 empty] | 247938.25
62 | JJ1J101028 | EA ENABLING MODULE FOR INTER LOCKING PANEL 8TJ3OO1 AL:H ECCH:N | NOS. | 348791.7 | 1 | 348791.7 | [8 empty] | 348791.7
63 | NA | FLEXIBLE TERMINAL CONNECTORS OF 400 KV CT | NOS. | 1176 | 2 | 2352 | [8 empty] | 2352 | S3, R6
64 | NA | CLAMP TERMINAL OF 400 CT | NOS. | 300 | 2 | 600 | [8 empty] | 600 | S3, R6
65 | NA | TERMINAL PORECELAIN | NOS. | 500 | 6 | 3000 | [8 empty] | 3000 | S3, R6 Petty
66 | NA | INSULATING TUBE EPOXIBLE | NOS. | 200 | 4 | 800 | [8 empty] | 800 | S3, R6 Petty
67 | NA | N2 SEALING CORT | NOS. | 500 | 5 | 2500 | [8 empty] | 2500 | S3, R6 Petty
68 | NA | GASKET OF EXPENSION CHAMBER | NOS. | 810 | 3 | 2430 | [8 empty] | 2430 | S3, R6 Petty
69 | FF1F106007 | EYE BOLT | NOS. | 5 | 5 | 25 | [8 empty] | 25 | S3, R6 Petty
70 | NA | DIAPHRAM | NOS. | 10 | 3 | 30 | [8 empty] | 30 | S3, R6 Petty
71 | VV2V201011 | FIRE FLY GASKET OF TERMINAL CONNECTORS | NOS. | 10 | 16 | 160 | [8 empty] | 160 | S3, R6/scrap
72 | VV2V201013 | OIL LEVEL GUAGE GASKET | NOS. | 10 | 4 | 40 | [8 empty] | 40 | S3, R6/scrap
73 | NA | OTHER GASKET | NOS. | 5 | 30 | 150 | [8 empty] | 150 | S3, R6 Petty
74 | NA | BIMETALIC COPPER SLEAVE FOR TERMINAL CONNECTOR | NOS. | 25 | 1 | 25 | [8 empty] | 25 | S3, R6 Petty
75 | NA | OIL LEVEL GLASS | NOS. | 10 | 4 | 40 | [8 empty] | 40 | S3, R6 Petty
76 | NA | G.I. CSK BOLT 5/8" X 2" | NOS. | 5 | 11 | 55 | [8 empty] | 55 | S3, R6 Petty
77 | VV3V301003 | 420 KV CT (Old) | NOS. | 180000 | 1 | 180000 | [8 empty] | 180000 | Vder V/s
78 | NA | TWIN MOOSE CONDUTOR CLAMP FOR 220 KV ABB MAKE 'CT' | NOS. | 2008.2 | 5 | 10041 | [8 empty] | 10041 | S3, R5
79 | VV5V406010 | LINK TYPE CONNECTORS FOR PT/CT JUNCTION BOX | NOS. | 86.31 | 35 | 3020.85 | [8 empty] | 3020.85 | A-96
80 | NA | CT CLAMP ABB FOR SINGLE MOOSE OLD AND USED | NOS. | 10 | 1 | 10 | [8 empty] | 10
81 | VV3V301001 | 400 KV CT (Old & defective) | NOS. | 632200 | 1 | 632200 | [8 empty] | 632200 | Left side of V/s
82 | NA | SECONDERY TERMINAL | NOS. | 2000 | 1 | 2000 | [8 empty] | 2000 | S3, R3
83 | NA | METALIC BELLOW | NOS. | 3000 | 1 | 3000 | [8 empty] | 3000 | S3, side of R6 petty
84 | NA | SET OF GASKET | NOS. | 2200 | 1 | 2200 | [8 empty] | 2200 | S3, side of R6 petty
85 | NA | GUN METAL PACKING OF TERMINAL CONNECTORS W/O BOLT & NUT | NOS. | 200 | 2 | 400 | [8 empty] | 400 | S3, side of R6 petty
86 | VV7V701004 | TERMINAL CLAMP SUITABLE FOR ACSR MOOSE TO 220 KV CVT | NOS. | 2600 | 4 | 10400 | [8 empty] | 10400 | S3, R6
87 | NA | TERMINAL CONNECTOR SUITABLE FOR 4" IPS PIPE EXPANSION TYPE CONNECTORS | NOS. | 1000 | 1 | 1000 | [8 empty] | 1000 | S3, R6
88 | VV6V507001 | 420 KV CVT (Old & defective) | NO. | 432590 | 1 | 432590 | [8 empty] | 432590 | U/V shed
89 | NA | PORCELAIN SUPPORT INSULATOR | NOS. | 5725 | 17 | 97325 | [8 empty] | 97325 | S3, near gate 2nd
90 | NA | ROTATING COLUMN | NOS. | 5000 | 25 | 125000 | [8 empty] | 125000 | S3, near gate 2nd
91 | NA | UPPER SECTION ISOLATOR | NOS. | 63000 | 4 | 252000 | [8 empty] | 252000 | S3, near gate 2nd
92 | NA | MOTOR OPERATED MACHINE | NOS. | 76000 | 4 | 304000 | [8 empty] | 304000 | S3
93 | NA | TRAPZIES | NOS. | 306 | 5 | 1530 | [8 empty] | 1530 | S3, R24
94 | NA | COUPLING TUBE | NOS. | 200 | 6 | 1200 | [8 empty] | 1200 | S3, R22
95 | NA | PART NO. 61-157-235-01 CONNECTING ASSY. FOR COUPLING TUBE | NOS. | 100 | 30 | 3000 | [8 empty] | 3000 | S3, R23
96 | NA | BOLT WITH NUTS & SPRING WASHER EACH SET OF 10 NOS. | NOS. | 5 | 10 | 50 | [8 empty] | 50 | S3, R24
97 | NA | CYLINDER SCREW 16 KT FUZK M16 X 35 | NOS. | 2 | 24 | 48 | [8 empty] | 48 | S3, R24
98 | NA | HEXAGONAL NUT | NOS. | 2 | 72 | 144 | [8 empty] | 144 | S3, R24
99 | NA | LOCK WASHER NERO | NOS. | 0.5 | 552 | 276 | [8 empty] | 276 | S3, R24
100 | NA | SET OF SCREW | NOS. | 5 | 26 | 130 | [8 empty] | 130 | S3, R24
101 | NA | HEXAGONAL SCREW FUZK/M16X 40 | NOS. | 2 | 458 | 916 | [8 empty] | 916 | S3, R24
102 | NA | WASHER NERO NO.-12 | NOS. | 0.25 | 24 | 6 | [8 empty] | 6 | S3, R24
103 | NA | LIMIT SWITCH FOR PILOT DUTY 2 NO + 2NC 220 V DC 2 AMP FOR 400 KV STANDARD ISOLATOR | NOS. | 500 | 10 | 5000 | [8 empty] | 5000 | AE L office A-33
104 | NA | LOCK WASHER NERO -10 | NOS. | 0.25 | 24 | 6 | [8 empty] | 6 | S-R-24
105 | NA | HEXAGONAL (NUT M-10) | NOS. | 2 | 25 | 50 | [8 empty] | 50
106 | NA | POLY CONE INSULATOR OF 220 KV S/S (1 NO. PORCELINE COLLER CHIPPED) | NOS. | 244 | 3 | 732 | [8 empty] | 732
107 | NA | BUS SUPPORT CLAMP FOR SINGLE MOOSE - (OLD AND USED ) | NOS. | 10 | 8 | 80 | [8 empty] | 80
108 | VV1V103044 | TERMINAL CONNECTOR TWIN MOOSE | NO. | 220 | 2 | 440 | [8 empty] | 440 | S3, R21
109 | NA | RIGID TYPE TERMINAL CONNECTOR FOR 2" IPS ALUMINIUM TUBES | NO. | 150 | 2 | 300 | [8 empty] | 300 | S3, R21
110 | NA | TERMINAL CONNECTOR 2' IPS ALUMINIUM TUBE TO 33 KV ISOLATOR | NO. | 202 | 2 | 404 | [8 empty] | 404 | S3, R21
111 | SS4S402001 | JAW FOR 33 KV ISOLATOR | NO. | 4680 | 2 | 9360 | [8 empty] | 9360
112 | SS4S402010 | BLADE BASE FOR 33 KV ISOLATOR | NO. | 10340 | 3 | 31020 | [8 empty] | 31020 | S3, R21
113 | AA3A302004 | 4"- IPS ALUMINIUM SLEAVES | NO. | 10 | 3 | 30 | [8 empty] | 30 | S3, R1
114 | II0I002001 | PG CLAMP FOR TARANTULLA TO TARANTULLA | NO. | 500 | 1 | 500 | [8 empty] | 500 | S3, R1
115 | II0I002002 | PG CLAMP FOR SINGLE TARAMTULLA TO MOOSE | NO. | 500 | 2 | 1000 | [8 empty] | 1000 | S3, R1
116 | BB1B103001 | 33 KV REACTOR CONNECTOR | NO. | 100 | 3 | 300 | [8 empty] | 300 | S3, R2
117 | NA | 2" IPS PAD CONNECTOR | NO. | 200 | 1 | 200 | [8 empty] | 200 | S3, R3
118 | SS5S501002 | TERMINAL CONNECTOR FOR 400 KV P.G. ISOLATOR SUITABLE FOR 4" IPS AL TUBE | NO. | 1000 | 1 | 1000 | [8 empty] | 1000 | S3, R2
119 | NA | TERMINAL CONNECTOR FOR LA | NO. | 100 | 4 | 400 | [8 empty] | 400 | S3, R3
120 | NA | TERMINAL CLAMP | NO. | 50 | 6 | 300 | [8 empty] | 300 | S3, R3 petty
121 | NA | FLEXIBLE TERMINAL CONNECTORS FOR 400 KV ISOLATOR FOR 4" IPS AL. TUBE | NO. | 2000 | 3 | 6000 | [8 empty] | 6000 | S3, R3
122 | NA | SCREW 16 X 50 WITHOUT NUTS & SPRING WASHER | NO. | 2 | 406 | 812 | [8 empty] | 812 | S3, below R3
123 | NA | MIDDLE UNIT OF 400 KV BUS ISOLATOR POST SUPPORT INSULATORS | NO. | 5000 | 1 | 5000 | [8 empty] | 5000 | S3, R3
124 | NA | 22 KV POST INSULATOR S | NO. | 120 | 1 | 120 | [8 empty] | 120 | S3, R3
125 | NA | 30 mm. NUTS | NO. | 0.5 | 85 | 42.5 | [8 empty] | 42.5 | S3, below R3
126 | NA | 30mm. SPRING WASHER | NO. | 0.5 | 52 | 26 | [8 empty] | 26 | S3, below R3
127 | NA | 16 mm. NUTS | NO. | 0.5 | 450 | 225 | [8 empty] | 225 | S3, below R3
128 | NA | G.I. BOLTS & NUTS 1X 1*1/2 | NO. | 8 | 30 | 240 | [8 empty] | 240 | S3, below R3
129 | NA | G.I. BOLTS & NUTS 1 X2*1/4 | NO. | 8 | 70 | 560 | [8 empty] | 560 | S3, below R3
130 | NA | G.I. BOLTS & NUTS 1 X3*1/2 | NO. | 10 | 50 | 500 | [8 empty] | 500 | S3, below R3
131 | NA | G.I. BOLTS & NUTS 2" X 16 mm.DIA | NO. | 1 | 590 | 590 | [8 empty] | 590 | S3, below R3
132 | NA | 30 mm. SLOTS PACKING WASHER | NO. | 3 | 50 | 150 | [8 empty] | 150 | S3, below R3
133 | NA | 1/2" NUT | NO. | 0.5 | 340 | 170 | [8 empty] | 170 | S3, below R3
134 | NA | BOLTS & NUTS OF PALE FENCING | NOS. | 0.2 | 601 | 120.2 | [8 empty] | 120.2 | S4, D side
135 | NA | G.I. BOLT & NUTS (5/8" X 1*1/4") | KG | 16 | 11.5 | 184 | [8 empty] | 184 | S4, D side
136 | NA | G.I. BOLTS & NUTS (5/8" X 1*1/4 TO 3") | KG | 16 | 487.5 | 7800 | [8 empty] | 7800 | S4, D side
137 | NA | SQUARE WASHER 5/8" | NOS. | 0.1 | 1800 | 180 | [8 empty] | 180 | S4, D side
138 | NA | SCREWS 5/32 | NOS. | 0.1 | 200 | 20 | [8 empty] | 20 | S4, D side
139 | NA | 5/8" X 3/4" G.I. BOLTS & NUTS WITH SPRING WASHERS | NO. | 3 | 95 | 285 | [8 empty] | 285 | S3, below R3
140 | NA | 5/8" X 2-1/2 G.I. BOLTS & NUT & SPRING WASHERS | NO. | 2 | 60 | 120 | [8 empty] | 120 | S3, below R3
141 | NA | FLAT WASHER ROUND | NO. | 1 | 800 | 800 | [8 empty] | 800 | S4, D side
142 | NA | TERMINAL CONNECTOR | NO. | 50 | 2 | 100 | [8 empty] | 100 | S3, R3
143 | NA | TERMINAL CONNECTOR FOR P.T | NO. | 150 | 1 | 150 | [8 empty] | 150 | S3, R2
144 | NA | TRANSFORMER CLAMP | NO. | 500 | 3 | 1500 | [8 empty] | 1500 | S3, R2
145 | NA | L CLAMP FOR 40 KV A | NO. | 100 | 2 | 200 | [8 empty] | 200 | S3, R2
146 | NA | SPACERS | NO. | 613.6 | 9 | 5522.4 | [8 empty] | 5522.4 | S3, (f.o R-1, 2, 3 in Kulta)
147 | NA | HT BUSHING CLAMP 4" AL PIPE BUS BAR | NO. | 6510 | 1 | 6510 | [8 empty] | 6510 | S3, R2
148 | NA | BUS BAR CLAMP OF AL ALLOY FOR HOLDING 1" | NO. | 17160 | 2 | 34320 | [8 empty] | 34320 | S3, R2
149 | NA | 22 KV POST INSULATOR S | NO. | 400 | 3 | 1200 | [8 empty] | 1200
150 | VV7V701003 | 400 KV CVT CLAMP SUITABLE FOR TWIN MOOSE CONDUCTOR | NO. | 15890 | 2 | 31780 | [8 empty] | 31780
151 | NA | ANCHOR SHAKLE | NO. | 10 | 1 | 10 | [8 empty] | 10
152 | II4I406010 | STEEL FERRULES | NO. | 10 | 1 | 10 | [8 empty] | 10
153 | II4I406004 | GRADING RING | NO. | 35 | 2 | 70 | [8 empty] | 70
154 | NA | SOCKET CLEVICE | NO. | 15 | 1 | 15 | [8 empty] | 15
155 | NA | YOKE PLATE | NO. | 20 | 1 | 20 | [8 empty] | 20
156 | II4I406004 | GRADING RING | NO. | 50 | 12 | 600 | [8 empty] | 600
157 | KK0K003001 | 120 KV L.A. | NOS. | 30000 | 3 | 90000 | [8 empty] | 90000
158 | NA | INSULATING BASE | NOS. | 2000 | 1 | 2000 | [8 empty] | 2000
159 | NA | CORONA RING ASSY. | NOS. | 40 | 4 | 160 | [8 empty] | 160
160 | NA | GRADING RING ASSY. TOP | NOS. | 40 | 3 | 120 | [8 empty] | 120
161 | NA | GRADING RING ASSY. (BOTTOM) | NOS. | 40 | 3 | 120 | [8 empty] | 120
162 | NA | ARMS | NOS. | 350 | 9 | 3150 | [8 empty] | 3150
163 | NA | CLAMPS | NOS. | 10 | 9 | 90 | [8 empty] | 90
164 | KK2K102007 | CARRIAGE BOLT 1/8" X 1/2" | NOS. | 5 | 9 | 45 | [8 empty] | 45
165 | NA | H.T HEX HEAD (SCREW) 1/2" X 3/8" | NOS. | 2 | 12 | 24 | [8 empty] | 24
166 | NA | SPACER 3/8" THICK TO 1/4 THICK | NOS. | 60 | 18 | 1080 | [8 empty] | 1080
167 | NA | BRACKET FOR GROUND TERMINAL ASSY. | NOS. | 60 | 3 | 180 | [8 empty] | 180
168 | NA | CLAMPS | NOS. | 10 | 3 | 30 | [8 empty] | 30
169 | KK0K002001 | 198 KV 10KA RATED METOVER MATAL OXIDE SURGE ARRESTOR | NOS. | 39632.42 | 3 | 118897.26 | [8 empty] | 118897.26
170 | KK0K005001 | 36 KV LIGHTING ARRESTOR MAKE CROMPTOM GREAVES | NOS. | 14787 | 4 | 59148 | [8 empty] | 59148
171 | NA | 1/2" VALVES DIAPHRAM OF STOP VALVE | NOS. | 10 | 2 | 20 | [8 empty] | 20
172 | QQ2Q201002 | BLACK RUBBER SEATING OF FRONT COVER OF 6" DELUGE VALUE | NOS. | 50 | 1 | 50 | [8 empty] | 50
173 | QQ2Q201003 | DIAPHARM FOR 6" DELUGE VALVE | NOS. | 100 | 4 | 400 | [8 empty] | 400
174 | QQ2Q201004 | MOULDED RUBBER DISC FOR 4" DELUGE VALVE | NOS. | 100 | 1 | 100 | [8 empty] | 100
175 | QQ2Q201005 | RUBBER COMRISING SEATING FOR 6" VALVE | NOS. | 50 | 4 | 200 | [8 empty] | 200
176 | QQ2Q201006 | PROJECTOR SPRAY NOZZLE FOR MULSIFIRE | NOS. | 300 | 10 | 3000 | [8 empty] | 3000
177 | QQ2Q201007 | PRIMARY VALVE COMPLETE FOR DELUGE VALVE | NOS. | 100 | 2 | 200 | [8 empty] | 200
178 | QQ2Q201008 | QB DETECTOR F TYPE WITH YELLOW BULB | NOS. | 320 | 5 | 1600 | [8 empty] | 1600
179 | QQ2Q201009 | PRESSURE SWITCH FOR MULSIFIRE SYSTEM | NO. | 520 | 1 | 520 | [8 empty] | 520
180 | NA | ELEMENT PART NO 136750 | NO. | 400 | 28 | 11200 | [8 empty] | 11200
181 | NA | ELEMENT PART NO 95679 | NO. | 400 | 15 | 6000 | [8 empty] | 6000
182 | NA | ELEMENT PART NO 158 39 | NO. | 400 | 9 | 3600 | [8 empty] | 3600
183 | NA | RUBBER GASKET PART NO AR 3245214 | NO. | 150 | 16 | 2400 | [8 empty] | 2400
184 | NA | RUBBER GASKET OF PART NO AR 3245215 | NO. | 150 | 32 | 4800 | [8 empty] | 4800
185 | NA | RUBBER GASKET OF PART NO AR 3245217 | NO. | 150 | 32 | 4800 | [8 empty] | 4800
186 | NA | RUBBER GASKET OF PART NO AR 3245216 | NO. | 150 | 32 | 4800 | [8 empty] | 4800
187 | NA | ELEMENT OUTER PART NO 3226018 | NO. | 150 | 4 | 600 | [8 empty] | 600
188 | NA | ELEMENT INNER PART NO 3226819 | NO. | 150 | 4 | 600 | [8 empty] | 600
189 | NA | ROTATING RECTIFIRE ASSY SUITABLE FOR BUSH LOSS GUNERATOR (AB 345016) | NO. | 470 | 1 | 470 | [8 empty] | 470
190 | NA | BEARING DE NO NA 324 | NO. | 1000 | 1 | 1000 | [8 empty] | 1000
191 | NA | BEARING NDE NO 6324 | NO. | 1000 | 1 | 1000 | [8 empty] | 1000
192 | NA | WATER FILTER FOR D.G. SET MADE OF ANTICOROSIN MATEL | NO. | 600 | 1 | 600 | [8 empty] | 600
193 | SS65606002 | L&T MAKE CONTACTER ML - 12 415 V 3 PHASE | NO | 17992 | 1 | 17992 | [8 empty] | 17992
194 | NA | L&T MAKE SINGLE PHASE PREVENTOR TYPE ES-100 1415 V FOR 1 HP MOTOR | NO | 1934.4 | 1 | 1934.4 | [8 empty] | 1934.4
195 | NA | L&T MAKE SINGLE PHASE PREVENTOR TYPE ES 100 415 V FOR 3 HP MOTOR | NOS | 1934.4 | 1 | 1934.4 | [8 empty] | 1934.4
196 | NA | L&T MAKE SINGLE PHASE PREVENTOR TYPE ES 100 415 V FOR 5 HP MOTOR | NOS | 1934.4 | 2 | 3868.8 | [8 empty] | 3868.8
197 | NA | L&T MAKE SINGLE PHASE PREVENTOR TYPE ES 100 415 V FOR 10 HP MOTOR | NOS | 1934.4 | 1 | 1934.4 | [8 empty] | 1934.4
198 | NA | SWITCH FUSE UNIT WITH SUITABLE BOX TYPE ENCLOSURERATING-160 AMP SET OF TWO NO WITH REQUIRED LENGTH OF CABLE AND LUGS | SET | 74035.32 | 1 | 74035.32 | [8 empty] | 74035.32
199 | NA | 3 PHASE 415 V FOOT MOUNTED (DUTY S-1) MOTOR FOR AIR COMPRESSOR 0.5 HP 1370 RPM NGEF | NOS | 7650.31 | 1 | 7650.31 | [8 empty] | 7650.31
200 | NA | 3 PHASE 415 V FOOT MOUNTED (DUTY S-1) MOTOR FOR VACUUM PUMP(SGR500) 1.5 HP 1400 RPM NGEF | NOS | 9254.41 | 1 | 9254.41 | [8 empty] | 9254.41
201 | NA | 3 PHASE 415 V FOOT MOUNTED MOTOR FOR ROOTS PUMP MB(3000) 10 HP, 1440 RPM NGEF |  | 27763.24 | 1 | 27763.24 | [8 empty] | 27763.24
202 | NA | 3 PHASE 415 V FOOT MOUNTED (DUTY S-1) MOTOR 5 HP, 2880 RPM JYOTI MAKE FOR CENTRIFUGAL PUMP | NOS | 16688.79 | 1 | 16688.79 | [8 empty] | 16688.79
203 | NA | EDGE FILTER CANDLE, ACTIVE LENGTH 1130 (SET OF 32 NOS) | SET | 53459.76 | 2 | 106919.52 | [8 empty] | 106919.52
204 | NA | 65 UL DISCHARGE PUMP | NOS | 45509.93 | 1 | 45509.93 | [8 empty] | 45509.93
205 | NA | GEAR PUMP RT/125 WITHOUT MOTOR | NOS | 48966.4 | 1 | 48966.4 | [8 empty] | 48966.4
206 | NA | HEATER 5.5 KW FOR 6000 LPH CENTRIFUGING OIL FILTRATION PLANT | NOS | 9647.5 | 36 | 347310 | [8 empty] | 347310
207 | NA | OIL PIPES WITH STELL FLANGES SUITABLE FOR 6000 LPH CAP. CENTRIFUGING MACHINE NITRILE RUBBER HOSE PIPES WITH BOTH END CONNECTING FLANGES SUITABLE FOR OIL AND TEMPERATURE OF 100 DEG MAXIMUM SIZE 40NB X 20 MTR. LONG. | NOS | 70370 | 2 | 140740 | [8 empty] | 140740
208 | NA | DECT BASE STATION | NO. | 11319 | 2 | 22638 | [8 empty] | 22638
209 | NA | DECT HAND SET | NO. | 2829.75 | 2 | 5659.5 | [8 empty] | 5659.5
210 | NA | MAIN DISTRIBUTION BOX 50 PAIRS | NOS. | 794.5 | 1 | 794.5 | [8 empty] | 794.5
211 | NA | MAIN DISTRIBUTION BOX 30 PAIRS | NOS. | 522.1 | 3 | 1566.3 | [8 empty] | 1566.3
212 | NA | MAIN DISTRIBUTION BOX 10 PAIRS | NOS. | 238.35 | 3 | 715.05 | [8 empty] | 715.05
213 | NA | 100 AMP. MCCB | NOS. | 10782.5 | 5 | 53912.5 | [8 empty] | 53912.5
214 | MM0M019026 | RELAY TYPE VAJC MODEL NU VATC 220 V-DC HBF 34 | NOS. | 300 | 17 | 5100 | [8 empty] | 5100
215 | MM0M019027 | RELAY VTQ M -15 BMA -22398 | NOS. | 3200 | 1 | 3200 | [8 empty] | 3200
216 | NN5N506052 | COVER GLASS ASSY. | NOS. | 50 | 1 | 50 | [8 empty] | 50
217 | NA | METER CASE WITH GLASS 144Sq mm. | NOS. | 60 | 1 | 60 | [8 empty] | 60
218 | NN5N506053 | COVER GLASS OF RELAY | NOS. | 200 | 3 | 600 | [8 empty] | 600
219 | NN5N506054 | COVER GLASS OF RELAY 1/2 VAA -22 | NOS. | 250 | 1 | 250 | [8 empty] | 250
220 | NA | PRINT TYPE E2-EF | NOS. | 500 | 3 | 1500 | [8 empty] | 1500
221 | NN5N506039 | RESISTANCE 35 W, 3.3 OHM | NOS. | 50 | 3 | 150 | [8 empty] | 150
222 | NN5N506055 | ODL BASE LAMP HOLDER | NOS. | 10 | 6 | 60 | [8 empty] | 60
223 | NN5N506044 | ODL 220 V BLANK LABLE | NOS. | 2 | 8 | 16 | [8 empty] | 16
224 | NA | SEMAPHORE DISC OF VAM 12 | NOS. | 50 | 1 | 50 | [8 empty] | 50
225 | NA | SEMAPHORE LENCE FOR ODL LAMP(RED& GREEN) | NOS. | 13 | 16 | 208 | [8 empty] | 208
226 | NN5N506052 | COVER GLASS ASSY. | NOS. | 50 | 5 | 250 | [8 empty] | 250
227 | NN5N506040 | RESISTANCE 4 K OHM 35 W | NOS. | 50 | 3 | 150 | [8 empty] | 150
228 | NA | AMPERE METER 0-30 RANGE | NOS. | 100 | 1 | 100 | [8 empty] | 100
229 | NN5N506041 | RESISTANCE 4 K OHM 12 W FOR ANNANCIATION RELAY. | NOS. | 20 | 12 | 240 | [8 empty] | 240
230 | NN4N408017 | SPARE KNOB FOR 100 AMP T. P.N. SWITCH | NOS. | 50 | 5 | 250 | [8 empty] | 250
231 | MM1M101001 | SPARE KNOB FOR VTQM RELAY- TIE -300 | NOS. | 30 | 3 | 90 | [8 empty] | 90
232 | MM1M101001 | INDICATION KNOB FOR TIE-300 | NOS. | 90 | 12 | 1080 | [8 empty] | 1080
233 | NA | K.W.H. METER 3 X 4, 10 AMP. | NOS. | 500 | 1 | 500 | [8 empty] | 500
234 | NA | MVAR METER 0-30 | NOS. | 100 | 1 | 100 | [8 empty] | 100
235 | NN4N408008 | ODS SWITCH 16/N/120/SRL2 Phn 101 HAVING 7+1 BLOCK FOR T/F CB. | NOS. | 15990 | 1 | 15990 | [8 empty] | 15990
236 | NA | DIGITAL PANNEL METER FOR 220 KV PANNEL RANGE 0-1000 AMP. | NOS. | 2867 | 2 | 5734 | [8 empty] | 5734
237 | NA | DIGITAL PANNEL METER TO DISPLAY CURRENT IN AMP 132 KV PANNEL RANGE 0-500 AMP | NOS. | 2835 | 1 | 2835 | [8 empty] | 2835
238 | MM2M201003 | FERQUENCY METER | NOS. | 100 | 1 | 100 | [8 empty] | 100
239 | SS6S610016 | HRC FUSE 20 AMP | NOS. | 34.65 | 17 | 589.05 | [8 empty] | 589.05
240 | SS6S610014 | FUSE 25 AMP BOLTED TYPE | NOS. | 144.36 | 34 | 4908.24 | [8 empty] | 4908.24
241 | SS6S610014 | HRC FUSE BOLTED TYPE 25 AMP | NOS. | 144.36 | 25 | 3609 | [8 empty] | 3609
242 | SS6S610005 | HRC FUSE GEAR BL MAKE TYPE NHS 8001, 415 V, 160 AMP | NOS. | 823.66 | 6 | 4941.96 | [8 empty] | 4941.96
243 | SS6S610003 | HRC FUSE 400 AMP. L&T MAKE | NOS. | 933.75 | 2 | 1867.5 | [8 empty] | 1867.5
244 | SS6S617001 | FUSE 315 AMP. TSK 315 415 V | NOS. | 933.75 | 3 | 2801.25 | [8 empty] | 2801.25
245 | NA | BOTILE TYPE FUSE SUITABLE FOR ELGI MAKE COMPRESSOR 16 AMP. | NOS. | 275.62 | 1 | 275.62 | [8 empty] | 275.62
246 | SS6S610004 | HRC FUSE 200 AMP | NOS. | 692.35 | 3 | 2077.05 | [8 empty] | 2077.05
247 | SS6S610003 | 400 AMP HRC FUSE | NOS. | 959.075 | 3 | 2877.225 | [8 empty] | 2877.225
248 | SS6S610006 | 100 AMP HRC FUSE | NOS. | 732.075 | 9 | 6588.675 | [8 empty] | 6588.675
249 | SS6S610008 | 63 AMP HRC FUSE | NOS. | 505.075 | 15 | 7576.125 | [8 empty] | 7576.125
250 | SS6S610010 | 32 AMP HRC FUSE | NOS. | 454 | 7 | 3178 | [8 empty] | 3178
251 | SS6S613001 | 32 AMP BOTTLE TYPE FUSE | NOS. | 454 | 20 | 9080 | [8 empty] | 9080
252 | SS6S613002 | 16 AMP BOTTLE TYPE FUSE | NOS. | 278.075 | 6 | 1668.45 | [8 empty] | 1668.45
253 | SS6S610020 | 10 AMP HRC FUSE | NOS. | 62.425 | 15 | 936.375 | [8 empty] | 936.375
254 | SS6S610022 | 6 AMP HRC FUSE | NOS. | 62.425 | 38 | 2372.15 | [8 empty] | 2372.15
255 | SS6S610026 | 4 AMP HRC FUSE | NOS. | 45.4 | 40 | 1816 | [8 empty] | 1816
256 | SS6S610003 | 400 AMP HRC | NOS. | 959.075 | 6 | 5754.45 | [8 empty] | 5754.45
257 | SS6S610006 | 100 AMP HRC | NOS. | 732.075 | 15 | 10981.125 | [8 empty] | 10981.125
258 | SS6S610008 | 63 AMP HRC | NOS. | 505.075 | 15 | 7576.125 | [8 empty] | 7576.125
259 | SS6S610010 | 32 AMP HRC | NOS. | 454 | 20 | 9080 | [8 empty] | 9080
260 | SS6S613001 | 32 AMP BOTTLE TYPE | NOS. | 454 | 20 | 9080 | [8 empty] | 9080
261 | SS6S613002 | 16 AMP BOTTLE TYPE | NOS. | 278.075 | 25 | 6951.875 | [8 empty] | 6951.875
262 | SS6S610020 | 10 AMP HRC | NOS. | 62.425 | 28 | 1747.9 | [8 empty] | 1747.9
263 | SS6S610022 | 6 AMP HRC | NOS. | 62.425 | 33 | 2060.025 | [8 empty] | 2060.025
264 | SS6S610027 | 2 AMP HRC | NOS. | 45.4 | 25 | 1135 | [8 empty] | 1135
265 | SS6S610027 | 2 AMP HRC FUSE | NOS. | 45.4 | 45 | 2043 | [8 empty] | 2043
266 | NN4N407004 | L&T MAKE ET 100 TIMER CAT NO SE 92005 V 240/415 V AC | NO | 866.32 | 1 | 866.32 | [8 empty] | 866.32
267 | FF1F109009 | G.I. ROUND WASHER (5/8" X 6MM) | KG. | 16 | 40 | 640 | [8 empty] | 640
268 | FF1F106005 | BOLTS NUTS & WASHER OF PRDESTAL LINE TRAP | NOS. | 5 | 24 | 120 | [8 empty] | 120
269 | FF1F108002 | U" BOLT WITH DOUBLE NUT TO SPRING WASHER | NOS. | 1 | 48 | 48 | [8 empty] | 48
270 | NA | FLAT WASHER ROUND | NOS. | 0.1 | 501 | 50.1 | [8 empty] | 50.1
271 | FF1F106002 | HEX SCREW | NOS. | 1 | 21 | 21 | [8 empty] | 21
272 | FF1F107001 | ANCHOR BOLT WITH DOUBLE NUT 32 MM | NOS. | 2 | 20 | 40 | [8 empty] | 40
273 | CC0C001001 | PVC CONTROL CABLE ARMOURED 37C X 2.5 Sqmm. CU 310+503 length | MTS | 98 | 813 | 79674 | [8 empty] | 79674
274 | NA | PVC ARMOURED CABLE 4 X 16 Sqmm., ALUMINIUM (IN PIECES ) | MTS | 10 | 22.2 | 222 | [8 empty] | 222
275 | NA | L.T. CABLE 3*1/2C X 50 Sqmm. | KM | 10 | 0.023 | 0.23 | [8 empty] | 0.23
276 | AA3A302004 | 4" IPS ALUMINIUM TUBE 40 Mtr IN CUT LENGTH | MTS | 300 | 561.5 | 168450 | [8 empty] | 168450
277 | AA3A301002 | 2" IPS ALUMINIUM TUBE IN CUT LENGTH | MTS | 140 | 27.7 | 3878 | [8 empty] | 3878
278 | CC2C201001 | 75 Ohm HP CABLE (OLD/SCRAP) | MTS | 10 | 313 | 3130 | [8 empty] | 3130
279 | CC1C103003 | P.V.C. POWER CABLE ARMOURED (3/1/2 CORE X 400 SQ mm.) | MTS | 2700 | 484 | 1306800 | [8 empty] | 1306800
280 | NA | HEAT SHIRNKING OUT DOOR AND TERMINATION KIT SUITABLE FOR 33 KV 3X50 SQ MM XLPE COLDE | NOS | 14560 | 1 | 14560 | [8 empty] | 14560
281 | CC1C109004 | CABLE AL-XLPE 3X300 MM2 33 KV ARMOURED CABLE | MTR | 1428.5 | 11 | 15713.5 | [8 empty] | 15713.5
282 | PP1P146002 | DRILL BIT 5/8" (OLD & USED) | NOS. | 80 | 2 | 160 | [8 empty] | 160
283 | PP1P146002 | DRILL BIT 1/2" (OLD & USED) | NOS. | 50 | 1 | 50 | [8 empty] | 50
284 | NA | SPECIAL CLAMPS | NOS. | 30 | 9 | 270 | [8 empty] | 270
285 | NA | PLASTIC CONTAINER 20 LIT EMPTY | NOS. | 10 | 4 | 40 | [8 empty] | 40
286 | NA | BRUSH ABLE THERMA PLASTIC CAPLYMER BASE INSULATION COATING MATERIAL OF DICLET , IC STRENGTH OF 55 KV/MM | KG. | 9000 | 5 | 45000 | [8 empty] | 45000
287 | II0I001009 | 11 KV DISC INSULATOR (11500 KG X PIN) | NOS. | 100 | 240 | 24000 | [8 empty] | 24000
288 | CC3C317001 | ALUMINUM TAP ROL 2" | NOS. | 936.375 | 5 | 4681.875 | [8 empty] | 4681.875
289 | FF3F302005 | M.S. RAILS 90 LBS 9 TO 10 M LONG | NOS. | 1000 | 4 | 4000 | [8 empty] | 4000
290 | FF3F302008 | LOCKING DEVICE FOR 90 Lbs RAIL | NOS. | 50 | 4 | 200 | [8 empty] | 200
291 | FF4F401006 | RS JOIST 8" X 6" (6 TO 6.5 M LONG) | NOS. | 1000 | 2 | 2000 | [8 empty] | 2000
292 | FF4F401002 | RS JOIST 100 X100X16 MM. 9.5 M LONG | NOS. | 500 | 1 | 500 | [8 empty] | 500
293 | FF4F401003 | RS JOIST 75X150 MM 9.5 M LONG | NOS. | 700 | 1 | 700 | [8 empty] | 700
294 | FF4F401004 | RS JOIST 75X150 MM IN BEND CONDITION | NOS. | 200 | 1 | 200 | [8 empty] | 200
295 | CC3C313003 | CABLE GLAND 3*1/2 X 128 MM. | NOS. | 50 | 6 | 300 | [8 empty] | 300
296 | CC3C313002 | CABLE GLAND 3*1/2 X 400 MM. | NOS. | 150 | 14 | 2100 | [8 empty] | 2100
297 | CC3C313001 | CABLE GLAND 1C X 400 MM. | NOS. | 150 | 6 | 900 | [8 empty] | 900
298 | NA | CABLE GLAND COMPRESSOR TUBE FOR 1 C X 400 SQ.MM. CABLE | NOS. | 40 | 60 | 2400 | [8 empty] | 2400
299 | NA | CABLE LUGS COMPRISION TYPE FOR 400 K.V. S/S AL. POWER CABLE | NOS. | 100 | 3 | 300 | [8 empty] | 300
300 | NA | CU. LUGS 2.5 MM. | NOS. | 0.3 | 608 | 182.4 | [8 empty] | 182.4
301 | NA | CU LUGS 4.0MM. | NOS. | 0.4 | 885 | 354 | [8 empty] | 354
302 | NA | CABLE MARKER | NOS. | 30 | 6 | 180 | [8 empty] | 180
303 | NA | 11 KV HEAT STRINK TYPE STRAIGHT THROUGH CABLE JOINTING KIT 3X400 XCPF | NO. | 9412 | 1 | 9412 | [8 empty] | 9412
304 | NA | M SEEAL PUSH ON OUTDOOR END TERMINATION FOR 11 KV X LPECABLE OF ISZE 3X300 SQMM. | NO. | 4500 | 1 | 4500 | [8 empty] | 4500
305 | NA | STAY WIRE ROPES 3/4 " DIA | MTR | 10 | 35 | 350 | [8 empty] | 350
306 | PP0P016005 | FLEXIBLE STEEL WIRE ROPE 10 MM DIA | MTR | 10 | 200 | 2000 | [8 empty] | 2000
307 | PP0P016006 | STEEL WIRE ROPE 8 MM | MTR | 114.4 | 100 | 11440 | [8 empty] | 11440
308 | PP0P016004 | STEEL WIRE ROPE 12 MM | MTR | 156 | 75 | 11700 | [8 empty] | 11700
309 | PP0P016014 | STAY WIRE ROPES 7/10 SWG | KG | 10 | 90 | 900 | [8 empty] | 900
310 | A102 | STAY WIRE | KG. | 15 | 10 | 150 | [8 empty] | 150
311 | NA | MVAR meter range (-200 to +200) CTR 500/1A PTR-110KV/110V | No. | 11200 | 1 | 11200 | [8 empty] | 11200
312 | NA | Siemens make 3 phase contractor 3TA4822, 415V-498V, 50HZ 60 HZ | No. | 9534 | 1 | 9534 | [8 empty] | 9534
313 | MM3M304001 | Digital power meter, 3 phase, 3E-4W. 400 KV /110 Volt Ac, MKW meter, Accuracy class 0.2. Size: (140 mm x 140 mm) or (96 mm x 96 mm) as per availability in market and CTR: 2000/1 | No. | 10669 | 2 | 21338 | [8 empty] | 21338
314 | MM3M304001 | Digital power meter, 3 phase, 3E-4W, 400 KV/110 Volt AC, MKVAR Meter, Acuracy class 0.2. Size: (140 mm X 140mm) or (96 mm x 96 mm) as per availability in market and CTR: 2000/1 | No. | 10669 | 2 | 21338 | [8 empty] | 21338
315 | VV2V206002 | Digital Repeater OTI (oil Temp. Indicator) Meter, Temp. 150 oC 40-53 HZ, Aux supply 90-260V AC/DC | No. | 13960.5 | 2 | 27921 | [8 empty] | 27921
316 | VV2V207003 | Digital Repeater WTI (winding Temp. Indicator) Meter, Temp. 150oC 40-53 Hz, Aux Supply 90-260 V AC/DC | No. | 11009.5 | 2 | 22019 | [8 empty] | 22019
317 | SS6S610003 | HRC Fuse 400 Amp. good quality of ISI mark | No. | 1106.63 | 7 | 7746.41 | [8 empty] | 7746.41
318 | SS6S610001 | HRC fuse 850 Amp. | No. | 2809.13 | 2 | 5618.26 | [8 empty] | 5618.26
319 | SS6S610002 | HRC fuse 660 Amp. | No. | 2497 | 1 | 2497 | [8 empty] | 2497
320 | II41406013 | Earthing plate top side made by copper as per direction of Engineer Incharge | No. | 2218.92 | 4 | 8875.68 | [8 empty] | 8875.68
321 | II41406012 | Anti Oxidant forging terminal stud brass make 10 x50 mm size with 2 Nos. washer and chuk nuts. | No. | 90.8 | 33 | 2996.4 | [8 empty] | 2996.4
322 | JJ1J101026 | Y1 Coil-LA 516771 AY | No. | 7549.24 | 2 | 15098.48 | [8 empty] | 15098.48
323 | JJ1J101027 | Y2 Coil-LA 516771 AY | No. | 7549.24 | 2 | 15098.48 | [8 empty] | 15098.48
324 | NA | Overload and Single phasing Prevener 4.5A-5.5A | No. | 1702.5 | 2 | 3405 | [8 empty] | 3405
325 | NN4N407003 | Timer ET-100 Voltage -220V AL | No. | 1702.5 | 2 | 3405 | [8 empty] | 3405
326 | NA | 220Volt heavy duty DC Hooter sound output range is 90db to 110 db | No. | 2718.5 | 1 | 2718.5 | [8 empty] | 2718.5
327 | JJ1J101003 | Closing Coil-126 Ohm, 220V DC-400 KV Sp/SP Breaker | No. | 3886.875 | 4 | 15547.5 | [8 empty] | 15547.5
328 | JJ1J101001 | Tripping coil-80Ohm, 220V DC-400 KV Sp/SP Breaker | No. | 3886.875 | 4 | 15547.5 | [8 empty] | 15547.5
329 | SS7S701003 | MCB-220V DC 16A | No. | 1036.5 | 5 | 5182.5 | [8 empty] | 5182.5
330 | NA | PD timer 400 KV SP/Sp Breaker OMRON make H3DK2-AZ-220 V DC | No. | 15936.19 | 5 | 79680.95 | [8 empty] | 79680.95
331 | SS6S608001 | Contactor for PD 3 NO+2NC, 220V DC SCHNEIDER or equivalent make | No. | 3044.72 | 6 | 18268.32 | [8 empty] | 18268.32
332 | NA | DC Supervision change over contactor 3 No+2NC, 220 DC SCHNEIDER make | No. | 3044.72 | 5 | 15223.6 | [8 empty] | 15223.6
333 | NN5N506049 | (a) Add on Block 2 No+2NC | No. | 842.16 | 4 | 3368.64 | [8 empty] | 3368.64
334 | NN5N506049 | (b) Add on Block 4 No | No. | 842.16 | 4 | 3368.64 | [8 empty] | 3368.64
335 | PP1P122001 | Gas filling valve (Gas filling device consisting of Gas regulator, Gas pipe 3 Mtr. Length, gas filling adaptor) | No. | 18365.48 | 1 | 18365.48 | [8 empty] | 18365.48
336 | MM2M202005 | 110V/220 KV Volt meter (AE/Schneider/L&T) with following specification:- 1. Operating Voltage:– 90V-270V AC, 50Hz 2. Digit:– 4 digit display 3. Display Color:– Red 4. Accuracy class:– 1.0 | Nos. | 2773 | 2 | 5546 | [8 empty] | 5546
337 | JJ2J201003 | Closing Coil for 245 KV SF6 CB 220V DC | Nos. | 1200 | 9 | 10800 | [8 empty] | 10800
338 | JJ2J201001 | Tripping coil for 245 KV SF6 CB 220V DC | Nos. | 1200 | 8 | 9600 | [8 empty] | 9600
339 | NA | S3 SPARE1 CU PIPE WITH ADAPTOR WITH O RING | No. | 13126.32 | 1 | 13126.32 | [8 empty] | 13126.32
340 | MM2M203004 | Amper meter | No. | 2914.6 | 2 | 5829.2 | [8 empty] | 5829.2
341 | FF0F050001 | Pipe type structure of 400 KV CT | No. | 50000 | 1 | 50000 | [8 empty] | 50000
342 | ss0s001001 | 400KV DOUBLE BREAK MOTOR OPERATED ISOLATOR WITH EARTH SWITCH | No. | 1241800.02 | 2 | 2483600.04 | [8 empty] | 2483600.04
343 | SS0S002002 | 220KV DOUBLE BREAK MOTOR OPERATED ISOLATOR WITH EARTH SWITCH | NO. | 350401.62 | 4 | 1401606.48 | [8 empty] | 1401606.48
344 | NA | Tin Sheets, Old & Dismantled (Different Size and Shapes) | Kg. | 1.5 | 150 | 225 | [8 empty] | 225
345 | NA | RESISTANCE BULB TYPE 3300330-01 GI NO. 583203 | NOS | 10 | [6 empty] | 1 | 10 |  |  | 10
346 | NA | COMPLETE SET OF GASKET | NOS | 7789 | [6 empty] | 1 | 7789 |  |  | 7789
347 | NA | THERMAL RELAY TYPE H.T.H.-62 A THERMOMETER | NOS | 1145 | [6 empty] | 1 | 1145 |  |  | 1145
348 | NA | THERMAL RELAY TYPE H.T.H.-64 A | NOS | 9058 | [6 empty] | 1 | 9058 |  |  | 9058
349 | NA | FAN BW | NOS | 415.8 | [6 empty] | 1 | 415.8 |  |  | 415.8
350 | NA | INDICATOR OF TEMPERATURE LN -11 A CLASS 2-O NO. 591, 94-0001 | NOS | 4158 | [6 empty] | 1 | 4158 |  |  | 4158
351 | NA | POWER SUPPLY TYPE T-100 R OUTPUT 1.1 KV 20 m | NOS | 2820 | [6 empty] | 1 | 2820 |  |  | 2820
352 | NA | CHANGER SWITCH MT-22 | NOS | 230 | [6 empty] | 1 | 230 |  |  | 230
353 | NA | DIAL OIL LEVEL GAUGE | NOS | 2020 | [6 empty] | 1 | 2020 |  |  | 2020
354 | NA | OIL PUMP RK2 5413 | NOS | 17380 | [6 empty] | 1 | 17380 |  |  | 17380
355 | NA | COMPRESSION TERMINAL TU-200 H X2 X 12 | NOS | 4500 | [6 empty] | 1 | 4500 |  |  | 4500
356 | NA | CLAMP TERMINAL OF MV BUSHING | NOS | 1800 | [6 empty] | 1 | 1800 |  |  | 1800
357 | NA | FUSE 3A FOR COOLER CONTROL PANEL | NOS | 50 | [6 empty] | 2 | 100 |  |  | 100
358 | NA | TERMINAL FOR MV BUSHING | NOS | 1000 | [6 empty] | 1 | 1000 |  |  | 1000
359 | NA | FLEXIBLE TERMINAL HV-0698 | NOS | 4500 | [6 empty] | 2 | 9000 |  |  | 9000
360 | NA | RING FOR FLEXIBLE TERMINAL | NOS | 2500 | [6 empty] | 3 | 7500 |  |  | 7500
361 | NA | UPPER TERMINAL FLEXIBLE | NOS | 4500 | [6 empty] | 3 | 13500 |  |  | 13500
362 | NA | MV BUSHING TYPE 37-245 KV 800 AMP. | NOS | 137100 | [6 empty] | 1 | 137100 |  |  | 137100
363 | VV2V207001 | Winding temperature indicator provided with four mercury switches suitable for -: 240 MVA 400/220/33 kv auto T/F mitsubishi make installed at 400 kv s/s Rishikesh | NOS | 20342.5 | [6 empty] | 2 | 40685 |  |  | 40685
364 | NA | CU" PIPE SUITABLE FOR FITTING IN HYDRAULIC AND OTHER INTER LOCKING PIPE OF (DIFFERENT SIZE) INTER LOCKING PIPE | NOS | 200 | [6 empty] | 7 | 1400 |  |  | 1400
365 | JJ1J101052 | CU" PIPE BUSH | NOS | 70 | [6 empty] | 2 | 140 |  |  | 140
366 | JJ1J101040 | GASKET FOR DRIVING ROD 429,5441-0015 | NOS | 400 | [6 empty] | 2 | 800 |  |  | 800
367 | JJ1J101040 | GASKET FOR DRIVING ROD 42905442-0014 | NOS | 300 | [6 empty] | 1 | 300 |  |  | 300
368 | NA | CABLE SEALING 445 mmLONG 44063012 | NOS | 5 | [6 empty] | 50 | 250 |  |  | 250
369 | NA | O'RING (DIFFERENT SIZE ) | NOS | 20 | [6 empty] | 102 | 2040 |  |  | 2040
370 | NA | SUPPORT RING SRA-1005 | NOS | 25 | [6 empty] | 2 | 50 |  |  | 50
371 | JJ1J101024 | SUPPORT RING 8214/15 300-9 | NOS | 35 | [6 empty] | 2 | 70 |  |  | 70
372 | NA | SEAL PACKING (O) | NOS | 30 | [6 empty] | 1 | 30 |  |  | 30
373 | NA | SEAL PACKING A1911 | NOS | 30 | [6 empty] | 1 | 30 |  |  | 30
374 | NA | O-RING FOR N2 PUSH ROD | NOS | 30 | [6 empty] | 2 | 60 |  |  | 60
375 | NA | 220 V D C COIL FOR MV CONTACTOR OF DC BOARD | NOS | 400 | [6 empty] | 6 | 2400 |  |  | 2400
376 | NA | PACKING-RD-10 | NOS | 10 | [6 empty] | 1 | 10 |  |  | 10
377 | NA | CONTACTOR K2 3TH ,8280 OB | NOS | 300 | [6 empty] | 1 | 300 |  |  | 300
378 | NA | COIL FOR CONTACTOR 3TA, 610B-220V | NOS | 200 | [6 empty] | 19 | 3800 |  |  | 3800
379 | JJ1J101033 | CONTACTOR 3TA-61 | NOS | 300 | [6 empty] | 1 | 300 |  |  | 300
380 | NA | O RING SG 90032025 | NOS | 100 | [6 empty] | 36 | 3600 |  |  | 3600
381 | NA | DOWTY SEAL SG90034018 | NOS | 200 | [6 empty] | 6 | 1200 |  |  | 1200
382 | NA | CLOSING COIL FOR TELK CB | NOS. | 3736 | [6 empty] | 2 | 7472 |  |  | 7472
383 | NA | COVER 333042 | NOS. | 7000 | [6 empty] | 3 | 21000 |  |  | 21000
384 | NA | NOZZLE 3V-33045 | NOS. | 7320 | [6 empty] | 3 | 21960 |  |  | 21960
385 | NA | CONTACTOR (W-3V 34029) | NOS. | 10000 | [6 empty] | 3 | 30000 |  |  | 30000
386 | NA | CONTACTOR W-34982 | NOS. | 10000 | [6 empty] | 3 | 30000 |  |  | 30000
387 | NA | GASKET 3V 31749-C | NOS. | 1500 | [6 empty] | 2 | 3000 |  |  | 3000
388 | NA | GASKET 3V 31749-B | NOS. | 1700 | [6 empty] | 2 | 3400 |  |  | 3400
389 | NA | GASKET 3V 31749-D | NOS. | 1948 | [6 empty] | 2 | 3896 |  |  | 3896
390 | NA | AIR COMPRESSOR MOTOR 3 PHASE ,5HP | NOS. | 5720 | [6 empty] | 1 | 5720 |  |  | 5720
391 | NA | TAKE OF ASSEMBLY SUITABLE FOR 220 KV ISOLATOR | NOS. | 16911.5 | [6 empty] | 2 | 33823 |  |  | 33823
392 | NA | Z BREAKET (SWT 432105 P1) | NOS. | 1200 | [6 empty] | 36 | 43200 |  |  | 43200
393 | NA | SUPPORT (SWT -432148 P1) | NOS. | 180 | [6 empty] | 96 | 17280 |  |  | 17280
394 | NA | FORK (SWT -332096-P1) | NOS. | 5 | [6 empty] | 36 | 180 |  |  | 180
395 | NA | PIN (SWT-532032P) | NOS. | 1 | [6 empty] | 47 | 47 |  |  | 47
396 | NA | HEX BOLT M 12 X 100X 33 MT 430222 | NOS. | 0.5 | [6 empty] | 6 | 3 |  |  | 3
397 | NA | HEX SCREW M8 X 20 MT 430174 P-610 | NOS. | 0.6 | [6 empty] | 6 | 3.6 |  |  | 3.6
398 | NA | HEX SCREW M12X35 MT 430106 P-6815 | NOS. | 0.6 | [6 empty] | 31 | 18.6 |  |  | 18.6
399 | NA | HEX SCREW M16 X 40 MT 430106 | NOS. | 0.6 | [6 empty] | 73 | 43.8 |  |  | 43.8
400 | NA | HEX SCREW M16 X 25 MT 430106 | NOS. | 0.6 | [6 empty] | 10 | 6 |  |  | 6
401 | NA | HEX NUTS 8D X M16 MT 430108 P-4022 | NOS. | 1 | [6 empty] | 110 | 110 |  |  | 110
402 | NA | SPRING WASHER B-16 MT 430177 | NOS. | 0.5 | [6 empty] | 64 | 32 |  |  | 32
403 | NA | PIN | NOS. | 1 | [6 empty] | 6 | 6 |  |  | 6
404 | NA | PUNCHED WASHER MT 480827 P-3022 | NOS. | 0.1 | [6 empty] | 323 | 32.3 |  |  | 32.3
405 | NA | HEX BOLTS M16 X 136 MT 43022 P-7828 | NOS. | 1 | [6 empty] | 144 | 144 |  |  | 144
406 | NA | PUNCHED WASHER MT 430828 P-2015 | NOS. | 0.2 | [6 empty] | 12 | 2.4 |  |  | 2.4
407 | NA | COMMON CONTROL CABINET OF 400 KV ISOLATOR | NOS. | 197 | [6 empty] | 1 | 197 |  |  | 197
408 | NA | HEX BOLT M16 X 50 MT 432022 P-7023 | NOS. | 0.5 | [6 empty] | 96 | 48 |  |  | 48
409 | NA | HEX BOLT M16 X 100 | NOS. | 1 | [6 empty] | 6 | 6 |  |  | 6
410 | NA | PUNCHED WASHER (OFF SIZE ) | NOS. | 0.1 | [6 empty] | 468 | 46.8 |  |  | 46.8
411 | NA | G.I. NUT 5/8" | NOS. | 5 | [6 empty] | 230 | 1150 |  |  | 1150
412 | NA | CONTACTOR 3 TA-61( DEFECTIVE) | NOS. | 60 | [6 empty] | 9 | 540 |  |  | 540
413 | NA | Pole insulator for 400 kv isolator type SDF-420P HBB make height of post insulator 1675mm no. of colors in each post insulator 30 no. | NOS. | 56181.56 | [6 empty] | 2 | 112363.12 |  |  | 112363.12
414 | NA | 132/220 KV SUSPENSION TYPE FITTING FOR DEAR CONDUCTOR | NOS | 200 | [6 empty] | 15 | 3000 |  |  | 3000
415 | NA | CIDF PIPE 250 NB (5NO.) | M | 250 | [6 empty] | 26.5 | 6625 |  |  | 6625
416 | NA | CIDF PIPE 200 NB | M | 180 | [6 empty] | 78.23 | 14081.4 |  |  | 14081.4
417 | NA | C.I. TEE (200X200X100) | NOS. | 500 | [6 empty] | 2 | 1000 |  |  | 1000
418 | NA | C.I. BAND 200NB | NOS. | 200 | [6 empty] | 2 | 400 |  |  | 400
419 | NA | C.I.BAND 250 NB | NOS. | 250 | [6 empty] | 1 | 250 |  |  | 250
420 | NA | TAFLON ROD 12 MM DIA | CM. | 13.8 | [6 empty] | 100 | 1380 |  |  | 1380
421 | NA | TAFLON ROD 25 MM.DIA | CM. | 36.7 | [6 empty] | 60 | 2202 |  |  | 2202
422 | NA | COIL | NOS. | 10 | [6 empty] | 2 | 20 |  |  | 20
423 | NA | HOSE PIPE 1.5 M LONG | NOS. | 40 | [6 empty] | 1 | 40 |  |  | 40
424 | NA | COIL 220 V DC 4216161 | NOS. | 200 | [6 empty] | 3 | 600 |  |  | 600
425 | NA | MOTOR STARTER (9585264-3) | NOS. | 20 | [6 empty] | 1 | 20 |  |  | 20
426 | NA | LIMIT SWITCH 5661338-A | NOS. | 20508 | [6 empty] | 2 | 41016 |  |  | 41016
427 | NA | PISTON RING SET (34453) | NOS. | 130 | [6 empty] | 1 | 130 |  |  | 130
428 | NA | WIRING HORNS (152319) | NOS. | 2000 | [6 empty] | 1 | 2000 |  |  | 2000
429 | NA | WIRING HORNS INDICATING (1507911) | NOS. | 115 | [6 empty] | 1 | 115 |  |  | 115
430 | NA | RING OUTER (85072) | NOS. | 50 | [6 empty] | 2 | 100 |  |  | 100
431 | KK0K002001 | 216 KV Surge Arrestor (old & Dismantle) | Nos. | 500 | [6 empty] | 4 | 2000 |  |  | 2000
432 | SS0S001001 | 400 KV Isolator (Old & Dismantle) | Nos. | 15000 | [6 empty] | 5 | 75000 |  |  | 75000
433 | SS0S002001 | 220 KV Isolator (Old & Dismantle) | Nos. | 5000 | [6 empty] | 4 | 20000 |  |  | 20000
434 | VV3V302001 | 220 KV CT 1 Ph. (Old & Dismantle) | Nos. | 6000 | [6 empty] | 6 | 36000 |  |  | 36000
435 | VV3V301001 | 400 KV CT (Old & Dismantle) (420 KV CT) | Nos. | 5000 | [6 empty] | 12 | 60000 |  |  | 60000
436 | VV6V507001 | 400 KV CVT (Old & Dismantle) | Nos. | 4000 | [6 empty] | 8 | 32000 |  |  | 32000
437 | KK0K001001 | 400 KV LA (Old & Dismantle) (390 KV Surge Arrestor) | Nos. | 100 | [6 empty] | 9 | 900 |  |  | 900
438 | NA | 220 KV Isolator Mechanism (old & Dismantle) | Nos. | 400 | [6 empty] | 4 | 1600 |  |  | 1600
439 | NA | 220 KV earth Mechanism (old & dismantle) | Nos. | 600 | [6 empty] | 6 | 3600 |  |  | 3600
440 | NA | Copper cable (old & dismantle) in peaces | Mtr. | 5 | [6 empty] | 100 | 500 |  |  | 500
441 | CC2C201004 | HF Cable (Old & Dismantle) | Mtr. | 5 | [6 empty] | 300 | 1500 |  |  | 1500
442 | MM4M401020 | Energy Meter (Old & used) | Nos. | 500 | [6 empty] | 2 | 1000 |  |  | 1000
443 | NA | Supply of take of assembly for 400 KV C-Type Isolator made by cast iron, copper,brass. | Nos. | 28052.5 | [6 empty] | 6 | 168315 |  |  | 168315
444 | NA | THERMOMETER (DEFECTIVE ) | NO. | 373.36 | [8 empty] | 1 | 373.36 | 373.36
445 | NA | RUPTURE DISC 429008810013 | NOS. | 2 | [8 empty] | 1 | 2 | 2
446 | NA | CRONA SHIELD RING OLD SCRAP EACH SET 9 NOS | SET | 20 | [8 empty] | 2 | 40 | 40
447 | NA | BLAST CYLENDER (PARA PARA MAKE ) | NO. | 100 | [8 empty] | 2 | 200 | 200
448 | NA | BLAST CYLINDER (PARA PARA MAKE ) | NO. | 50 | [8 empty] | 9 | 450 | 450
449 | NA | PISTON BIG SIZE SUITABLE FOR (PARAMPOSE MAKE ) FOR BLAST CYLINDER | NOS | 100 | [8 empty] | 6 | 600 | 600
450 | NA | 400 V DC VOLT METER 48X48 MM. | NO | 2 | [8 empty] | 3 | 6 | 6
451 |  | MOUNTING DEVICE | NO. | 5 | [8 empty] | 18 | 90 | 90
452 | NA | OPERATING ROD | NO | 10 | [8 empty] | 1 | 10 | 10
453 | NA | INTACTOR UNIT INTERRUXTER | NO | 30 | [8 empty] | 1 | 30 | 30
454 | NA | BASE W/O N2 ACCUMULATOR FOR R&B POLE | NO | 250 | [8 empty] | 2 | 500 | 500
455 | NA | OPERATING ROD | NO | 50 | [8 empty] | 3 | 150 | 150
456 | NA | INTERPOLE CONNECTING CHANNEL WITH CU PIPE | NO | 100 | [8 empty] | 2 | 200 | 200
457 | NA | SET OF GASKET OF 400 kv/220kv/33kv CT K.V/220KV/33KV CT (TERMITE EFFECTED U/S) | NOS. | 10 | [8 empty] | 1 | 10 | 10
458 | NA | CRONA SHIELD RINGH FOR LA | SET | 18 | [8 empty] | 2 | 36 | 36
459 | NA | TYRE OF OIL FILTER MACHINE (SCRAP) | NO. | 10 | [8 empty] | 5 | 50 | 50
460 | NA | TUBE OF OIL FILTER MACHINE (SCARP) | NO | 5 | [8 empty] | 5 | 25 | 25
461 | NA | 3 PHASE 415 V 5 HP MOTOR (DEFECTIVE) | NO | 100 | [8 empty] | 1 | 100 | 100
462 | NA | 3 PHASE 415 V 5 HP MOTOR (DEFECTIVE) | NO | 100 | [8 empty] | 1 | 100 | 100
463 | NA | FLAP FOR ABOVE (SCRAP) | NO | 2 | [8 empty] | 5 | 10 | 10
464 | NA | FIXTURE FOR 4 X 20 W F TUBE WITHOUT CHOWK TUBE STARTER | NOS. | 30 | [8 empty] | 13 | 390 | 390
465 | NA | BULK HEAD LIGHT FITTING | NOS. | 100 | [8 empty] | 2 | 200 | 200
466 | NA | MURCURY FITTING OLD & DISMENTLED WITHOUT CHOCK & BULB | NOS. | 10 | [8 empty] | 9 | 90 | 90
467 | NA | KWH METER (OLD & DISMENTELLED) | NOS. | 50 | [8 empty] | 1 | 50 | 50
468 | NA | FLOOD LIGHT 500W W/O GLASS & LAMP HOLDER (OLD & USED) | NOS. | 100 | [8 empty] | 2 | 200 | 200
469 | NA | FLOOD LIGHT 100W W/O GLASS & LAMP HOLDER (OLD & USED) | NOS. | 100 | [8 empty] | 1 | 100 | 100
470 | NA | 144 Sqmm. FRAME WITH GLASS | NOS. | 5 | [8 empty] | 3 | 15 | 15
471 |  | MVAR METER (250-0-250) (1 NO. GLASS DAMAGED) | NOS. | 10 | [8 empty] | 2 | 20 | 20
472 |  | MVAR METER (250-0-250) | NOS | 1800 | [8 empty] | 1 | 1800 | 1800
473 |  | CORNER BOX CHANNAL WITH EARTH BUS COUPLING LINK | NOS. | 50 | [8 empty] | 2 | 100 | 100
474 | NA | 2" IPS ALUMINIUM TUBE SCRAP | MTR. | 25 | [8 empty] | 1.5 | 37.5 | 37.5
475 | NA | EMPTY PLASTIC JERYCANE (OLD & USED) | NOS. | 10 | [8 empty] | 16 | 160 | 160
476 | NA | 14.00.20 SAND GRIP N22 (TYRES) | NOS. | 50 | [8 empty] | 4 | 200 | 200
477 | NA | 14.00.20 TUBE | NOS. | 20 | [8 empty] | 4 | 80 | 80
478 | NA | 14.00.20 FLAP | NOS. | 10 | [8 empty] | 4 | 40 | 40
479 | NA | CONTAINER OFSPG-8D CELL W/O TOP COVER | NO. | 50 | [8 empty] | 1 | 50 | 50
480 | NA | TELEPHON EXCHANGE (SCRAP) WITH ACCESSONUES | NO. | 500 | [8 empty] | 1 | 500 | 500
481 | NA | TYRES OF JEEP (U/S) | NOS | 10 | [8 empty] | 12 | 120 | 120
482 | NA | TUBES OF JEEP (U/S) | NOS | 5 | [8 empty] | 8 | 40 | 40
483 | NA | FLAP OF TRUCK (U/S) | NOS | 2 | [8 empty] | 3 | 6 | 6
484 | NA | OLD GASKET (U/S) | NOS. | 5 | [8 empty] | 200 | 1000 | 1000
485 | NA | COPPER SCRAP | KG | 50 | [8 empty] | 1.2 | 60 | 60
486 | NA | WOODEN BALLIES 15' | NOS | 5 | [8 empty] | 2 | 10 | 10
487 | NA | WOODEN BALLIES 20' | NOS | 5 | [8 empty] | 2 | 10 | 10
488 | NA | EMPTY WOODEN CABLE DRUM | NOS | 2 | [8 empty] | 2 | 4 | 4
489 | VV2V204007 | Empty drum of transformer oil each 209 liter. | NO. | 200 | [8 empty] | 2 | 400 | 400
490 | VV3V301001 | 400 KV CT (Old & Dismantle) (420 KV CT) | Nos. | 5000 | [8 empty] | 1 | 5000 | 5000
491 | NA | Copper scrap | Kg. | 50 | [8 empty] | 0.6 | 30 | 30
492 | NA | Old Compressor suitable for 2 Ton (Defective) | Nos. | 500 | [8 empty] | 8 | 4000 | 4000
493 | NA | Taflon Rod 13.7mm dia (20Cm.) | No. | 36.75 | [8 empty] | 1 | 36.75 | 36.75
494 | NA | Empty SF-6 Gas cylinder 25 Kg. | No. | 200 | [8 empty] | 1 | 200 | 200
495 | NA | OSR Relay (Old & Dismantled) | No. | 50 | [8 empty] | 4 | 200 | 200
496 | NA | Take of Assembly Suitable for 220 KV Isolator (old & Used) | NS | 25 | [8 empty] | 1 | 25 | 25
497 | NA | PG Clamp (Tarantula to Moose) (Old & Used) | No. | 10 | [8 empty] | 2 | 20 | 20
498 | NA | ACSR MOOSE CONDUCTOR (OLD & USED) | Mtr. | 10 | [8 empty] | 36 | 360 | 360
499 | NA | 220 V Battery Charger (Make Martin Burn Ltd.) Old, used and defective | No. | 6597 | [8 empty] | 2 | 13194 | 13194
500 | NA | SF-6 Gas Density Monitor (Old, Used and Defective) | No. | 50 | [8 empty] | 3 | 150 | 150
501 | NA | 400 KV CT (Old, Used & Defective) | No. | 5000 | [8 empty] | 1 | 5000 | 5000
502 | NA | EA ENABLING MODULE FOR INTER LOCKING PANEL 8TJ3OO1 AL:H ECCH:N (Old & Defective) | No. | 100 | [8 empty] | 1 | 100 | 100
503 | NA | Iron Scrap including old & used equpments structure | Kg. | 32 | [8 empty] | 3000 | 96000 | 96000
504 | SS6S601001 | ACDB Panel (Old and used) Received back | No. | 10000 | [8 empty] | 1 | 10000 | 10000
505 | MM4M401020 | Energy Meter L&T make old & used | Nos. | 500 | [8 empty] | 2 | 1000 | 1000
506 | NA | Buchholz relay suitable for 240 MVA BHEL make T/F (Old & Defective) (Received Back) | Nos. | 2000 | [8 empty] | 2 | 4000 | 4000 | S-4, C side
507 | NA | Aluminium Scrap (ACSR Moose Conductor Scrap) | Kg. | 10 | [8 empty] | 39 | 390 | 390 | S-4
508 | NA | ODS switch (TNC switch) Dismantal & damaged | No. | 10 | [8 empty] | 1 | 10 | 10 | S-4, C side
509 | NA | Take off assembly suitable for 220 KV Isolator (Dismantal & damaged) | No. | 25 | [8 empty] | 2 | 50 | 50 | S-4, C side
510 | NA | Battery Cell 2V Old, Dismantal & damaged | No. | 100 | [8 empty] | 22 | 2200 | 2200 | Battery Room
511 | NA | Panel Meter (Old & Defective) | No. | 2 | [8 empty] | 22 | 44 | 44 | S-4, B side
512 | NA | M.S. Scrap | Kg. | 5 | [8 empty] | 197 | 985 | 985 | S-4
513 | NA | ACSR Moose Conductor Scrap (Old and Used) | Kg. | 10 | [8 empty] | 33 | 330 | 330 | Open Store near Guard Room
514 | NA | 312.5 kVA A.C Generator with panel (Old, Used and Defective) | No. | 25988.5 | [8 empty] | 1 | 25988.5 | 25988.5
515 | NA | AC Plant and accessories (Old, Used and Defective) a) Motor compressor set b) Water pump for AC plant c) Water tank and pipes d) Air Handling Unit (A.H.U.) | Set, | 25500 | [8 empty] | 1 | 25500 | 25500
516 | NA | Iron Scrap (Defective OSR, Buchholz relay & Surge Arrestor) (Received Back) | Kg. | 32 | [8 empty] | 12 | 384 | 384
TOTAL AMOUNT (IN RS.) | [5 empty] | 17177941.895 |  | 0 |  | 0 |  | 1088115.82 |  | 203862.11 | 18469919.825
Name of Zone : Garhwal Zone, Roorkee PTCUL
Name of Circle: 400 kV O&M Circle, Rishikesh
Name of Division : 400 KV O&M Division Rishikesh
Name of Substation : 400 KV Substation, Virbhadra, Rishikesh
Name of J.E : Sh. Upendra Aswal
Month : June 2026
Sl. No. | Item Code | Name of Items | Unit | Unit Rate in Rs. | Useable |  | Unservicable |  | Non-Moving |  | Obsolete |  | Scrap |  | Total Inventory Amount in Rs.
[5 empty] | Qty. | Total Amount in Rs. | Qty. | Total Amount in Rs. | Qty. | Total Amount in Rs. | Qty. | Total Amount in Rs. | Qty. | Total Amount in Rs.
1 | AA0A002001 | ACSR Moose Conductor | KM | 300000 | 1.2223 | 366690 | [8 empty] | 366690
2 | FF0F041012 | 400 kV SC C type tower with bolts, nuts and stubs (Galvanized) (1 No of Tower Template) | MT | 130095 | 1.856 | 241456.32 | [8 empty] | 241456.32
3 | - | Disc Insulator 120 KN | Nos. | 1121 | 1 | 1121 | [8 empty] | 1121
4 | - | Disc Insulator 120 KN | Nos. | 972.32 | 200 | 194464 | [8 empty] | 194464
5 | II0I001001 | 160KN DISC INSULATOUR | Nos. | 798.79 | 174 | 138989.46 | [8 empty] | 138989.46
6 | II0I001002 | Polymer insulator string of 160 KN suitable for 400 kV line tension tower | Nos. | 16399.6 | 4 | 65598.4 | [8 empty] | 65598.4
7 | AA1A101001 | 7/9 SWG GS earth wire | Km. | 39716.6 | 0.1 | 3971.66 | [8 empty] | 3971.66
8 | - | Ball socket suitable for 120 KN 400 kV Disc insulator for suspension fitting with nut-bolts. | Nos. | 1640.2 | 71 | 116454.2 | [8 empty] | 116454.2
9 | - | Vibration damper for 7/3.66 mm GS Earth wire or 7/9 SWG | Nos. | 1840.8 | 38 | 69950.4 | [8 empty] | 69950.4
10 | - | Vibration damper for ACSR Moose Conductor | Nos. | 1837.26 | 39 | 71653.14 | [8 empty] | 71653.14
11 | - | Ball clevis (horn holder type) suitable for 120 KN 400 kV Disc insulator for suspension fitting with nut-bolts. | Nos. | 1640.2 | 71 | 116454.2 | [8 empty] | 116454.2
12 | II41406003 | SADDLE FOR MOOSE CONDUCTOR | NO. | 40 | 10 | 400 | [8 empty] | 400 | S3, R3
13 | NA | EARTH WIRE CLAMP | NO. | 50 | 1 | 50 | [8 empty] | 50 | S3, R3
14 | NA | SAG COMPENSATING SPRING | NO. | 300 | 1 | 300 | [8 empty] | 300 | S3, R3
15 | NA | U CLEVICE | NO. | 30 | 37 | 1110 | [8 empty] | 1110
16 | NA | EYE CLEVICE | NO. | 25 | 10 | 250 | [8 empty] | 250
17 |  | BOLT AND EYE CLEVICE | NO. | 50 | 25 | 1250 | [8 empty] | 1250
18 | II2I202001 | EARTH WIRE TENSION FITTING FOR 7/9 SWG EARTH WIRE | NO. | 100 | 3 | 300 | [8 empty] | 300
19 | II2I202001 | TENSION FITING FOR EARTH WIRE SUIT ABLE FOR 400KV LINE | NO. | 2756.5 | 2 | 5513 | [8 empty] | 5513
20 | II4I406002 | CLEAT WITH SOCKET EYE | NO. | 15 | 1 | 15 | [8 empty] | 15
21 | NA | COMPRESSION DEAD END | NO. | 15 | 1 | 15 | [8 empty] | 15
22 | FF0F045001 | CLEAT | NO. | 50 | 12 | 600 | [8 empty] | 600
23 | NA | BOLT LINK FOR HARD WARE FITTING | NO. | 195 | 3 | 585 | [8 empty] | 585
24 | NA | G.I. EARTH WIRE 26*5 SQMM | KG | 10 | 210 | 2100 | [8 empty] | 2100
25 | NA | SISAL ROPE 1" DIA | KG | 20 | 20 | 400 | [8 empty] | 400
26 | PP0P015017 | POLY PROPLENE ROPE 12 MM | KG. | 130 | 20.1 | 2613 | [8 empty] | 2613
27 | PP0P015008 | POLY PROPLENE ROPE 20 MM | KG. | 130 | 50 | 6500 | [8 empty] | 6500
28 | AA1A101001 | 7/9 SWG EARTH WIRE | KM. | 78375 | 2 | 156750 | [8 empty] | 156750
29 | II2I202001 | TENSION CLAMP SUITABLE FOR 7/9 SWG EARTH WIRE | NOS | 1149.5 | 2 | 2299 | [8 empty] | 2299
30 | FF0F015002 | GALVANIZED TOWER PARTS (OLD & DISMANTE) | MT | 10000 | 1.21 | 12100 | [8 empty] | 12100
31 | AA1A101001 | EARTH WIRE 7/9 SWG | MTR | 10 | 144 | 1440 | [8 empty] | 1440
32 | NA | G.I. WIRE NOS 8 | KG | 10 | 45 | 450 | [8 empty] | 450
33 | FF0F041010 | TEMPLATE 400 KV B TYPE TOWER | SET | 36380 | 1 | 36380 | [8 empty] | 36380
34 | II3I301001 | JOINT MID SPAIN FOR MOOSE CONDUCTOR COMPLETE | NOS | 1000 | 3 | 3000 | [8 empty] | 3000
35 | II3I30200I | REPAIR SLEAVE FOR MOOSE CONDUCTOR | NOS. | 300 | 1 | 300 | [8 empty] | 300
36 | II3I301008 | JOINT MID SPAIN FOR EARTH WIRE 7/9 SWG | NOS. | 505 | 6 | 3030 | [8 empty] | 3030
37 | FF0F021001 | STUB AND CLEAT FOR TOWR TYPE "MAT" LKMATIH L 200X200X18H BSE .4363.00MM LENGTH LKMAT2H L 100X100X6H-BSEI 400.00 MM LENGTH LKMAT3LH L100X100X6H-BSEL 265.00MM LENGTH LKMAT 3RH L 100X100X6H-BSEI 265.00 | NOS. | 76006 | 3 | 228018 | [8 empty] | 228018
38 | FF0F021001 | STUB AND CLEAT FOR TOWER TYPE "MAT" LKMATIH L 200X200X18 H BSE .4363.00MM LENGTH LKMAT2H L 100X100X6H-BSEI 400.00 MM LENGTH LKMAT3LH L100X100X6H-BSEL 265.00 MM LENGTH LKMAT 3RH L 100X100X6H-BSEI 265.00 | SET | 73006 | 3 | 219018 | [8 empty] | 219018
39 | II2I202001 | COMPRESSION TYPE TENSION CLAMP SUITABLE FOR 7/9 SWG GS EARTH WIRE FOR 400 KV LINE | NOS. | 1702.5 | 15 | 25537.5 | [8 empty] | 25537.5
40 | II41404004 | BUNDLE SPACERS COMPLETE WITH PA ROAD SUITABLE ROD TWIN MOOSE CONDUCTOR OF 400 KV LINE. | NOS. | 2837.5 | 10 | 28375 | [8 empty] | 28375
41 | II3I303001 | VIBRATION DAMPER SUITABLE FOR ACSR MOOSE CONDUCTOR OF 400 KV LINE | NOS. | 2270 | 2 | 4540 | [8 empty] | 4540
42 | II3I303001 | Arching horn with ball clevis (tower side) for 400 kV Single Suspension String for ACSR Moose. | NOS. | 3587.2 | 32 | 114790.4 | [8 empty] | 114790.4
43 | FF0F015002 | Galvanized tower parts (Old and Dismantal) | MT | 10000 | [6 empty] | 36.85 | 368500 |  |  | 368500
44 | - | Disc Insulator 120 KN (Old & Dismantal) | Nos. | 0.2 | [6 empty] | 135 | 27 |  |  | 27
45 | - | 7/9 SWG GS earth wire (Scrap) | KG | 10 | [8 empty] | 300 | 3000 | 3000
46 | - | 120 KN Disc insulator old & dismantled (scrap) | Nos. | 0.2 | [8 empty] | 3841 | 768.2 | 768.2
47 | - | 160 KN Disc insulator old & dismantled (scrap) | Nos. | 0.2 | [8 empty] | 9270 | 1854 | 1854
48 |  | ACSR Moose Conductor (scrap) | Kg | 20 | [8 empty] | 2010 | 40200 | 40200
49 | NA | Polymer insulator string of 160 KN suitable for 400 KV line tension tower | NOS. | 16399.6 | [8 empty] | 13 | 213194.8 | 213194.8
Total (In Rs.) = | [5 empty] | 2244831.68 |  | 0 |  | 0 |  | 368527 |  | 259017 | 2872375.68
NOTE:- Inventry of 220KV division Rishikesh and chamba is not availiable