## Sheet1
Inventory
Name of Zone : Garhwal Zone, Roorkee PTCUL
Name of Circle: 400 kV O&M Circle, Rishikesh
Name of Division : 400 KV O&M Division Rishikesh
Name of Substation : 400 KV Substation, Virbhadra, Rishikesh
Name of J.E : Sh. Narendra Singh Chauhan
Month : May 2025
Sl. No. | Item Code | Name of Items | Unit | Unit Rate in Rs. | Useable |  | Unservicable |  | Non-Moving |  | Obsolete |  | Scrap |  | Total Inventory Amt.
[5 empty] | Qty. | Total Amount in Rs. | Qty. | Total Amount in Rs. | Qty. | Total Amount in Rs. | Qty. | Total Amount in Rs. | Qty. | Total Amount in Rs.
1 | MM0M007005 | PRV Suitable for 240 MVA BHEL make Transformer | No. | 53912.5 | 1 | 53912.5 | [8 empty] | 53912.5
2 | NA | Addon Block | Nos. | 451.33 | 15 | 6769.95 | [8 empty] | 6769.95
3 | NA | 3TH8280-OF (8 NO) This is Discontinued SUBSTITUTE MODEL WITH ADD ON BLOCK, WILL BE PROVIDED | Nos. | 2850.48 | 8 | 22803.84 | [8 empty] | 22803.84
4 | NA | 3TY4803-OMB4 Coil 220 V DC | Nos. | 1602 | 19 | 30438 | [8 empty] | 30438
5 | NA | Bus Bar pipe to Moose clamp as per sample | Nos. | 11520.25 | 2 | 23040.5 | [8 empty] | 23040.5
6 | NA | Take off assembly suitable for 220 KV Isolator (as per sample) | Nos. | 4540 | 7 | 31780 | [8 empty] | 31780
7 | II0I002001 | PG Clamp (Tarantula to Tarantula) | Nos. | 1374 | 6 | 8244 | [8 empty] | 8244
8 | II0I002002 | PG Clamp (Tarantula to Moose) | Nos. | 1374 | 10 | 13740 | [8 empty] | 13740
9 | NA | Clamps suitable for 400 KV CGL make SF-6 Circuit Breaker (as per sample) | Nos. | 11335.5 | 7 | 79348.5 | [8 empty] | 79348.5
10 | NA | Clamps Suitable for 220 KV CGL make SF-6 Circuit Breaker (as per Sample) | Nos. | 11335.5 | 3 | 34006.5 | [8 empty] | 34006.5
11 | NA | Housing of Pantograph earthing | Nos. | 28052.5 | 1 | 28052.5 | [8 empty] | 28052.5
12 | SS5S501005 | 400KV Post Insulator Clamps suitable for Tarantula Conductor. (As per sample) | Nos. | 7729 | 6 | 46374 | [8 empty] | 46374
13 | SS5S501005 | 400KV "C" Isolator clamp suitable for Tarantula Conductor. (As per sample) | Nos. | 5900 | 6 | 35400 | [8 empty] | 35400
14 | SS5S501008 | 400KV T- clamp suitable for moose to moose. (As per sample) | Nos. | 3540 | 10 | 35400 | [8 empty] | 35400
15 | NA | SF-6 Gas with cylinder | Kg. | 7032.8 | 62 | 436033.6 | [8 empty] | 436033.6
16 | NA | SPARE PARTS FOR 8TJ (9040) SOLENOID Y1 Y2 220V AL:H ECCH:N | Nos. | 87264.57 | 8 | 698116.56 | [8 empty] | 698116.56
17 | NA | SPARE PARTS FOR 8TJ (90 W) SOLENOID Y1 Y2 220V AL:H ECCH:N | Nos. | 87264.57 | 4 | 349058.28 | [8 empty] | 349058.28
18 | NA | PG Clamp with required Nuts & Bolt and Spring Washers suitable for Moose to Tarantulla conducto. | Nos. | 2640.84 | 5 | 13204.2 | [8 empty] | 13204.2
19 | NA | PG Clamp with required Nuts & Bolt and Spring Washers suitable for Moose to Moose conductor. | Nos. | 2525.2 | 15 | 37878 | [8 empty] | 37878
20 | NA | Pad Type Twin moose Clamp with required Nuts & Bolt and Spring Washers suitable for 220 kV Isolator. | Nos. | 2938.2 | 3 | 8814.6 | [8 empty] | 8814.6
21 | NA | CT Clamp with required Nuts & Bolt and Spring Washers suitable for 220 kV CT | Nos. | 4106.4 | 3 | 12319.2 | [8 empty] | 12319.2
22 | NA | CT Clamp with required Nuts & Bolt and Spring Washers suitable for 400 kV CT. | Nos. | 3516.4 | 3 | 10549.2 | [8 empty] | 10549.2
23 | NA | CVT Clamp with required Nuts & Bolt and Spring Washers suitable for 220 kV CVT | Nos. | 4118.2 | 3 | 12354.6 | [8 empty] | 12354.6
24 | NA | Run through twin moose clamp with required Nuts & Bolt and Spring Washers suitable for 220 kV Post insulator. | Nos. | 4118.2 | 2 | 8236.4 | [8 empty] | 8236.4
25 | NA | Isolator Male arm with end contact, rotary head assembly suitable for 220 kV isolator (Avilum Make-channel type model) complete. | Nos. | 37406 | 1 | 37406 | [8 empty] | 37406
26 | NA | Isolator Female arm with end contact, rotary head assembly suitable for 220 kV isolator (Avilum Make-channel type model) complete. | Nos. | 37465 | 1 | 37465 | [8 empty] | 37465
27 | NA | Clamp suitable for 4" AL pipe bus bar to HT bushing connection. | Nos. | 6490 | 3 | 19470 | [8 empty] | 19470
28 | NA | 312.5 kVA A.C Generator with panel (Old, Used and Defective) | No. | 25988.5 | [8 empty] | 1 | 25988.5 | 25988.5
29 | NA | AC Plant and accessories (Old, Used and Defective) a) Motor compressor set b) Water pump for AC plant c) Water tank and pipes d) Air Handling Unit (A.H.U.) | Set, | 25500 | [8 empty] | 1 | 25500 | 25500
30 | NA | EA ENABLING MODULE FOR INTER LOCKING PANEL 8TJ3OO1 AL:H ECCH:N (Old & Defective) | No. | 100 | [8 empty] | 1 | 100 | 100
31 | NA | ACSR Moose Conductor Scrap (Old and Used) | Kg. | 10 | [8 empty] | 10 | 100 | 100
32 | NA | SF-6 Gas Density Monitor (Old, Used and Defective) | Nos. | 50 | [8 empty] | 2 | 100 | 100
33 | NA | POLY PROPLENE ROPE 12 MM | Kg. | 130 | 1.9 | 247 | [8 empty] | 247
34 | NA | Anti pumping Relay-8Pin | Nos. | 2396.91 | 10 | 23969.1 | [8 empty] | 23969.1
TOTAL AMOUNT (IN RS.) | [5 empty] | 2154432.03 |  | 0 |  | 0 |  | 0 |  | 51788.5 | 2206220.53
Inventory
Name of Zone : Garhwal Zone, Roorkee PTCUL
Name of Circle: 400 kV O&M Circle, Rishikesh
Name of Division : 400 KV O&M Division Rishikesh
Name of Substation : 400 KV Substation, Virbhadra, Rishikesh
Name of J.E : Smt. Neha Joshi
Month : May 2025
Sl. No. | Item Code | Name of Items | Unit | Unit Rate in Rs. | Useable |  | Unservicable |  | Non-Moving |  | Obsolete |  | Scrap |  | Total Inventory Amt.
[5 empty] | Qty. | Total Amount in Rs. | Qty. | Total Amount in Rs. | Qty. | Total Amount in Rs. | Qty. | Total Amount in Rs. | Qty. | Total Amount in Rs.
1 | NA | 220 V DCDB box with following specification a) Operating Voltage:220V DC b) Separate copper bus bar provision for each battery bank Ist and 2nd. c) 2 Nos. Input volt meter for each bus. d) 2 Nos. DC Amp. Meter for each bus. e) DCDB size: height 1.5 Mtr X width 1 Mtr. X dept 0.5 Mtr. f) 10 Nos. output (5Nos. for each bus section) g) 01 No. Bus coupler used for connected both input DC bus bar. h) Double pole MCB (32Amp) for each output DCDB. i) 2 Nos. MCCB/Switch (100amp) for input of each bus. j) Indication (red color) for each output bay (10 Nos.) k) Provision for earthing point by nut bolt etc. l) Cable termination of input-output is mounted side of the DCDB. | No. | 102534.8 | 1 | 102534.8 | [8 empty] | 102534.8
2 | VV6V507001 | 420 KV CVT 1Phase | No. | 497681.46 | 1 | 497681.46 | [8 empty] | 497681.46
3 | MM4M401020 | Energy Meter L&T make old & used | Nos. | 500 | 2 | 1000 | [8 empty] | 1000
4 | NA | Buchholz relay suitable for 240 MVA BHEL make T/F (Old & Defective) (Received Back) | Nos. | 2000 | [8 empty] | 2 | 4000 | 4000
5 | NA | ACSR Moose conductor Scrap | Kg. | 10 | [8 empty] | 39 | 390 | 390
6 | NA | ODS switch (TNC switch) Dismantal & damaged | No. | 10 | [8 empty] | 1 | 10 | 10
7 | NA | Take off assembly suitable for 220 KV Isolator (Dismantal & damaged) | No. | 25 | [8 empty] | 2 | 50 | 50
8 | NA | Battery Cell 2V Old, Dismantal & damaged | No. | 100 | [8 empty] | 22 | 2200 | 2200
9 | NA | Panel Meter (Old & Defective) | No. | 2 | [8 empty] | 22 | 44 | 44
10 | NA | M.S. Scrap | Kg. | 5 | [8 empty] | 197 | 985 | 985
11 | NA | ACSR Moose Conductor Scrap (Old and Used) | Kg. | 10 | [8 empty] | 23 | 230 | 230
12 | NA | Empty Drum of transformer oil | No | 200 | 184 | 36800 | [8 empty] | 36800
13 | NA | Transformer oil (old, used ) | Ltr. | 25 | 4180 | 104500 | [8 empty] | 104500
14 | NA | 420 KV CT (2000/1000/500/1A) Accuracy Class:-0.2S, Core:- 5 core (4 prot. & 1 Metering) with junction box. | Nos. | 842520 | 3 | 2527560 | [8 empty] | 2527560
15 | NA | 420KV CVT (400KV/110V), Class 0.2 with junction box. | Nos. | 414180 | 2 | 828360 | [8 empty] | 828360
16 | NA | 400KV Surge Arrestor | Nos. | 237770 | 3 | 713310 | [8 empty] | 713310
17 | NA | 245KV CT (1600/800/1) Accuracy Class:-0.2S, Core:- 5 core (4 prot. & 1 Metering) with junction box. | Nos. | 324500 | 2 | 649000 | [8 empty] | 649000
18 | NA | 245KV CVT (220KV110V), Class 0.2 with junction box. | Nos. | 222430 | 3 | 667290 | [8 empty] | 667290
19 | NA | MOTOR 0.4 KV | NO. | 1600 | 1 | 1600 | [8 empty] | 1600
20 | NA | HEAD COVER "O" RING FOR 240 MVA T/F BHEL | NO. | 1447.66 | 12 | 17371.92 | [8 empty] | 17371.92
21 | NA | LOWER RIM GASKET OF TANK OF 240 MVA T/F BHEL | NO. | 15000 | 1 | 15000 | [8 empty] | 15000
22 | NA | GASKET OF OLTC HEAD TEN K 630 X 740 | NO. | 500 | 3 | 1500 | [8 empty] | 1500
23 | NA | OIL LEVEL INDICATOR SL. NO. 10598/43 | 0 | 2088 | 1 | 2088 | [8 empty] | 2088
24 | NA | THREADED STEM 16 mm DIA 35 mm LONG | NO. | 10 | 7 | 70 | [8 empty] | 70
25 | NA | STOP BLOCK | NO. | 29 | 5 | 145 | [8 empty] | 145
26 | NA | WHEEL FIXING STUD M 20 X65 | NOS. | 100 | 4 | 400 | [8 empty] | 400
27 | NA | CATTER PIN | NO. | 100 | 4 | 400 | [8 empty] | 400
28 | NA | OIL TEMPERATURE INDICATOR (O.T.I.) | NO. | 3880 | 1 | 3880 | [8 empty] | 3880
29 | NA | PVC CABLE 2C X 25 mm. | MTRS | 10 | 10 | 100 | [8 empty] | 100
30 | NA | CABLE FOR BHEL 19 CX2.5MM2 | MTS | 15 | 100 | 1500 | [8 empty] | 1500
31 | NA | HV BUSHING 36 KV 1000 A | NO. | 2500 | 1 | 2500 | [8 empty] | 2500
32 | NA | 33 KV REACTOR BUSHING W/O CLAMP | NO. | 3000 | 1 | 3000 | [8 empty] | 3000
33 | NA | 33 KV H.T SIDE BUSHING CLAMP FOR 25 MVAR REACTOR | NO. | 1245 | 2 | 2490 | [8 empty] | 2490
34 | II2I206001 | CONDUCTOR HOLDING CLAMP FOR 25 MVAR REACTOR | NOS | 644.8 | 2 | 1289.6 | [8 empty] | 1289.6
35 | NA | OIL LEVEL INDICATOR | NO. | 35880 | 1 | 35880 | [8 empty] | 35880
36 | VV2V208002 | MAGNETIC OIL GAUGE FOR OIL LEVEL INDICATOR | NOS. | 3546 | 2 | 7092 | [8 empty] | 7092
37 | NA | STARTOR FOR 25 MVR REACTOR FANS STADARD MAKE 9 TO 15 AMP TYPE MF-2 415V 50HZ. | NOS. | 865.28 | 1 | 865.28 | [8 empty] | 865.28
38 | NA | SOLENOIDE COIL Y1 220V DC FOR 8TJ2 COMMODITY CODE 85389099 | NOS. | 49587.65 | 6 | 297525.9 | [8 empty] | 297525.9
39 | NA | SOLENOIDE COIL Y2 220V DC FOR 8TJ2 COMMODITY CODE 85389099 | NOS. | 49587.65 | 5 | 247938.25 | [8 empty] | 247938.25
40 | NA | EA ENABLING MODULE FOR INTER LOCKING PANEL 8TJ3OO1 AL:H ECCH:N | NOS. | 348791.7 | 1 | 348791.7 | [8 empty] | 348791.7
41 | NA | FLEXIBLE TERMINAL CONNECTORS OF 400 KV CT | NOS. | 1176 | 2 | 2352 | [8 empty] | 2352
42 | NA | CLAMP TERMINAL OF 400 CT | NOS. | 300 | 2 | 600 | [8 empty] | 600
43 | NA | TERMINAL PORECELAIN | NOS. | 500 | 6 | 3000 | [8 empty] | 3000
44 | NA | INSULATING TUBE EPOXIBLE | NOS. | 200 | 4 | 800 | [8 empty] | 800
45 | NA | N2 SEALING CORT | NOS. | 500 | 5 | 2500 | [8 empty] | 2500
46 | NA | GASKET OF EXPENSION CHAMBER | NOS. | 810 | 3 | 2430 | [8 empty] | 2430
47 | FF1F106007 | EYE BOLT | NOS. | 5 | 5 | 25 | [8 empty] | 25
48 | NA | DIAPHRAM | NOS. | 10 | 3 | 30 | [8 empty] | 30
49 | NA | FIRE FLY GASKET OF TERMINAL CONNECTORS | NOS. | 10 | 16 | 160 | [8 empty] | 160
50 | VV2V201013 | OIL LEVEL GUAGE GASKET | NOS. | 10 | 4 | 40 | [8 empty] | 40
51 | NA | OTHER GASKET | NOS. | 5 | 30 | 150 | [8 empty] | 150
52 | NA | BIMETALIC COPPER SLEAVE FOR TERMINAL CONNECTOR | NOS. | 25 | 1 | 25 | [8 empty] | 25
53 | NA | OIL LEVEL GLASS | NOS. | 10 | 4 | 40 | [8 empty] | 40
54 | NA | G.I. CSK BOLT 5/8" X 2" | NOS. | 5 | 11 | 55 | [8 empty] | 55
55 | NA | 420 KV CT SL NO 10646 C&G MAKE | NOS. | 180000 | 1 | 180000 | [8 empty] | 180000
56 | NA | TWIN MOOSE CONDUTOR CLAMP FOR 220 KV ABB MAKE 'CT' | NOS. | 2008.2 | 5 | 10041 | [8 empty] | 10041
57 | VV5V406010 | LINK TYPE CONNECTORS FOR PT/CT JUNCTION BOX | NOS. | 86.31 | 35 | 3020.85 | [8 empty] | 3020.85
58 | NA | CT CLAMP ABB FOR SINGLE MOOSE OLD AND USED | NOS. | 10 | 1 | 10 | [8 empty] | 10
59 | NA | 400 KV CT OF RATIO 2000-1000/1AMP. 5 CORE WITH MARSHALLING BOX AND TERMINAL CONNECTORS | NOS. | 632200 | 1 | 632200 | [8 empty] | 632200
60 | NA | SECONDERY TERMINAL | NOS. | 2000 | 1 | 2000 | [8 empty] | 2000
61 | NA | METALIC BELLOW | NOS. | 3000 | 1 | 3000 | [8 empty] | 3000
62 | NA | SET OF GASKET (7 PIE.) | NOS. | 2200 | 1 | 2200 | [8 empty] | 2200
63 | NA | GUN METAL PACKING OF TERMINAL CONNECTORS W/O BOLT & NUT (4 PIE.) | NOS. | 200 | 2 | 400 | [8 empty] | 400
64 | VV7V701004 | TERMINAL CLAMP SUITABLE FOR ACSR MOOSE TO 220 KV CVT | NOS. | 2600 | 4 | 10400 | [8 empty] | 10400
65 | NA | TERMINAL CONNECTOR SUITABLE FOR 4" IPS PIPE EXPANSION TYPE CONNECTORS | NOS. | 1000 | 1 | 1000 | [8 empty] | 1000
66 | NA | 420 KV CVT S/NO 6168975 WITH TERMINAL CONNECTORS (BHEL) | NO. | 432590 | 1 | 432590 | [8 empty] | 432590
67 | NA | PORCELAIN SUPPORT INSULATOR | NOS. | 5725 | 17 | 97325 | [8 empty] | 97325
68 | NA | ROTATING COLUMN | NOS. | 5000 | 25 | 125000 | [8 empty] | 125000
69 | NA | UPPER SECTION ISOLATOR TYPE TF-4165 | NOS. | 63000 | 4 | 252000 | [8 empty] | 252000
70 | NA | MOTOR OPERATED MACHINE TYPE G.M.F.-1-6 (CONTACTOR C1&C2-1 NO EACH OF 1 NO. MACHINE ISSUED TO SHRI P.K. JAIN J.E. IN 6/99) | NOS. | 76000 | 4 | 304000 | [8 empty] | 304000
71 | NA | TRAPZIES (WITH CORONA SPHEROIDE -10 NO. SPACER -20 | NOS. | 306 | 5 | 1530 | [8 empty] | 1530
72 | NA | COUPLING TUBE | NOS. | 200 | 6 | 1200 | [8 empty] | 1200
73 | NA | PART NO. 61-157-235-01 CONNECTING ASSY. FOR COUPLING TUBE | NOS. | 100 | 30 | 3000 | [8 empty] | 3000
74 | NA | BOLT WITH NUTS & SPRING WASHER EACH SET OF 10 NOS. | NOS. | 5 | 10 | 50 | [8 empty] | 50
75 | NA | CYLINDER SCREW 16 KT FUZK M16 X 35 | NOS. | 2 | 24 | 48 | [8 empty] | 48
76 | NA | HEXAGONAL (NUT SUZK M-16) | NOS. | 2 | 72 | 144 | [8 empty] | 144
77 | NA | LOCK WASHER NERO -16 | NOS. | 0.5 | 552 | 276 | [8 empty] | 276
78 | NA | SET OF SCREW | NOS. | 5 | 26 | 130 | [8 empty] | 130
79 | NA | HEXAGONAL SCREW FUZK/M16X 40 | NOS. | 2 | 458 | 916 | [8 empty] | 916
80 | NA | WASHER NERO NO.-12 | NOS. | 0.25 | 24 | 6 | [8 empty] | 6
81 | NA | LIMIT SWITCH FOR PILOT DUTY 2 NO + 2NC 220 V DC 2 AMP FOR 400 KV STANDARD ISOLATOR | NOS. | 500 | 10 | 5000 | [8 empty] | 5000
82 | NA | LOCK WASHER NERO -10 | NOS. | 0.25 | 24 | 6 | [8 empty] | 6
83 | NA | HEXAGONAL (NUT M-10) | NOS. | 2 | 25 | 50 | [8 empty] | 50
84 | NA | POLY CONE INSULATOR OF 220 KV S/S (1 NO. PORCELINE COLLER CHIPPED) | NOS. | 244 | 3 | 732 | [8 empty] | 732
85 | NA | BUS SUPPORT CLAMP FOR SINGLE MOOSE - (OLD AND USED ) | NOS. | 10 | 8 | 80 | [8 empty] | 80
86 | VV1V103044 | TERMINAL CONNECTOR TWIN MOOSE | NO. | 220 | 2 | 440 | [8 empty] | 440
87 | NA | RIGID TYPE TERMINAL CONNECTOR FOR 2" IPS ALUMINIUM TUBES | NO. | 150 | 2 | 300 | [8 empty] | 300
88 | NA | TERMINAL CONNECTOR 2' IPS ALUMINIUM TUBE TO 33 KV ISOLATOR | NO. | 202 | 2 | 404 | [8 empty] | 404
89 | SS4S402001 | JAW FOR 33 KV ISOLATOR | NO. | 4680 | 2 | 9360 | [8 empty] | 9360
90 | NA | BLADE BASE FOR 33 KV ISOLATOR | NO. | 10340 | 3 | 31020 | [8 empty] | 31020
91 | NA | 4"- IPS ALUMINIUM SLEAVES | NO. | 10 | 3 | 30 | [8 empty] | 30
92 | II0I002001 | PG CLAMP FOR TARANTULLA TO TARANTULLA | NO. | 500 | 1 | 500 | [8 empty] | 500
93 | II0I002002 | PG CLAMP FOR SINGLE TARAMTULLA TO MOOSE | NO. | 500 | 2 | 1000 | [8 empty] | 1000
94 | BB1B103001 | 33 KV REACTOR CONNECTOR | NO. | 100 | 3 | 300 | [8 empty] | 300
95 | NA | 2" IPS PAD CONNECTOR | NO. | 200 | 1 | 200 | [8 empty] | 200
96 | NA | TERMINAL CONNECTOR FOR 400 KV P.G. ISOLATOR SUITABLE FOR 4" IPS AL TUBE | NO. | 1000 | 1 | 1000 | [8 empty] | 1000
97 | NA | TERMINAL CONNECTOR FOR LA | NO. | 100 | 4 | 400 | [8 empty] | 400
98 | BB1B103001 | SADDLE FOR MOOSE CONDUCTOR | NO. | 40 | 10 | 400 | [8 empty] | 400
99 | NA | TERMINAL CLAMP | NO. | 50 | 6 | 300 | [8 empty] | 300
100 | NA | EARTH WIRE CLAMP | NO. | 50 | 1 | 50 | [8 empty] | 50
101 | NA | SAG COMPENSATING SPRING WITH COPPER LOOP 18.5 SQ mm. | NO. | 300 | 1 | 300 | [8 empty] | 300
102 | NA | FLEXIBLE TERMINAL CONNECTORS FOR 400 KV ISOLATOR FOR 4" IPS AL. TUBE | NO. | 2000 | 3 | 6000 | [8 empty] | 6000
103 | NA | H.T. HEX HEAD SCREW 16 X 50 WITHOUT NUTS & SPRING WASHER | NO. | 2 | 406 | 812 | [8 empty] | 812
104 | NA | MIDDLE UNIT OF 400 KV BUS ISOLATOR POST SUPPORT INSULATORS H.F.C. MAKE | NO. | 5000 | 1 | 5000 | [8 empty] | 5000
105 | NA | 22 KV POST INSULATOR S | NO. | 120 | 1 | 120 | [8 empty] | 120
106 | NA | 30 mm. NUTS | NO. | 0.5 | 85 | 42.5 | [8 empty] | 42.5
107 | NA | 30mm. SPRING WASHER | NO. | 0.5 | 52 | 26 | [8 empty] | 26
108 | NA | 16 mm. NUTS | NO. | 0.5 | 450 | 225 | [8 empty] | 225
109 | NA | G.I. BOLTS & NUTS 1X 1*1/2 | NO. | 8 | 30 | 240 | [8 empty] | 240
110 | NA | G.I. BOLTS & NUTS 1 X2*1/4 | NO. | 8 | 70 | 560 | [8 empty] | 560
111 | NA | G.I. BOLTS & NUTS 1 X3*1/2 | NO. | 10 | 50 | 500 | [8 empty] | 500
112 | NA | G.I. BOLTS & NUTS 2" X 16 mm.DIA | NO. | 1 | 590 | 590 | [8 empty] | 590
113 | NA | 30 mm. SLOTS PACKING WASHER | NO. | 3 | 50 | 150 | [8 empty] | 150
114 | NA | 1/2" NUT | NO. | 0.5 | 340 | 170 | [8 empty] | 170
115 | NA | BOLTS & NUTS OF PALE FENCING | NOS. | 0.2 | 601 | 120.2 | [8 empty] | 120.2
116 | NA | G.I. BOLT & NUTS (5/8" X 1*1/4") | KG | 16 | 11.5 | 184 | [8 empty] | 184
117 | NA | G.I. BOLTS & NUTS (5/8" X 1*1/4 TO 3") | KG | 16 | 487.5 | 7800 | [8 empty] | 7800
118 | NA | SQUARE WASHER 5/8" | NOS. | 0.1 | 1800 | 180 | [8 empty] | 180
119 | NA | SCREWS 5/32 | NOS. | 0.1 | 200 | 20 | [8 empty] | 20
120 | NA | 5/8" X 3/4" G.I. BOLTS & NUTS WITH SPRING WASHERS | NO. | 3 | 95 | 285 | [8 empty] | 285
121 | NA | 5/8" X 2-1/2 G.I. BOLTS & NUT & SPRING WASHERS | NO. | 2 | 60 | 120 | [8 empty] | 120
122 | NA | FLAT WASHER ROUND | NO. | 1 | 800 | 800 | [8 empty] | 800
123 | NA | TERMINAL CONNECTOR | NO. | 50 | 2 | 100 | [8 empty] | 100
124 | NA | BIMETALIC TERMINAL CONNECTOR FOR P.T | NO. | 150 | 1 | 150 | [8 empty] | 150
125 | NA | TRANSFORMER CLAMP OF COPPER | NO. | 500 | 3 | 1500 | [8 empty] | 1500
126 | NA | L CLAMP FOR 40 KV A | NO. | 100 | 2 | 200 | [8 empty] | 200
127 | NA | SPACERS | NO. | 613.6 | 9 | 5522.4 | [8 empty] | 5522.4
128 | NA | HT BUSHING CLAMP 4" AL PIPE BUS BAR | NO. | 6510 | 1 | 6510 | [8 empty] | 6510
129 | NA | BUS BAR CLAMP OF AL ALLOY FOR HOLDING 1" | NO. | 17160 | 2 | 34320 | [8 empty] | 34320
130 | NA | 22 KV POST INSULATOR S | NO. | 400 | 3 | 1200 | [8 empty] | 1200
131 | NA | U CLEVICE | NO. | 30 | 37 | 1110 | [8 empty] | 1110
132 | NA | EYE CLEVICE | NO. | 25 | 10 | 250 | [8 empty] | 250
133 | NA | BOLT AND EYE CLEVICE | NO. | 50 | 25 | 1250 | [8 empty] | 1250
134 | II2I202001 | EARTH WIRE TENSION FITTING FOR 7/9 SWG EARTH WIRE | NO. | 100 | 3 | 300 | [8 empty] | 300
135 | NA | TENSION FITING FOR EARTH WIRE SUIT ABLE FOR 400KV LINE | NO. | 2756.5 | 2 | 5513 | [8 empty] | 5513
136 | VV7V701003 | 400 KV CVT CLAMP SUITABLE FOR TWIN MOOSE CONDUCTOR | NO. | 15890 | 2 | 31780 | [8 empty] | 31780
137 | NA | ANCHOR SHAKLE | NO. | 10 | 1 | 10 | [8 empty] | 10
138 | II4I406010 | STEEL FERRULES | NO. | 10 | 1 | 10 | [8 empty] | 10
139 | II4I406002 | CLEAT WITH SOCKET EYE | NO. | 15 | 1 | 15 | [8 empty] | 15
140 | NA | COMPRESSION DEAD END | NO. | 15 | 1 | 15 | [8 empty] | 15
141 | II4I406004 | GRADING RING | NO. | 35 | 2 | 70 | [8 empty] | 70
142 | NA | SOCKET CLEVICE | NO. | 15 | 1 | 15 | [8 empty] | 15
143 | NA | YOKE PLATE | NO. | 20 | 1 | 20 | [8 empty] | 20
144 | FF0F045001 | CLEAT | NO. | 50 | 12 | 600 | [8 empty] | 600
145 | II4I406004 | GRADING RING | NO. | 50 | 12 | 600 | [8 empty] | 600
146 | NA | BOLT LINK FOR HARD WARE FITTING | NO. | 195 | 3 | 585 | [8 empty] | 585
147 | NA | 120 KV L.A. | NOS. | 30000 | 3 | 90000 | [8 empty] | 90000
148 | NA | INSULATING BASE | NOS. | 2000 | 1 | 2000 | [8 empty] | 2000
149 | NA | CORONA RING ASSY. | NOS. | 40 | 4 | 160 | [8 empty] | 160
150 | NA | GRADING RING ASSY. TOP | NOS. | 40 | 3 | 120 | [8 empty] | 120
151 | NA | GRADING RING ASSY. (BOTTOM) | NOS. | 40 | 3 | 120 | [8 empty] | 120
152 | NA | ARMS | NOS. | 350 | 9 | 3150 | [8 empty] | 3150
153 | NA | CLAMPS | NOS. | 10 | 9 | 90 | [8 empty] | 90
154 | NA | CARRIAGE BOLT 1/8" X 1/2" | NOS. | 5 | 9 | 45 | [8 empty] | 45
155 | NA | H.T HEX HEAD (SCREW) 1/2" X 3/8" | NOS. | 2 | 12 | 24 | [8 empty] | 24
156 | NA | SPACER 3/8" THICK TO 1/4 THICK | NOS. | 60 | 18 | 1080 | [8 empty] | 1080
157 | NA | BRACKET FOR GROUND TERMINAL ASSY. | NOS. | 60 | 3 | 180 | [8 empty] | 180
158 | NA | CLAMPS | NOS. | 10 | 3 | 30 | [8 empty] | 30
159 | NA | 198 KV 10KA RATED METOVER MATAL OXIDE SURGE ARRESTOR | NOS. | 39632.42 | 3 | 118897.26 | [8 empty] | 118897.26
160 | NA | 36 KV LIGHTING ARRESTOR MAKE CROMPTOM GREAVES | NOS. | 14787 | 4 | 59148 | [8 empty] | 59148
161 | NA | 1/2" VALVES DIAPHRAM OF STOP VALVE | NOS. | 10 | 2 | 20 | [8 empty] | 20
162 | NA | BLACK RUBBER SEATING OF FRONT COVER OF 6" DELUGE VALUE | NOS. | 50 | 1 | 50 | [8 empty] | 50
163 | NA | DIAPHARM FOR 6" DELUGE VALVE | NOS. | 100 | 4 | 400 | [8 empty] | 400
164 | NA | MOULDED RUBBER DISC FOR 4" DELUGE VALVE | NOS. | 100 | 1 | 100 | [8 empty] | 100
165 | NA | RUBBER COMRISING SEATING FOR 6" VALVE | NOS. | 50 | 4 | 200 | [8 empty] | 200
166 | NA | PROJECTOR SPRAY NOZZLE FOR MULSIFIRE | NOS. | 300 | 10 | 3000 | [8 empty] | 3000
167 | NA | PRIMARY VALVE COMPLETE FOR DELUGE VALVE | NOS. | 100 | 2 | 200 | [8 empty] | 200
168 | NA | QB DETECTOR F TYPE WITH YELLOW BULB | NOS. | 320 | 5 | 1600 | [8 empty] | 1600
169 | NA | PRESSURE SWITCH FOR MULSIFIRE SYSTEM | NO. | 520 | 1 | 520 | [8 empty] | 520
170 | NA | ELEMENT PART NO 136750 | NO. | 400 | 28 | 11200 | [8 empty] | 11200
171 | NA | ELEMENT PART NO 95679 | NO. | 400 | 15 | 6000 | [8 empty] | 6000
172 | NA | ELEMENT PART NO 158 39 | NO. | 400 | 9 | 3600 | [8 empty] | 3600
173 | NA | RUBBER GASKET PART NO AR 3245214 | NO. | 150 | 16 | 2400 | [8 empty] | 2400
174 | NA | RUBBER GASKET OF PART NO AR 3245215 | NO. | 150 | 32 | 4800 | [8 empty] | 4800
175 | NA | RUBBER GASKET OF PART NO AR 3245217 | NO. | 150 | 32 | 4800 | [8 empty] | 4800
176 | NA | RUBBER GASKET OF PART NO AR 3245216 | NO. | 150 | 32 | 4800 | [8 empty] | 4800
177 | NA | ELEMENT OUTER PART NO 3226018 | NO. | 150 | 4 | 600 | [8 empty] | 600
178 | NA | ELEMENT INNER PART NO 3226819 | NO. | 150 | 4 | 600 | [8 empty] | 600
179 | NA | ROTATING RECTIFIRE ASSY SUITABLE FOR BUSH LOSS GUNERATOR (AB 345016) | NO. | 470 | 1 | 470 | [8 empty] | 470
180 | NA | BEARING DE NO NA 324 | NO. | 1000 | 1 | 1000 | [8 empty] | 1000
181 | NA | BEARING NDE NO 6324 | NO. | 1000 | 1 | 1000 | [8 empty] | 1000
182 | NA | WATER FILTER FOR D.G. SET MADE OF ANTICOROSIN MATEL | NO. | 600 | 1 | 600 | [8 empty] | 600
183 | NA | L&T MAKE CONTACTER ML - 12 415 V 3 PHASE | NO | 17992 | 1 | 17992 | [8 empty] | 17992
184 | NA | L&T MAKE SINGLE PHASE PREVENTOR TYPE ES-100 1415 V FOR 1 HP MOTOR | NO | 1934.4 | 1 | 1934.4 | [8 empty] | 1934.4
185 | NA | L&T MAKE SINGLE PHASE PREVENTOR TYPE ES 100 415 V FOR 3 HP MOTOR | NOS | 1934.4 | 1 | 1934.4 | [8 empty] | 1934.4
186 | NA | L&T MAKE SINGLE PHASE PREVENTOR TYPE ES 100 415 V FOR 5 HP MOTOR | NOS | 1934.4 | 2 | 3868.8 | [8 empty] | 3868.8
187 | NA | L&T MAKE SINGLE PHASE PREVENTOR TYPE ES 100 415 V FOR 10 HP MOTOR | NOS | 1934.4 | 1 | 1934.4 | [8 empty] | 1934.4
188 | NA | SWITCH FUSE UNIT WITH SUITABLE BOX TYPE ENCLOSURERATING-160 AMP SET OF TWO NO WITH REQUIRED LENGTH OF CABLE AND LUGS | SET | 74035.32 | 1 | 74035.32 | [8 empty] | 74035.32
189 | NA | 3 PHASE 415 V FOOT MOUNTED (DUTY S-1) MOTOR FOR AIR COMPRESSOR 0.5 HP 1370 RPM NGEF | NOS | 7650.31 | 1 | 7650.31 | [8 empty] | 7650.31
190 | NA | 3 PHASE 415 V FOOT MOUNTED (DUTY S-1) MOTOR FOR VACUUM PUMP(SGR500) 1.5 HP 1400 RPM NGEF | NOS | 9254.41 | 1 | 9254.41 | [8 empty] | 9254.41
191 | NA | 3 PHASE 415 V FOOT MOUNTED MOTOR FOR ROOTS PUMP MB(3000) 10 HP, 1440 RPM NGEF |  | 27763.24 | 1 | 27763.24 | [8 empty] | 27763.24
192 | NA | 3 PHASE 415 V FOOT MOUNTED (DUTY S-1) MOTOR 5 HP, 2880 RPM JYOTI MAKE FOR CENTRIFUGAL PUMP | NOS | 16688.79 | 1 | 16688.79 | [8 empty] | 16688.79
193 | NA | EDGE FILTER CANDLE, ACTIVE LENGTH 1130 (SET OF 32 NOS) | SET | 53459.76 | 2 | 106919.52 | [8 empty] | 106919.52
194 | NA | 65 UL DISCHARGE PUMP | NOS | 45509.93 | 1 | 45509.93 | [8 empty] | 45509.93
195 | NA | GEAR PUMP RT/125 WITHOUT MOTOR | NOS | 48966.4 | 1 | 48966.4 | [8 empty] | 48966.4
196 | NA | HEATER 5.5 KW FOR 6000 LPH CENTRIFUGING OIL FILTRATION PLANT | NOS | 9647.5 | 36 | 347310 | [8 empty] | 347310
197 | NA | OIL PIPES WITH STELL FLANGES SUITABLE FOR 6000 LPH CAP. CENTRIFUGING MACHINE NITRILE RUBBER HOSE PIPES WITH BOTH END CONNECTING FLANGES SUITABLE FOR OIL AND TEMPERATURE OF 100 DEG MAXIMUM SIZE 40NB X 20 MTR. LONG. | NOS | 70370 | 2 | 140740 | [8 empty] | 140740
198 | NA | DECT BASE STATION | NO. | 11319 | 2 | 22638 | [8 empty] | 22638
199 | NA | DECT HAND SET | NO. | 2829.75 | 2 | 5659.5 | [8 empty] | 5659.5
200 | NA | MAIN DISTRIBUTION BOX 50 PAIRS | NOS. | 794.5 | 1 | 794.5 | [8 empty] | 794.5
201 | NA | MAIN DISTRIBUTION BOX 30 PAIRS | NOS. | 522.1 | 3 | 1566.3 | [8 empty] | 1566.3
202 | NA | MAIN DISTRIBUTION BOX 10 PAIRS | NOS. | 238.35 | 3 | 715.05 | [8 empty] | 715.05
203 | NA | 100 AMP. MCCB | NOS. | 10782.5 | 5 | 53912.5 | [8 empty] | 53912.5
204 | NA | RELAY TYPE VAJC MODEL NU VATC 220 V-DC HBF 34 | NOS. | 300 | 17 | 5100 | [8 empty] | 5100
205 | NA | RELAY VTQ M -15 BMA -22398 | NOS. | 3200 | 1 | 3200 | [8 empty] | 3200
206 | NA | COVER GLASS ASSY. | NOS. | 50 | 1 | 50 | [8 empty] | 50
207 | NA | METER CASE WITH GLASS 144Sq mm. | NOS. | 60 | 1 | 60 | [8 empty] | 60
208 | NA | COVER GLASS OF RELAY | NOS. | 200 | 3 | 600 | [8 empty] | 600
209 | NA | COVER GLASS OF RELAY 1/2 VAA -22 | NOS. | 250 | 1 | 250 | [8 empty] | 250
210 | NA | PRINT TYPE E2-EF | NOS. | 500 | 3 | 1500 | [8 empty] | 1500
211 | NA | RESISTANCE 35 W, 3.3 OHM | NOS. | 50 | 3 | 150 | [8 empty] | 150
212 | NA | ODL BASE LAMP HOLDER | NOS. | 10 | 6 | 60 | [8 empty] | 60
213 | NA | ODL 220 V BLANK LABLE | NOS. | 2 | 8 | 16 | [8 empty] | 16
214 | NA | SEMAPHORE DISC OF VAM 12 | NOS. | 50 | 1 | 50 | [8 empty] | 50
215 | NA | SEMAPHORE LENCE FOR ODL LAMP(RED& GREEN) | NOS. | 13 | 16 | 208 | [8 empty] | 208
216 | NA | COVER GLASS ASSY. | NOS. | 50 | 5 | 250 | [8 empty] | 250
217 | NA | RESISTANCE 4 K OHM 35 W | NOS. | 50 | 3 | 150 | [8 empty] | 150
218 | NA | AMPERE METER 0-30 RANGE | NOS. | 100 | 1 | 100 | [8 empty] | 100
219 | NA | RESISTANCE 4 K OHM 12 W FOR ANNANCIATION RELAY. | NOS. | 20 | 12 | 240 | [8 empty] | 240
220 | NA | SPARE KNOB FOR 100 AMP T. P.N. SWITCH | NOS. | 50 | 5 | 250 | [8 empty] | 250
221 | NA | SPARE KNOB FOR VTQM RELAY- TIE -300 | NOS. | 30 | 3 | 90 | [8 empty] | 90
222 | NA | INDICATION KNOB FOR TIE-300 | NOS. | 90 | 12 | 1080 | [8 empty] | 1080
223 | NA | K.W.H. METER 3 X 4, 10 AMP. | NOS. | 500 | 1 | 500 | [8 empty] | 500
224 | NA | MVAR METER 0-30 | NOS. | 100 | 1 | 100 | [8 empty] | 100
225 | NA | ODS SWITCH 16/N/120/SRL2 Phn 101 HAVING 7+1 BLOCK FOR T/F CB. | NOS. | 15990 | 1 | 15990 | [8 empty] | 15990
226 | NA | DIGITAL PANNEL METER FOR 220 KV PANNEL RANGE 0-1000 AMP. | NOS. | 2867 | 2 | 5734 | [8 empty] | 5734
227 | NA | DIGITAL PANNEL METER TO DISPLAY CURRENT IN AMP 132 KV PANNEL RANGE 0-500 AMP | NOS. | 2835 | 1 | 2835 | [8 empty] | 2835
228 | NA | FERQUENCY METER | NOS. | 100 | 1 | 100 | [8 empty] | 100
229 | SS6S610016 | HRC FUSE 20 AMP | NOS. | 34.65 | 17 | 589.05 | [8 empty] | 589.05
230 | SS6S610014 | FUSE 25 AMP BOLTED TYPE | NOS. | 144.36 | 34 | 4908.24 | [8 empty] | 4908.24
231 | SS6S610014 | HRC FUSE BOLTED TYPE 25 AMP | NOS. | 144.36 | 25 | 3609 | [8 empty] | 3609
232 | NA | HRC FUSE GEAR BL MAKE TYPE NHS 8001, 415 V, 160 AMP | NOS. | 823.66 | 6 | 4941.96 | [8 empty] | 4941.96
233 | NA | HRC FUSE 400 AMP. L&T MAKE | NOS. | 933.75 | 2 | 1867.5 | [8 empty] | 1867.5
234 | NA | FUSE 315 AMP. TSK 315 415 V | NOS. | 933.75 | 3 | 2801.25 | [8 empty] | 2801.25
235 | NA | BOTILE TYPE FUSE SUITABLE FOR ELGI MAKE COMPRESSOR 16 AMP. | NOS. | 275.62 | 1 | 275.62 | [8 empty] | 275.62
236 | SS6S610004 | HRC FUSE 200 AMP | NOS. | 692.35 | 3 | 2077.05 | [8 empty] | 2077.05
237 | SS6S610003 | 400 AMP HRC FUSE | NOS. | 959.075 | 3 | 2877.225 | [8 empty] | 2877.225
238 | SS6S610006 | 100 AMP HRC FUSE | NOS. | 732.075 | 9 | 6588.675 | [8 empty] | 6588.675
239 | SS6S610008 | 63 AMP HRC FUSE | NOS. | 505.075 | 15 | 7576.125 | [8 empty] | 7576.125
240 | SS6S610010 | 32 AMP HRC FUSE | NOS. | 454 | 7 | 3178 | [8 empty] | 3178
241 | SS6S613001 | 32 AMP BOTTLE TYPE FUSE | NOS. | 454 | 20 | 9080 | [8 empty] | 9080
242 | SS6S613002 | 16 AMP BOTTLE TYPE FUSE | NOS. | 278.075 | 6 | 1668.45 | [8 empty] | 1668.45
243 | SS6S610020 | 10 AMP HRC FUSE | NOS. | 62.425 | 15 | 936.375 | [8 empty] | 936.375
244 | SS6S610022 | 6 AMP HRC FUSE | NOS. | 62.425 | 38 | 2372.15 | [8 empty] | 2372.15
245 | SS6S610026 | 4 AMP HRC FUSE | NOS. | 45.4 | 40 | 1816 | [8 empty] | 1816
246 | SS6S610003 | 400 AMP HRC | NOS. | 959.075 | 6 | 5754.45 | [8 empty] | 5754.45
247 | SS6S610006 | 100 AMP HRC | NOS. | 732.075 | 15 | 10981.125 | [8 empty] | 10981.125
248 | SS6S610008 | 63 AMP HRC | NOS. | 505.075 | 15 | 7576.125 | [8 empty] | 7576.125
249 | SS6S610010 | 32 AMP HRC | NOS. | 454 | 20 | 9080 | [8 empty] | 9080
250 | SS6S613001 | 32 AMP BOTTLE TYPE | NOS. | 454 | 20 | 9080 | [8 empty] | 9080
251 | SS6S613002 | 16 AMP BOTTLE TYPE | NOS. | 278.075 | 25 | 6951.875 | [8 empty] | 6951.875
252 | SS6S610020 | 10 AMP HRC | NOS. | 62.425 | 28 | 1747.9 | [8 empty] | 1747.9
253 | SS6S610022 | 6 AMP HRC | NOS. | 62.425 | 33 | 2060.025 | [8 empty] | 2060.025
254 | SS6S610027 | 2 AMP HRC | NOS. | 45.4 | 25 | 1135 | [8 empty] | 1135
255 | SS6S610027 | 2 AMP HRC FUSE | NOS. | 45.4 | 45 | 2043 | [8 empty] | 2043
256 | NA | L&T MAKE ET 100 TIMER CAT NO SE 92005 V 240/415 V AC | NO | 866.32 | 1 | 866.32 | [8 empty] | 866.32
257 | NA | G.I. ROUND WASHER (5/8" X 6MM) | KG. | 16 | 40 | 640 | [8 empty] | 640
258 | NA | BOLTS NUTS & WASHER OF PRDESTAL LINE TRAP | NOS. | 5 | 24 | 120 | [8 empty] | 120
259 | NA | U" BOLT WITH DOUBLE NUT TO SPRING WASHER | NOS. | 1 | 48 | 48 | [8 empty] | 48
260 | NA | FLAT WASHER ROUND | NOS. | 0.1 | 501 | 50.1 | [8 empty] | 50.1
261 | NA | HEX SCREW | NOS. | 1 | 21 | 21 | [8 empty] | 21
262 | NA | ANCHOR BOLT WITH DOUBLE NUT 32 MM | NOS. | 2 | 20 | 40 | [8 empty] | 40
263 | NA | PVC CONTROL CABLE ARMOURED 37C X 2.5 Sqmm. CU 310+503 length | MTS | 98 | 813 | 79674 | [8 empty] | 79674
264 | NA | PVC ARMOURED CABLE 4 X 16 Sqmm., ALUMINIUM (IN PIECES ) | MTS | 10 | 76.2 | 762 | [8 empty] | 762
265 | NA | L.T. CABLE 3*1/2C X 50 Sqmm. | KM | 10 | 0.023 | 0.23 | [8 empty] | 0.23
266 | NA | 4" IPS ALUMINIUM TUBE 40 Mtr IN CUT LENGTH | MTS | 300 | 561.5 | 168450 | [8 empty] | 168450
267 | NA | 2" IPS ALUMINIUM TUBE IN CUT LENGTH | MTS | 140 | 27.7 | 3878 | [8 empty] | 3878
268 | NA | 75 Ohm HP CABLE (OLD/SCRAP) | MTS | 10 | 313 | 3130 | [8 empty] | 3130
269 | NA | P.V.C. POWER CABLE ARMOURED (3/1/2 CORE X 400 SQ mm.) | MTS | 2700 | 484 | 1306800 | [8 empty] | 1306800
270 | NA | P.V.C. POWER CABLE ARMOURED (3/1/2 CORE X 25 SQ mm.)IN CUT LENGTH | MTS | 15 | 90 | 1350 | [8 empty] | 1350
271 | NA | HEAT SHIRNKING OUT DOOR AND TERMINATION KIT SUITABLE FOR 33 KV 3X50 SQ MM XLPE COLDE | NOS | 14560 | 1 | 14560 | [8 empty] | 14560
272 | NA | CABLE AL-XLPE 3X300 MM2 33 KV ARMOURED CABLE | MTR | 1428.5 | 11 | 15713.5 | [8 empty] | 15713.5
273 | PP1P146002 | DRILL BIT 5/8" (OLD & USED) | NOS. | 80 | 2 | 160 | [8 empty] | 160
274 | PP1P146002 | DRILL BIT 1/2" (OLD & USED) | NOS. | 50 | 1 | 50 | [8 empty] | 50
275 | NA | SPECIAL CLAMPS | NOS. | 30 | 9 | 270 | [8 empty] | 270
276 | NA | PLASTIC CONTAINER 20 LIT EMPTY | NOS. | 10 | 4 | 40 | [8 empty] | 40
277 | NA | BRUSH ABLE THERMA PLASTIC CAPLYMER BASE INSULATION COATING MATERIAL OF DICLET , IC STRENGTH OF 55 KV/MM | KG. | 9000 | 5 | 45000 | [8 empty] | 45000
278 | NA | 11 KV DISC INSULATOR (11500 KG X PIN) | NOS. | 100 | 240 | 24000 | [8 empty] | 24000
279 | CC3C317001 | ALUMINUM TAP ROL 2" | NOS. | 936.375 | 5 | 4681.875 | [8 empty] | 4681.875
280 | VV2V204001 | TRANSFORMER OIL (FRESH) DRUM EACH 209 LITER | NOS. | 11304.6 | 1 | 11304.6 | [8 empty] | 11304.6
281 | NA | EHV GRADE T/F OIL DRUM CONFERMING TO IS 335/1993 | LTR. | 69.78 | 54 | 3768.12 | [8 empty] | 3768.12
282 | FF3F302005 | M.S. RAILS 90 LBS 9 TO 10 M LONG | NOS. | 1000 | 4 | 4000 | [8 empty] | 4000
283 | NA | LOCKING DEVICE FOR 90 Lbs RAIL | NOS. | 50 | 4 | 200 | [8 empty] | 200
284 | FF4F401006 | RS JOIST 8" X 6" (6 TO 6.5 M LONG) | NOS. | 1000 | 2 | 2000 | [8 empty] | 2000
285 | FF4F401002 | RS JOIST 100 X100X16 MM. 9.5 M LONG | NOS. | 500 | 1 | 500 | [8 empty] | 500
286 | FF4F401003 | RS JOIST 75X150 MM 9.5 M LONG | NOS. | 700 | 1 | 700 | [8 empty] | 700
287 | FF4F401004 | RS JOIST 75X150 MM IN BEND CONDITION | NOS. | 200 | 1 | 200 | [8 empty] | 200
288 | NA | CABLE GLAND 3*1/2 X 128 MM. | NOS. | 50 | 6 | 300 | [8 empty] | 300
289 | CC3C313002 | CABLE GLAND 3*1/2 X 400 MM. | NOS. | 150 | 14 | 2100 | [8 empty] | 2100
290 | CC3C313001 | CABLE GLAND 1C X 400 MM. | NOS. | 150 | 6 | 900 | [8 empty] | 900
291 | NA | CABLE GLAND COMPRESSOR TUBE FOR 1 C X 400 SQ.MM. CABLE | NOS. | 40 | 60 | 2400 | [8 empty] | 2400
292 | NA | CABLE LUGS COMPRISION TYPE FOR 400 K.V. S/S AL. POWER CABLE | NOS. | 100 | 3 | 300 | [8 empty] | 300
293 | NA | CU. LUGS 2.5 MM. | NOS. | 0.3 | 608 | 182.4 | [8 empty] | 182.4
294 | NA | CU LUGS 4.0MM. | NOS. | 0.4 | 885 | 354 | [8 empty] | 354
295 | NA | CABLE MARKER | NOS. | 30 | 6 | 180 | [8 empty] | 180
296 | NA | 11 KV HEAT STRINK TYPE STRAIGHT THROUGH CABLE JOINTING KIT 3X400 XCPF | NO. | 9412 | 1 | 9412 | [8 empty] | 9412
297 | NA | M SEEAL PUSH ON OUTDOOR END TERMINATION FOR 11 KV X LPECABLE OF ISZE 3X300 SQMM. | NO. | 4500 | 1 | 4500 | [8 empty] | 4500
298 | NA | STAY WIRE ROPES 3/4 " DIA | MTR | 10 | 35 | 350 | [8 empty] | 350
299 | NA | G.I. EARTH WIRE 26*5 SQMM | KG | 10 | 210 | 2100 | [8 empty] | 2100
300 | PP0P016005 | FLEXIBLE STEEL WIRE ROPE 10 MM DIA | MTR | 10 | 200 | 2000 | [8 empty] | 2000
301 | NA | SISAL ROPE 1" DIA | KG | 20 | 20 | 400 | [8 empty] | 400
302 | PP0P016006 | STEEL WIRE ROPE 8 MM | MTR | 114.4 | 100 | 11440 | [8 empty] | 11440
303 | PP0P016004 | STEEL WIRE ROPE 12 MM | MTR | 156 | 75 | 11700 | [8 empty] | 11700
304 | PP0P015016 | POLY PROPLENE ROPE 12 MM | KG. | 130 | 20.1 | 2613 | [8 empty] | 2613
305 | NA | POLY PROPLENE ROPE 20 MM | KG. | 130 | 50 | 6500 | [8 empty] | 6500
306 | NA | 7/9 SWG EARTH WIRE | KM. | 78375 | 2 | 156750 | [8 empty] | 156750
307 | II2I202001 | TENSION CLAMP SUITABLE FOR 7/9 SWG EARTH WIRE | NOS | 1149.5 | 2 | 2299 | [8 empty] | 2299
308 | FF0F015002 | GALVANIZED TOWER PARTS (OLD & DISMANTE) | MT | 10000 | 1.21 | 12100 | [8 empty] | 12100
309 | NA | EARTH WIRE 7/9 SWG | MTR | 10 | 144 | 1440 | [8 empty] | 1440
310 | PP0P016014 | STAY WIRE ROPES 7/10 SWG | KG | 10 | 90 | 900 | [8 empty] | 900
311 | NA | G.I. WIRE NOS 8 | KG | 10 | 45 | 450 | [8 empty] | 450
312 | NA | TEMPLATE 400 KV B TYPE TOWER | SET | 36380 | 1 | 36380 | [8 empty] | 36380
313 | II3I301001 | JOINT MID SPAIN FOR MOOSE CONDUCTOR COMPLETE | NOS | 1000 | 3 | 3000 | [8 empty] | 3000
314 | NA | REPAIR SLEAVE FOR MOOSE CONDUCTOR | NOS. | 300 | 1 | 300 | [8 empty] | 300
315 | II3I301008 | JOINT MID SPAIN FOR EARTH WIRE 7/9 SWG | NOS. | 505 | 6 | 3030 | [8 empty] | 3030
316 | NA | STUB AND CLEAT FOR TOWR TYPE "MAT" LKMATIH L 200X200X18H BSE .4363.00MM LENGTH LKMAT2H L 100X100X6H-BSEI 400.00 MM LENGTH LKMAT3LH L100X100X6H-BSEL 265.00MM LENGTH LKMAT 3RH L 100X100X6H-BSEI 265.00 | NOS. | 76006 | 3 | 228018 | [8 empty] | 228018
317 | A102 | STAY WIRE | KG. | 15 | 10 | 150 | [8 empty] | 150
318 | NA | STUB AND CLEAT FOR TOWER TYPE "MAT" LKMATIH L 200X200X18 H BSE .4363.00MM LENGTH LKMAT2H L 100X100X6H-BSEI 400.00 MM LENGTH LKMAT3LH L100X100X6H-BSEL 265.00 MM LENGTH LKMAT 3RH L 100X100X6H-BSEI 265.00 | SET | 73006 | 3 | 219018 | [8 empty] | 219018
319 | NA | COMPRESSION TYPE TENSION CLAMP SUITABLE FOR 7/9 SWG GS EARTH WIRE FOR 400 KV LINE | NOS. | 1702.5 | 15 | 25537.5 | [8 empty] | 25537.5
320 | NA | BUNDLE SPACERS COMPLETE WITH PA ROAD SUITABLE ROD TWIN MOOSE CONDUCTOR OF 400 KV LINE. | NOS. | 2837.5 | 10 | 28375 | [8 empty] | 28375
321 | II3I303001 | VIBRATION DAMPER SUITABLE FOR ACSR MOOSE CONDUCTOR OF 400 KV LINE | NOS. | 2270 | 2 | 4540 | [8 empty] | 4540
322 | NA | Polymer insulator string of 160 KN suitable for 400 KV line tension tower | NOS. | 16399.6 | 13 | 213194.8 | [8 empty] | 213194.8
323 | NA | MVAR meter range (-200 to +200) CTR 500/1A PTR-110KV/110V | No. | 11200 | 1 | 11200 | [8 empty] | 11200
324 | NA | Siemens make 3 phase contractor 3TA4822, 415V-498V, 50HZ 60 HZ | No. | 9534 | 1 | 9534 | [8 empty] | 9534
325 | MM3M304001 | Digital power meter, 3 phase, 3E-4W. 400 KV /110 Volt Ac, MKW meter, Accuracy class 0.2. Size: (140 mm x 140 mm) or (96 mm x 96 mm) as per availability in market and CTR: 2000/1 | No. | 10669 | 2 | 21338 | [8 empty] | 21338
326 | MM3M304001 | Digital power meter, 3 phase, 3E-4W, 400 KV/110 Volt AC, MKVAR Meter, Acuracy class 0.2. Size: (140 mm X 140mm) or (96 mm x 96 mm) as per availability in market and CTR: 2000/1 | No. | 10669 | 2 | 21338 | [8 empty] | 21338
327 | VV2V206002 | Digital Repeater OTI (oil Temp. Indicator) Meter, Temp. 150 oC 40-53 HZ, Aux supply 90-260V AC/DC | No. | 13960.5 | 2 | 27921 | [8 empty] | 27921
328 | VV2V207003 | Digital Repeater WTI (winding Temp. Indicator) Meter, Temp. 150oC 40-53 Hz, Aux Supply 90-260 V AC/DC | No. | 11009.5 | 2 | 22019 | [8 empty] | 22019
329 | SS6S610003 | HRC Fuse 400 Amp. good quality of ISI mark | No. | 1106.63 | 7 | 7746.41 | [8 empty] | 7746.41
330 | SS6S610001 | HRC fuse 850 Amp. | No. | 2809.13 | 2 | 5618.26 | [8 empty] | 5618.26
331 | SS6S610002 | HRC fuse 660 Amp. | No. | 2497 | 1 | 2497 | [8 empty] | 2497
332 | NA | Earthing plate top side made by copper as per direction of Engineer Incharge | No. | 2218.92 | 4 | 8875.68 | [8 empty] | 8875.68
333 | NA | Anti Oxidant forging terminal stud brass make 10 x50 mm size with 2 Nos. washer and chuk nuts. | No. | 90.8 | 33 | 2996.4 | [8 empty] | 2996.4
334 | JJ1J101026 | Y1 Coil-LA 516771 AY | No. | 7549.24 | 2 | 15098.48 | [8 empty] | 15098.48
335 | JJ1J101027 | Y2 Coil-LA 516771 AY | No. | 7549.24 | 2 | 15098.48 | [8 empty] | 15098.48
336 | NA | Overload and Single phasing Prevener 4.5A-5.5A | No. | 1702.5 | 2 | 3405 | [8 empty] | 3405
337 | NA | Timer ET-100 Voltage -220V AL | No. | 1702.5 | 2 | 3405 | [8 empty] | 3405
338 | NA | 220Volt heavy duty DC Hooter sound output range is 90db to 110 db | No. | 2718.5 | 1 | 2718.5 | [8 empty] | 2718.5
339 | JJ1J101003 | Closing Coil-126 Ohm, 220V DC-400 KV Sp/SP Breaker | No. | 3886.875 | 4 | 15547.5 | [8 empty] | 15547.5
340 | JJ1J101001 | Tripping coil-80Ohm, 220V DC-400 KV Sp/SP Breaker | No. | 3886.875 | 4 | 15547.5 | [8 empty] | 15547.5
341 | SS7S701003 | MCB-220V DC 16A | No. | 1036.5 | 5 | 5182.5 | [8 empty] | 5182.5
342 | NA | PD timer 400 KV SP/Sp Breaker OMRON make H3DK2-AZ-220 V DC | No. | 15936.19 | 5 | 79680.95 | [8 empty] | 79680.95
343 | NA | Contactor for PD 3 NO+2NC, 220V DC SCHNEIDER or equivalent make | No. | 3044.72 | 6 | 18268.32 | [8 empty] | 18268.32
344 | NA | DC Supervision change over contactor 3 No+2NC, 220 DC SCHNEIDER make | No. | 3044.72 | 5 | 15223.6 | [8 empty] | 15223.6
345 | NA | (a) Add on Block 2 No+2NC | No. | 842.16 | 4 | 3368.64 | [8 empty] | 3368.64
346 | NA | (b) Add on Block 4 No | No. | 842.16 | 4 | 3368.64 | [8 empty] | 3368.64
347 | NA | Gas filling valve (Gas filling device consisting of Gas regulator, Gas pipe 3 Mtr. Length, gas filling adaptor) | No. | 18365.48 | 1 | 18365.48 | [8 empty] | 18365.48
348 | MM2M202005 | 110V/220 KV Volt meter (AE/Schneider/L&T) with following specification:- 1. Operating Voltage:– 90V-270V AC, 50Hz 2. Digit:– 4 digit display 3. Display Color:– Red 4. Accuracy class:– 1.0 | Nos. | 2773 | 2 | 5546 | [8 empty] | 5546
349 | JJ2J201003 | Closing Coil for 245 KV SF6 CB 220V DC | Nos. | 1200 | 9 | 10800 | [8 empty] | 10800
350 | JJ2J201001 | Tripping coil for 245 KV SF6 CB 220V DC | Nos. | 1200 | 8 | 9600 | [8 empty] | 9600
351 | NA | S3 SPARE1 CU PIPE WITH ADAPTOR WITH O RING | No. | 13126.32 | 1 | 13126.32 | [8 empty] | 13126.32
352 | MM2M203004 | Amper meter | No. | 2914.6 | 2 | 5829.2 | [8 empty] | 5829.2
353 |  | Pipe type structure of 400 KV CT | No. | 50000 | 1 | 50000 | [8 empty] | 50000
354 |  | ACDB Panel (Old and used) Received back | No. | 10000 | 1 | 10000 | [8 empty] | 10000
355 |  | 400KV DOUBLE BREAK MOTOR OPERATED ISOLATOR WITH EARTH SWITCH | No. | 1241800.02 | 2 | 2483600.04 | [8 empty] | 2483600.04
356 |  | 220KV DOUBLE BREAK MOTOR OPERATED ISOLATOR WITH EARTH SWITCH | NO. | 350401.62 | 4 | 1401606.48 | [8 empty] | 1401606.48
357 | NA | RESISTANCE BULB TYPE 3300330-01 GI NO. 583203 | NOS | 10 | [6 empty] | 1 | 10 |  |  | 10
358 | NA | COMPLETE SET OF GASKET | NOS | 7789 | [6 empty] | 1 | 7789 |  |  | 7789
359 | NA | THERMAL RELAY TYPE H.T.H.-62 A THERMOMETER | NOS | 1145 | [6 empty] | 1 | 1145 |  |  | 1145
360 | NA | THERMAL RELAY TYPE H.T.H.-64 A | NOS | 9058 | [6 empty] | 1 | 9058 |  |  | 9058
361 | NA | FAN BW | NOS | 415.8 | [6 empty] | 1 | 415.8 |  |  | 415.8
362 | NA | INDICATOR OF TEMPERATURE LN -11 A CLASS 2-O NO. 591, 94-0001 | NOS | 4158 | [6 empty] | 1 | 4158 |  |  | 4158
363 | NA | POWER SUPPLY TYPE T-100 R OUTPUT 1.1 KV 20 m | NOS | 2820 | [6 empty] | 1 | 2820 |  |  | 2820
364 | NA | CHANGER SWITCH MT-22 | NOS | 230 | [6 empty] | 1 | 230 |  |  | 230
365 | NA | DIAL OIL LEVEL GAUGE | NOS | 2020 | [6 empty] | 1 | 2020 |  |  | 2020
366 | NA | OIL PUMP RK2 5413 | NOS | 17380 | [6 empty] | 1 | 17380 |  |  | 17380
367 | NA | COMPRESSION TERMINAL TU-200 H X2 X 12 | NOS | 4500 | [6 empty] | 1 | 4500 |  |  | 4500
368 | NA | CLAMP TERMINAL OF MV BUSHING | NOS | 1800 | [6 empty] | 1 | 1800 |  |  | 1800
369 | NA | FUSE 3A FOR COOLER CONTROL PANEL | NOS | 50 | [6 empty] | 2 | 100 |  |  | 100
370 | NA | TERMINAL FOR MV BUSHING | NOS | 1000 | [6 empty] | 1 | 1000 |  |  | 1000
371 | NA | FLEXIBLE TERMINAL HV-0698 | NOS | 4500 | [6 empty] | 2 | 9000 |  |  | 9000
372 | NA | RING FOR FLEXIBLE TERMINAL | NOS | 2500 | [6 empty] | 3 | 7500 |  |  | 7500
373 | NA | UPPER TERMINAL FLEXIBLE | NOS | 4500 | [6 empty] | 3 | 13500 |  |  | 13500
374 | NA | MV BUSHING TYPE 37-245 KV 800 AMP. | NOS | 137100 | [6 empty] | 1 | 137100 |  |  | 137100
375 | VV2V207001 | Winding temperature indicator provided with four mercury switches suitable for -: 240 MVA 400/220/33 kv auto T/F mitsubishi make installed at 400 kv s/s Rishikesh | NOS | 20342.5 | [6 empty] | 2 | 40685 |  |  | 40685
376 | NA | CU" PIPE SUITABLE FOR FITTING IN HYDRAULIC AND OTHER INTER LOCKING PIPE OF (DIFFERENT SIZE) INTER LOCKING PIPE | NOS | 200 | [6 empty] | 7 | 1400 |  |  | 1400
377 | JJ1J101052 | CU" PIPE BUSH | NOS | 70 | [6 empty] | 2 | 140 |  |  | 140
378 | JJ1J101040 | GASKET FOR DRIVING ROD 429,5441-0015 | NOS | 400 | [6 empty] | 2 | 800 |  |  | 800
379 | JJ1J101040 | GASKET FOR DRIVING ROD 42905442-0014 | NOS | 300 | [6 empty] | 1 | 300 |  |  | 300
380 | NA | CABLE SEALING 445 mmLONG 44063012 | NOS | 5 | [6 empty] | 50 | 250 |  |  | 250
381 | NA | O'RING (DIFFERENT SIZE ) | NOS | 20 | [6 empty] | 102 | 2040 |  |  | 2040
382 | NA | SUPPORT RING SRA-1005 | NOS | 25 | [6 empty] | 2 | 50 |  |  | 50
383 | JJ1J101024 | SUPPORT RING 8214/15 300-9 | NOS | 35 | [6 empty] | 2 | 70 |  |  | 70
384 | NA | SEAL PACKING (O) | NOS | 30 | [6 empty] | 1 | 30 |  |  | 30
385 | NA | SEAL PACKING A1911 | NOS | 30 | [6 empty] | 1 | 30 |  |  | 30
386 | NA | O-RING FOR N2 PUSH ROD | NOS | 30 | [6 empty] | 2 | 60 |  |  | 60
387 | NA | 220 V D C COIL FOR MV CONTACTOR OF DC BOARD | NOS | 400 | [6 empty] | 6 | 2400 |  |  | 2400
388 | NA | PACKING-RD-10 | NOS | 10 | [6 empty] | 1 | 10 |  |  | 10
389 | NA | CONTACTOR K2 3TH ,8280 OB | NOS | 300 | [6 empty] | 1 | 300 |  |  | 300
390 | NA | COIL FOR CONTACTOR 3TA, 610B-220V | NOS | 200 | [6 empty] | 19 | 3800 |  |  | 3800
391 | JJ1J101033 | CONTACTOR 3TA-61 | NOS | 300 | [6 empty] | 1 | 300 |  |  | 300
392 | NA | O RING SG 90032025 | NOS | 100 | [6 empty] | 36 | 3600 |  |  | 3600
393 | NA | DOWTY SEAL SG90034018 | NOS | 200 | [6 empty] | 6 | 1200 |  |  | 1200
394 | NA | CLOSING COIL FOR TELK CB | NOS. | 3736 | [6 empty] | 2 | 7472 |  |  | 7472
395 | NA | COVER 333042 | NOS. | 7000 | [6 empty] | 3 | 21000 |  |  | 21000
396 | NA | NOZZLE 3V-33045 | NOS. | 7320 | [6 empty] | 3 | 21960 |  |  | 21960
397 | NA | CONTACTOR (W-3V 34029) | NOS. | 10000 | [6 empty] | 3 | 30000 |  |  | 30000
398 | NA | CONTACTOR W-34982 | NOS. | 10000 | [6 empty] | 3 | 30000 |  |  | 30000
399 | NA | GASKET 3V 31749-C | NOS. | 1500 | [6 empty] | 2 | 3000 |  |  | 3000
400 | NA | GASKET 3V 31749-B | NOS. | 1700 | [6 empty] | 2 | 3400 |  |  | 3400
401 | NA | GASKET 3V 31749-D | NOS. | 1948 | [6 empty] | 2 | 3896 |  |  | 3896
402 | NA | AIR COMPRESSOR MOTOR 3 PHASE ,5HP | NOS. | 5720 | [6 empty] | 1 | 5720 |  |  | 5720
403 | NA | TAKE OF ASSEMBLY SUITABLE FOR 220 KV ISOLATOR | NOS. | 16911.5 | [6 empty] | 2 | 33823 |  |  | 33823
404 | NA | Z BREAKET (SWT 432105 P1) | NOS. | 1200 | [6 empty] | 36 | 43200 |  |  | 43200
405 | NA | SUPPORT (SWT -432148 P1) | NOS. | 180 | [6 empty] | 96 | 17280 |  |  | 17280
406 | NA | FORK (SWT -332096-P1) | NOS. | 5 | [6 empty] | 36 | 180 |  |  | 180
407 | NA | PIN (SWT-532032P) | NOS. | 1 | [6 empty] | 47 | 47 |  |  | 47
408 | NA | HEX BOLT M 12 X 100X 33 MT 430222 | NOS. | 0.5 | [6 empty] | 6 | 3 |  |  | 3
409 | NA | HEX SCREW M8 X 20 MT 430174 P-610 | NOS. | 0.6 | [6 empty] | 6 | 3.6 |  |  | 3.6
410 | NA | HEX SCREW M12X35 MT 430106 P-6815 | NOS. | 0.6 | [6 empty] | 31 | 18.6 |  |  | 18.6
411 | NA | HEX SCREW M16 X 40 MT 430106 | NOS. | 0.6 | [6 empty] | 73 | 43.8 |  |  | 43.8
412 | NA | HEX SCREW M16 X 25 MT 430106 | NOS. | 0.6 | [6 empty] | 10 | 6 |  |  | 6
413 | NA | HEX NUTS 8D X M16 MT 430108 P-4022 | NOS. | 1 | [6 empty] | 110 | 110 |  |  | 110
414 | NA | SPRING WASHER B-16 MT 430177 | NOS. | 0.5 | [6 empty] | 64 | 32 |  |  | 32
415 | NA | PIN | NOS. | 1 | [6 empty] | 6 | 6 |  |  | 6
416 | NA | PUNCHED WASHER MT 480827 P-3022 | NOS. | 0.1 | [6 empty] | 323 | 32.3 |  |  | 32.3
417 | NA | HEX BOLTS M16 X 136 MT 43022 P-7828 | NOS. | 1 | [6 empty] | 144 | 144 |  |  | 144
418 | NA | PUNCHED WASHER MT 430828 P-2015 | NOS. | 0.2 | [6 empty] | 12 | 2.4 |  |  | 2.4
419 | NA | COMMON CONTROL CABINET OF 400 KV ISOLATOR | NOS. | 197 | [6 empty] | 1 | 197 |  |  | 197
420 | NA | HEX BOLT M16 X 50 MT 432022 P-7023 | NOS. | 0.5 | [6 empty] | 96 | 48 |  |  | 48
421 | NA | HEX BOLT M16 X 100 | NOS. | 1 | [6 empty] | 6 | 6 |  |  | 6
422 | NA | PUNCHED WASHER (OFF SIZE ) | NOS. | 0.1 | [6 empty] | 468 | 46.8 |  |  | 46.8
423 | NA | G.I. NUT 5/8" | NOS. | 5 | [6 empty] | 230 | 1150 |  |  | 1150
424 | NA | CONTACTOR 3 TA-61( DEFECTIVE) | NOS. | 60 | [6 empty] | 9 | 540 |  |  | 540
425 | NA | Pole insulator for 400 kv isolator type SDF-420P HBB make height of post insulator 1675mm no. of colors in each post insulator 30 no. | NOS. | 56181.56 | [6 empty] | 2 | 112363.12 |  |  | 112363.12
426 | NA | 132/220 KV SUSPENSION TYPE FITTING FOR DEAR CONDUCTOR | NOS | 200 | [6 empty] | 15 | 3000 |  |  | 3000
427 | NA | CIDF PIPE 250 NB (5NO.) | M | 250 | [6 empty] | 26.5 | 6625 |  |  | 6625
428 | NA | CIDF PIPE 200 NB | M | 180 | [6 empty] | 78.23 | 14081.4 |  |  | 14081.4
429 | NA | C.I. TEE (200X200X100) | NOS. | 500 | [6 empty] | 2 | 1000 |  |  | 1000
430 | NA | C.I. BAND 200NB | NOS. | 200 | [6 empty] | 2 | 400 |  |  | 400
431 | NA | C.I.BAND 250 NB | NOS. | 250 | [6 empty] | 1 | 250 |  |  | 250
432 | NA | TAFLON ROD 12 MM DIA | CM. | 13.8 | [6 empty] | 100 | 1380 |  |  | 1380
433 | NA | TAFLON ROD 25 MM.DIA | CM. | 36.7 | [6 empty] | 60 | 2202 |  |  | 2202
434 | NA | COIL | NOS. | 10 | [6 empty] | 2 | 20 |  |  | 20
435 | NA | HOSE PIPE 1.5 M LONG | NOS. | 40 | [6 empty] | 1 | 40 |  |  | 40
436 | NA | COIL 220 V DC 4216161 | NOS. | 200 | [6 empty] | 3 | 600 |  |  | 600
437 | NA | MOTOR STARTER (9585264-3) | NOS. | 20 | [6 empty] | 1 | 20 |  |  | 20
438 | NA | LIMIT SWITCH 5661338-A | NOS. | 20508 | [6 empty] | 2 | 41016 |  |  | 41016
439 | NA | PISTON RING SET (34453) | NOS. | 130 | [6 empty] | 1 | 130 |  |  | 130
440 | NA | WIRING HORNS (152319) | NOS. | 2000 | [6 empty] | 1 | 2000 |  |  | 2000
441 | NA | WIRING HORNS INDICATING (1507911) | NOS. | 115 | [6 empty] | 1 | 115 |  |  | 115
442 | NA | RING OUTER (85072) | NOS. | 50 | [6 empty] | 2 | 100 |  |  | 100
443 | KK0K002001 | 216 KV Surge Arrestor (old & Dismantle) | Nos. | 500 | [6 empty] | 4 | 2000 |  |  | 2000
444 | SS0S001001 | 400 KV Isolator (Old & Dismantle) | Nos. | 15000 | [6 empty] | 5 | 75000 |  |  | 75000
445 | SS0S002001 | 220 KV Isolator (Old & Dismantle) | Nos. | 5000 | [6 empty] | 4 | 20000 |  |  | 20000
446 | VV3V302001 | 220 KV CT 1 Ph. (Old & Dismantle) | Nos. | 6000 | [6 empty] | 6 | 36000 |  |  | 36000
447 | VV3V301001 | 400 KV CT (Old & Dismantle) (420 KV CT) | Nos. | 5000 | [6 empty] | 12 | 60000 |  |  | 60000
448 | VV6V507001 | 400 KV CVT (Old & Dismantle) | Nos. | 4000 | [6 empty] | 8 | 32000 |  |  | 32000
449 | KK0K001001 | 400 KV LA (Old & Dismantle) (390 KV Surge Arrestor) | Nos. | 100 | [6 empty] | 9 | 900 |  |  | 900
450 | NA | Galvanized tower parts (Old and dismantle) | MT. | 10000 | [6 empty] | 0.5 | 5000 |  |  | 5000
451 | NA | 220 KV Isolator Mechanism (old & Dismantle) | Nos. | 400 | [6 empty] | 4 | 1600 |  |  | 1600
452 | NA | 220 KV earth Mechanism (old & dismantle) | Nos. | 600 | [6 empty] | 6 | 3600 |  |  | 3600
453 | NA | Copper cable (old & dismantle) in peaces | Mtr. | 5 | [6 empty] | 100 | 500 |  |  | 500
454 | CC2C201004 | HF Cable (Old & Dismantle) | Mtr. | 5 | [6 empty] | 300 | 1500 |  |  | 1500
455 | MM4M401020 | Energy Meter (Old & used) | Nos. | 500 | [6 empty] | 2 | 1000 |  |  | 1000
456 | NA | Supply of take of assembly for 400 KV C-Type Isolator made by cast iron, copper,brass. | Nos. | 28052.5 | [6 empty] | 6 | 168315 |  |  | 168315
457 | NA | THERMOMETER (DEFECTIVE ) | NO. | 373.36 | [8 empty] | 1 | 373.36 | 373.36
458 | NA | RUPTURE DISC 429008810013 | NOS. | 2 | [8 empty] | 1 | 2 | 2
459 | NA | CRONA SHIELD RING OLD SCRAP EACH SET 9 NOS | SET | 20 | [8 empty] | 2 | 40 | 40
460 | NA | BLAST CYLENDER (PARA PARA MAKE ) | NO. | 100 | [8 empty] | 2 | 200 | 200
461 | NA | BLAST CYLINDER (PARA PARA MAKE ) | NO. | 50 | [8 empty] | 9 | 450 | 450
462 | NA | PISTON BIG SIZE SUITABLE FOR (PARAMPOSE MAKE ) FOR BLAST CYLINDER | NOS | 100 | [8 empty] | 6 | 600 | 600
463 | NA | 400 V DC VOLT METER 48X48 MM. | NO | 2 | [8 empty] | 3 | 6 | 6
464 |  | MOUNTING DEVICE | NO. | 5 | [8 empty] | 18 | 90 | 90
465 | NA | OPERATING ROD | NO | 10 | [8 empty] | 1 | 10 | 10
466 | NA | INTACTOR UNIT INTERRUXTER | NO | 30 | [8 empty] | 1 | 30 | 30
467 | NA | BASE W/O N2 ACCUMULATOR FOR R&B POLE | NO | 250 | [8 empty] | 2 | 500 | 500
468 | NA | OPERATING ROD | NO | 50 | [8 empty] | 3 | 150 | 150
469 | NA | INTERPOLE CONNECTING CHANNEL WITH CU PIPE | NO | 100 | [8 empty] | 2 | 200 | 200
470 | NA | SET OF GASKET OF 400 kv/220kv/33kv CT K.V/220KV/33KV CT (TERMITE EFFECTED U/S) | NOS. | 10 | [8 empty] | 1 | 10 | 10
471 | NA | CRONA SHIELD RINGH FOR LA | SET | 18 | [8 empty] | 2 | 36 | 36
472 | NA | TYRE OF OIL FILTER MACHINE (SCRAP) | NO. | 10 | [8 empty] | 5 | 50 | 50
473 | NA | TUBE OF OIL FILTER MACHINE (SCARP) | NO | 5 | [8 empty] | 5 | 25 | 25
474 | NA | 3 PHASE 415 V 5 HP MOTOR (DEFECTIVE) | NO | 100 | [8 empty] | 1 | 100 | 100
475 | NA | 3 PHASE 415 V 5 HP MOTOR (DEFECTIVE) | NO | 100 | [8 empty] | 1 | 100 | 100
476 | NA | FLAP FOR ABOVE (SCRAP) | NO | 2 | [8 empty] | 5 | 10 | 10
477 | NA | FIXTURE FOR 4 X 20 W F TUBE WITHOUT CHOWK TUBE STARTER | NOS. | 30 | [8 empty] | 13 | 390 | 390
478 | NA | BULK HEAD LIGHT FITTING | NOS. | 100 | [8 empty] | 2 | 200 | 200
479 | NA | MURCURY FITTING OLD & DISMENTLED WITHOUT CHOCK & BULB | NOS. | 10 | [8 empty] | 9 | 90 | 90
480 | NA | KWH METER (OLD & DISMENTELLED) | NOS. | 50 | [8 empty] | 1 | 50 | 50
481 | NA | FLOOD LIGHT 500W W/O GLASS & LAMP HOLDER (OLD & USED) | NOS. | 100 | [8 empty] | 2 | 200 | 200
482 | NA | FLOOD LIGHT 100W W/O GLASS & LAMP HOLDER (OLD & USED) | NOS. | 100 | [8 empty] | 1 | 100 | 100
483 | NA | 144 Sqmm. FRAME WITH GLASS | NOS. | 5 | [8 empty] | 3 | 15 | 15
484 |  | MVAR METER (250-0-250) (1 NO. GLASS DAMAGED) | NOS. | 10 | [8 empty] | 2 | 20 | 20
485 |  | MVAR METER (250-0-250) | NOS | 1800 | [8 empty] | 1 | 1800 | 1800
486 |  | CORNER BOX CHANNAL WITH EARTH BUS COUPLING LINK | NOS. | 50 | [8 empty] | 2 | 100 | 100
487 | NA | 2" IPS ALUMINIUM TUBE SCRAP | MTR. | 25 | [8 empty] | 1.5 | 37.5 | 37.5
488 | NA | EMPTY PLASTIC JERYCANE (OLD & USED) | NOS. | 10 | [8 empty] | 16 | 160 | 160
489 | NA | 120 KN Disc (Old & Dismantel) | Nos. | 0.2 | [8 empty] | 931 | 186.2 | 186.2
490 | NA | 14.00.20 SAND GRIP N22 (TYRES) | NOS. | 50 | [8 empty] | 4 | 200 | 200
491 | NA | 14.00.20 TUBE | NOS. | 20 | [8 empty] | 4 | 80 | 80
492 | NA | 14.00.20 FLAP | NOS. | 10 | [8 empty] | 4 | 40 | 40
493 | NA | CONTAINER OFSPG-8D CELL W/O TOP COVER | NO. | 50 | [8 empty] | 1 | 50 | 50
494 | NA | TELEPHON EXCHANGE (SCRAP) WITH ACCESSONUES | NO. | 500 | [8 empty] | 1 | 500 | 500
495 | NA | TYRES OF JEEP (U/S) | NOS | 10 | [8 empty] | 12 | 120 | 120
496 | NA | TUBES OF JEEP (U/S) | NOS | 5 | [8 empty] | 8 | 40 | 40
497 | NA | FLAP OF TRUCK (U/S) | NOS | 2 | [8 empty] | 3 | 6 | 6
498 | NA | OLD GASKET (U/S) | NOS. | 5 | [8 empty] | 200 | 1000 | 1000
499 | NA | COPPER SCRAP | KG | 50 | [8 empty] | 1.2 | 60 | 60
500 | NA | WOODEN BALLIES 15' | NOS | 5 | [8 empty] | 2 | 10 | 10
501 | NA | WOODEN BALLIES 20' | NOS | 5 | [8 empty] | 2 | 10 | 10
502 | NA | EMPTY WOODEN CABLE DRUM | NOS | 2 | [8 empty] | 2 | 4 | 4
503 | NA | EARTH WIRE SCRAP | KG. | 15 | [8 empty] | 90 | 1350 | 1350
504 | NA | 7/9 SWG GS EARTH WIRE (SCRAP) | KG | 10 | [8 empty] | 1155.46 | 11554.6 | 11554.6
505 | VV2V204000 | TRANSFORMER OIL OLD & BURNED | LIT. | 10 | [8 empty] | 142 | 1420 | 1420
506 | VV2V204007 | Empty drum of transformer oil each 209 liter. | NO. | 200 | [8 empty] | 53 | 10600 | 10600
507 | VV3V301001 | 400 KV CT (Old & Dismantle) (420 KV CT) | Nos. | 5000 | [8 empty] | 1 | 5000 | 5000
508 | NA | Copper scrap | Kg. | 50 | [8 empty] | 0.6 | 30 | 30
509 | NA | Old Compressor suitable for 2 Ton (Defective) | Nos. | 500 | [8 empty] | 8 | 4000 | 4000
510 | NA | Taflon Rod 13.7mm dia (20Cm.) | No. | 36.75 | [8 empty] | 1 | 36.75 | 36.75
511 | NA | Empty SF-6 Gas cylinder 25 Kg. | No. | 200 | [8 empty] | 1 | 200 | 200
512 | NA | OSR Relay (Old & Dismantled) | No. | 50 | [8 empty] | 4 | 200 | 200
513 | NA | Take of Assembly Suitable for 220 KV Isolator (old & Used) | No. | 25 | [8 empty] | 1 | 25 | 25
514 | NA | PG Clamp (Tarantula to Moose) (Old & Used) | No. | 10 | [8 empty] | 2 | 20 | 20
515 | NA | ACSR MOOSE CONDUCTOR (OLD & USED) | Mtr. | 10 | [8 empty] | 36 | 360 | 360
516 | NA | 220 V Battery Charger (Make Martin Burn Ltd.) Old, used and defective | No. | 6597 | [8 empty] | 2 | 13194 | 13194
517 | NA | SF-6 Gas Density Monitor (Old, Used and Defective) | No. | 50 | [8 empty] | 1 | 50 | 50
518 | NA | Tin Sheets, Old & Dismantled (Different Size and Shapes) | Kg. | 1.5 | 150 | 225 | [8 empty] | 225
TOTAL AMOUNT (IN RS.) | [5 empty] | 17806533.885 |  | 0 |  | 0 |  | 1093115.82 |  | 64400.41 | 18964050.115
Inventory
Name of Zone : Garhwal Zone, Roorkee PTCUL
Name of Circle: 400 kV O&M Circle, Rishikesh
Name of Division : 400 KV O&M Division Rishikesh
Name of Substation : 400 KV Substation, Virbhadra, Rishikesh
Name of J.E : Sh. Satish Kumar
Month : May 2025
Sl. No. | Item Code | Name of Items | Unit | Unit Rate in Rs. | Useable |  | Unservicable |  | Non-Moving |  | Obsolete |  | Scrap |  | Total Inventory Amt.
[5 empty] | Qty. | Total Amount in Rs. | Qty. | Total Amount in Rs. | Qty. | Total Amount in Rs. | Qty. | Total Amount in Rs. | Qty. | Total Amount in Rs.
1 | Nil
TOTAL AMOUNT (IN RS.) | [5 empty] | 0 |  | 0 |  | 0 |  | 0 |  | 0 | 0
Inventory
Name of Zone : Garhwal Zone, Roorkee PTCUL
Name of Circle: 400 kV O&M Circle, Rishikesh
Name of Division : 400 KV O&M Division Rishikesh
Name of Substation : 400 KV Substation, Virbhadra, Rishikesh
Name of J.E : Sh. Upendra Aswal
Month : May 2025
Sl. No. | Item Code | Name of Items | Unit | Unit Rate in Rs. | Useable |  | Unservicable |  | Non-Moving |  | Obsolete |  | Scrap |  | Total Inventory Amount in Rs.
[5 empty] | Qty. | Total Amount in Rs. | Qty. | Total Amount in Rs. | Qty. | Total Amount in Rs. | Qty. | Total Amount in Rs. | Qty. | Total Amount in Rs.
1 | AA0A002001 | ACSR Moose Conductor | KM | 300000 | 1.2223 | 366690 | [8 empty] | 366690
2 | FF0F041012 | 400 kV SC C type tower with bolts, nuts and stubs (Galvanized) (1 No of Tower Template) | MT | 130095 | 1.856 | 241456.32 | [8 empty] | 241456.32
3 | FF0F015002 | Galvanized tower parts (Old and Dismantal) | MT | 10000 | [6 empty] | 30.25 | 302500 |  |  | 302500
4 | II0I001003 | Disc Insulator 120 KN (Old & Dismantal) | Nos. | 0.2 | [6 empty] | 135 | 27 |  |  | 27
5 | AA0A002001 | ACSR Moose Conductor (Scrap) | MTR | 10 | [8 empty] | 6100 | 61000 | 61000
6 | AA1A101001 | 7/9 SWG GS earth wire (Scrap) | KG | 10 | [8 empty] | 65155 | 651550 | 651550
7 | AA0A002001 | ACSR Moose Conductor(scrap) | Kg | 20 | [8 empty] | 110 | 2200 | 2200
8 | - | Disc Insulator 120 KN | Nos. | 1121 | 1 | 1121 | [8 empty] | 1121
9 |  | 120 KN Disc insulator old & dismantled (scrap) | Nos. | 0.2 | [8 empty] | 1500 | 300 | 300
10 | - | Disc Insulator 120 KN | Nos. | 972.32 | 200 | 194464 | [8 empty] | 194464
11 | - | 160KN DISC INSULATOUR | Nos. | 798.79 | 198 | 158160.42 | [8 empty] | 158160.42
12 | - | 160 KN Disc insulator old & dismantled (scrap) | Nos. | 0.2 | [8 empty] | 4030 | 806 | 806
13 | - | Polymer insulator string of 160 KN suitable for 400 kV line tension tower | Nos. | 16399.6 | 4 | 65598.4 | [8 empty] | 65598.4
14 | - | Flexible copper bond for 7/3.66mm GS earth wire or 7/9 SWG. | Nos. | 1728.7 | 2 | 3457.4 | [8 empty] | 3457.4
15 | - | Vibration damper for ACSR Moose conductor | Nos. | 1752.3 | 16 | 28036.8 | [8 empty] | 28036.8
16 | - | Ball clevis (horn holder type) suitable for 120 KN 400 kV Disc Insulator for Suspension fitting with nut-bolts. (As per sample) | Nos. | 1646.1 | 17 | 27983.7 | [8 empty] | 27983.7
17 | - | Ball socket suitable for 120 KN 400 kV Disc Insulator for Suspension fitting with nut-bolts. (As per sample) | Nos. | 1646.1 | 17 | 27983.7 | [8 empty] | 27983.7
18 | - | 7/9 SWG GS earth wire | Km. | 39716.6 | 0.35 | 13900.81 | [8 empty] | 13900.81
Total (In Rs.) = | [5 empty] | 1128852.55 |  | 0 |  | 0 |  | 302527 |  | 715856 | 2147235.55
Name of Zone: Garhwal Zone, Roorkee
Name of Circle: 400 kV O&M Circle, Rishikesh
Name of Division: 220 kV O&M Division, Rishikesh
Name of Substation: 220 kV Substation, Rishikesh
Month & Year: May 2025
JE: Rajeev Saini
S.No. | Item Code | Name of Items | Unit | Unit Rate (Rs.) | Useable |  | Unserviceable |  | Non Moving |  | Obsolete |  | Scrap |  | Total Inventory Amount (Rs.)
[5 empty] | Qty. | Total Amount (Rs.) | Qty. | Total Amount (Rs.) | Qty. | Total Amount (Rs.) | Qty. | Total Amount (Rs.) | Qty. | Total Amount (Rs.)
1 | NA | Isolator Male Arm with end contact, rotary head assembly suitable for 220 kV Isolator (S&S make - Channel type model) complete | Nos. | 17329.8 | 1 | 17329.8 | [8 empty] | 17329.8
2 | NA | Isolator Female Arm with end contact (Jaw), rotary head assembly suitable for 220 kV Isolator (S&S make - Channel type model) complete | Nos. | 17839.8 | 1 | 17839.8 | [8 empty] | 17839.8
3 | II5I501001 | Bolted Type Tension Fitting for Tarantulla Conductor | Nos. | 5168 | 12 | 62016 | [8 empty] | 62016
4 | NA | 220 kV Isolator Universal Connector Stud dia 32 mm suitable for Moose conductor | Nos. | 1176.4 | 6 | 7058.4 | [8 empty] | 7058.4
5 | II0I002001 | P.G. Clamp suitable for Tarantulla to Tarantulla Conductor with 03 Nos. GI bolts, nurs & washer | Nos. | 1171.8 | 10 | 11718 | [8 empty] | 11718
6 | NA | Universal type Connector suitable for single ACSR Moose Conductor and Stud dia 30 mm with GI Nut, Bolts, Washer complete | Nos. | 1351.13 | 12 | 16213.56 | [8 empty] | 16213.56
7 | NA | Isolator Connector for CT suitable for Twin Moose Conductor | Nos. | 1944.6 | 20 | 38892 | [8 empty] | 38892
8 | NA | Pad Clamp (Palm Type) suitable for Twin ACSR Moose Conductor, Pivot Grip Type | Nos. | 1882.1 | 20 | 37642 | [8 empty] | 37642
9 | JJ2J201007 | Close Coil 110 V DC suitable for 245 kV CB Type: 200SM-40S, CGL Make | Nos. | 4717.64 | 1 | 4717.64 | [8 empty] | 4717.64
10 | JJ2J201005 | Trip Coil 110 V DC suitable for 245 kV CB Type: 200SM-40S, CGL Make | Nos. | 4717.64 | 1 | 4717.64 | [8 empty] | 4717.64
11 | NA | Isolator Male Arm with end contact, rotary head assembly suitable for 220 kV Isolator (S&S make-Pipe Type model) complete | Nos. | 18874 | 1 | 18874 | [8 empty] | 18874
12 | NA | Isolator Female Arm with end contact (Jaw), rotary head assembly suitable for 220 kV Isolator (S&S make-Pipe Type model) complete | Nos. | 16508 | 1 | 16508 | [8 empty] | 16508
13 | II0I003001 | PG Clamp Moose to Moose Conductor complete with Bolts/Nuts with Washers | Nos. | 1239 | 23 | 28497 | [8 empty] | 28497
14 | NA | Junction Box for Fiber Optic Sensor with sensor cable 2 nos. | Nos. | 14500 | 1 | 14500 | [8 empty] | 14500
15 | NA | Isolator Female Contact Arm Al. U-Section Type suitable for 220 kV Isolator S&S make | Nos. | 22951 | 1 | 22951 | [8 empty] | 22951
16 | NA | Isolator Male Contact Arm Al. U-Section Type suitable for 220 kV Isolator S&S make | Nos. | 21712 | 1 | 21712 | [8 empty] | 21712
17 | NA | 245 kV Disconnector Arm (old, used & dismantled) | Nos. | 800 | 4 | 3200 | [8 empty] | 3200
18 | NA | Isolator Male Arm with End Contact, rotary head assembly suitable for 220 kV Isolator (S&S make-Pipe Type model) complete | Nos. | 18762 | 2 | 37524 | [8 empty] | 37524
19 | NA | Isolator Female Arm with End Contact (Jaw), rotary head assembly suitable for 220 kV Isolator (S&S make-Pipe Type model) complete | Nos. | 16461 | 2 | 32922 | [8 empty] | 32922
20 | II0I003003 | PG Clamp Moose to Zebra Conductor complete with GI Bolts, Nuts and Washers | Nos. | 1469.1 | 18 | 26443.8 | [8 empty] | 26443.8
21 | II0I003002 | PG Clamp Moose to Deer Conductor complete with GI Bolts, Nuts and Washers | Nos. | 1469.1 | 18 | 26443.8 | [8 empty] | 26443.8
22 | NA | 220 kV CT Connector Universal Type (Rod Dia 35 mm) suitable for Moose Conductor complete | Nos. | 1457.3 | 12 | 17487.6 | [8 empty] | 17487.6
23 | NA | 220 kV CT Connector Universal Type (Rod Dia 40 mm) suitable for Moose Conductor complete | Nos. | 1457.3 | 10 | 14573 | [8 empty] | 14573
24 | NA | 220 kV Female Contact (Jaw) Short Strips Type with SS Spring and Pins complete suitable for Isolator-S&S make Pipe type | Nos. | 5280.5 | 6 | 31683 | [8 empty] | 31683
25 | NA | 220 kV Female Contact (Jaw) Bend Strips Type assembled in fixture complete suitable for Isolator- Hi-Velm make | Nos | 5280.5 | 4 | 21122 | [8 empty] | 21122
26 | NA | 220 kV Earth Link Jaw Bend Strips Type assembled in fixture complete suitable for Isolator-Hivelm make | Nos | 4100.5 | 3 | 12301.5 | [8 empty] | 12301.5
27 | NA | 220 kV Circuit Breaker Terminal Connector L Type suitable for Moose Conductor | Nos | 1746.4 | 8 | 13971.2 | [8 empty] | 13971.2
28 | NA | 220 kV Circuit Breaker Terminal Connector Universal Type suitable for Moose Conductor | Nos | 1746.4 | 3 | 5239.2 | [8 empty] | 5239.2
29 | NA | 220 kV Run Through Connector suitable for Moose Conductor | Nos | 1746.4 | 5 | 8732 | [8 empty] | 8732
30 | NA | 220 kV Isolator Connector Palm Type suitable for Moose Conductor | Nos. | 1746.4 | 9 | 15717.6 | [8 empty] | 15717.6
31 | NA | 220 kV Suspension Type Fitting suitable for Moose Conductor | Nos | 2891 | 3 | 8673 | [8 empty] | 8673
32 | NA | 220 kV CT Terminal Clamp suitable for Moose Conductor | Nos | 1746.4 | 4 | 6985.6 | [8 empty] | 6985.6
33 | NA | Spring Charging Motor for 220 kV CGL make SF6 Circuit Breaker, Operating Voltage-230 V AC, 0.3kW, 850 RPM | Nos. | 29299 | 1 | 29299 | [8 empty] | 29299
34 | NA | 220 kV Take Off Assembly suitable for Isolator- HBB make Pipe Type | Nos. | 25116.3 | 3 | 75348.9 | [8 empty] | 75348.9
35 | NA | 220 kV Female Contact (Jaw) Short Strip Type with SS Spring and Pins complete suitable for Isolator-HBB make Pipe Type | Nos. | 6950.79 | 17 | 118163.43 | [8 empty] | 118163.43
36 | NA | 220 kV Male Contact (Blade) Short Strip Type with SS Spring and Pins complete suitable for Isolator-HBB make Pipe Type | Nos. | 10023.15 | 5 | 50115.75 | [8 empty] | 50115.75
37 | NA | 220 kV Terminal Rod dia. 30 mm suitable for Assenbly for Isolator-HBB make Pipe Type | Nos. | 4906.44 | 2 | 9812.88 | [8 empty] | 9812.88
38 | NA | 220 kV Isolator Male Arm (Pipe Type) suitable for Isolator-HBB make Pipe Type | Nos. | 41915.02 | 4 | 167660.08 | [8 empty] | 167660.08
39 | NA | 220 kV Isolator Female Arm (Pipe Type) suitable for Isolator-HBB make Pipe Type | Nos. | 41915.02 | 4 | 167660.08 | [8 empty] | 167660.08
40 | NA | Discrepancy Type Breaker Control Switch with built-in LED Lamp & Flasher Relay | Nos. | 28308 | 1 | 28308 | [8 empty] | 28308
41 | NA | 220 kV Female Contact (Jaw) suitable for G.Nandy make Isolator | Nos. | 5858.7 | 2 | 11717.4 | [8 empty] | 11717.4
42 | NA | Hot Dip Galvanized Iron (G.I.) Bolt with Nut and Plain Washers, Size M12x75 | Nos. | 29.2 | 250 | 7300 | [8 empty] | 7300
43 | NA | Hot Dip Galvanized Iron (G.I.) Bolt with Nut and Plain Washers, Size M12x120 | Nos. | 29.03 | 250 | 7257.5 | [8 empty] | 7257.5
44 | NA | Hot Dip Galvanized Iron (G.I.) Bolt with Nut and Plain Washers, Size M10x65 | Nos. | 29.15 | 250 | 7287.5 | [8 empty] | 7287.5
45 | NA | Bi-Metallic Strip (Copper/Aluminium) Cylinderical Curved for Rod 30 mm dia., Length 75 mm | Nos. | 290.28 | 4 | 1161.12 | [8 empty] | 1161.12
46 | NA | Energy Meters (old & used) | Nos. | 500 | 4 | 2000 | [8 empty] | 2000
47 |  | Blue Cyrstal Silica Gel size 6-12 mm | Kg | 391.76 | 50 | 19588 | [8 empty] | 19588
48 |  | Bushing Block Contactor for mounting on transformer bushing in two oieces, square shape bore 30 mm having bi-metallic sleeve with 4 nos. GI bolts, nuts and washers. | Nos. | 3652.1 | 1 | 3652.1 | [8 empty] | 3652.1
49 |  | Universal Bushing Terminal Connector for transformer suitable for Moose Conductor with 06 Nos. G.I. bolts, nuts & washers complete | Nos. | 3652.1 | 1 | 3652.1 | [8 empty] | 3652.1
0
|  | Total |  |  |  | 1334189.98 |  | 0 |  | 0 |  | 0 |  | 0 | 1334189.98
Name of Zone: Garhwal Zone, Roorkee
Name of Circle:400 kV O&M Circle, Rishikesh
Name of Division: 220 kV O&M Division, Rishikesh
Name of Substation: 132 kV Substation, Rishikesh
Month: MAY 2025
Name of JE: M.C. Gariyal
S. No. | Item Code | NAME OF ITEMS | UNIT | Unit rate in Rs. | Usable |  | Unserviceable |  | Non-Moving |  | Obsolete |  | Scrap |  | Total Inventory Amt.
[5 empty] | Qty. | Total Amount (Rs.) | Qty. | Total Amount (Rs.) | Qty. | Total Amount (Rs.) | Qty. | Total Amount (Rs.) | Qty. | Total Amount (Rs.)
1 |  | Spout assy for 11 KV Biecoo make OCB | No. | 3500 | 5 | 17500 |  | 0 |  | 0 |  | 0 |  | 0 | 17500
2 | JJ6J601043 | Rose contact for 11 KV Biecoo make OCB 800 A | No. | 588 | 7 | 4116 |  | 0 |  | 0 |  | 0 |  | 0 | 4116
3 |  | Rose contact for 11 KV Biecoo make OCB 400 A | No. | 588 | 25 | 14700 |  | 0 |  | 0 |  | 0 |  | 0 | 14700
4 | CC3C313012 | Cable gland 3/4" dia | No. | 55 | 1 | 55 |  | 0 |  | 0 |  | 0 |  | 0 | 55
5 | CC3C313013 | Cable gland 1/2" dia | No. | 55 | 32 | 1760 |  | 0 |  | 0 |  | 0 |  | 0 | 1760
6 |  | H.T. Bushing Bar Connector Clamp | No. | 30 |  | 0 |  | 0 |  | 0 |  | 0 | 6 | 180 | 180
7 |  | Terminal strip heavy duty 4 way ratio 60 A 600 V | No. | 15 | 1 | 15 |  | 0 |  | 0 |  | 0 |  | 0 | 15
8 |  | Al. lugs of good suitable for 625 mm2 Al. cable | No. | 20 | 3 | 60 |  | 0 |  | 0 |  | 0 |  | 0 | 60
9 | VV2V204007 | Empty Transformaer oil drum | No. | 200 | 2 | 400 |  | 0 |  | 0 |  | 0 |  | 0 | 400
10 |  | 110V DC Alarm suitabel for control panel | No. | 50 | 1 | 50 |  | 0 |  | 0 |  | 0 |  | 0 | 50
11 |  | T/F oil fresh | Ltr. | 40 | 124 | 4960 |  | 0 |  | 0 |  | 0 |  | 0 | 4960
12 |  | Transformer terminal clamp suitable for panther conductor | No. | 700 | 8 | 5600 |  | 0 |  | 0 |  | 0 |  | 0 | 5600
13 | SS3S301004 | 132 KV SMC Make isolator Jaw | N0 | 3325 | 3 | 9975 |  | 0 |  | 0 |  | 0 |  | 0 | 9975
14 | SS3S301004 | 132 KV EMC Make isolator JAW | N0 | 3299 | 2 | 6598 |  | 0 |  | 0 |  | 0 |  | 0 | 6598
15 | SS4S402001 | 33kv jaw of good quality suitable for 33kv isolator | No | 2814.8 | 2 | 5629.6 |  | 0 |  | 0 |  | 0 |  | 0 | 5629.6
16 |  | 25Amp bolted type HRC Fuse of good quality best company. | No | 113.5 | 9 | 1021.5 |  | 0 |  | 0 |  | 0 |  | 0 | 1021.5
17 |  | bituminous impregnated high tension insulated para tape curety paked in with 6 roll sineach tin good quality | No | 374.55 | 4 | 1498.2 |  | 0 |  | 0 |  | 0 |  | 0 | 1498.2
18 | AA1A101003 | 7/16 SWG, earth wire of good quality &reputed company | kg | 57.75 | 14 | 808.5 |  | 0 |  | 0 |  | 0 |  | 0 | 808.5
19 |  | 33 KV Isolator clamp suitable for A.C.S.R. Panther conductor with G.I Nats & bolts with washers. | Nos. | 950.35 | 3 | 2851.05 |  | 0 |  | 0 |  | 0 |  | 0 | 2851.05
20 |  | Energy meter 3 Phase 4 wire lectronic trivector meter ER 300P S.N. 10410330, 11070928,10410234, | Nos. | 15000 | 3 | 45000 |  | 0 |  | 0 |  | 0 |  | 0 | 45000
21 | CC1C103013 | Cable PVC Armound 3.5 core 25mm dia | Mtr. | 40 | 104 | 4160 |  | 0 |  | 0 |  | 0 |  | 0 | 4160
22 | MM0M007002 | Supply of Buchholz relay | Nos. | 24950 | 1 | 24950 |  | 0 |  | 0 |  | 0 |  | 0 | 24950
23 | MM0M004007 | 33k.v. over current/earth fualt realy mechnical old &used) | Nos. | 500 |  | 0 |  | 0 |  | 0 | 1 | 500 |  | 0 | 500
24 |  | Empty Drum Transformer oil | Nos. | 200 | 4 | 800 |  | 0 |  | 0 |  | 0 |  | 0 | 800
25 |  | Transformer oil (old & used ) | Ltr. | 25 | 836 | 20900 |  | 0 |  | 0 |  | 0 |  | 0 | 20900
26 |  | 33 KV Current Transformer (400/200/1A/1PH) | No | 78942 | 1 | 78942 |  | 0 |  | 0 |  | 0 |  | 0 | 78942
27 |  | Blue crystal silica jel of good quality having size 6-12 mm. | kg | 389.4 | 10 | 3894 |  | 0 |  | 0 |  | 0 |  | 0 | 3894
28 |  | 145 KV (5Core ) Current Transformer 22/100/1 without Juction Box | No | 281349.58 | 1 | 281349.58 |  | 0 |  | 0 |  | 0 |  | 0 | 281349.58
29 |  | 120 KV Surge Arrestors / Lighting Arrestor with accessories complete | No | 75823.37 | 2 | 151646.74 |  | 0 |  | 0 |  | 0 |  | 0 | 151646.74
30 |  | 33KV PT (single Phase ) without Junction Box | No | 66489.28 | 1 | 66489.28 |  | 0 |  | 0 |  | 0 |  | 0 | 66489.28
[8 empty] | 0 |  | 0 |  | 0 |  | 0 | 0
|  | Total (in Rs.) |  |  |  | 755729.45 |  | 0 |  | 0 |  | 500 |  | 180 | 756409.45
Name of Zone: Garhwal Zone, Roorkee
Name of Circle:400 kV O&M Circle, Rishikesh
Name of Division: 220 kV O&M Division, Rishikesh
Name of Substation: 132 kV Substation, Rishikesh
Month of May-2025
Name of JE: Pramod Kumar ( Store ) 132 KV S/S
S. No | Item code | NAME OF ITEMS | UNIT | Unit Rate in Rs. | Useable |  | Unserviceable |  | Non-Moving |  | OBSOLETE |  | SCRAP |  | Total Inventory Amt.
[5 empty] | Qty. | Total Amt. in Rs | Qty. | Total Amt. in Rs | Qty. | Total Amt. in Rs | Qty. | Total Amt. in Rs | Qty. | Total Amt. in Rs
1 | VV2V204007 | Empty T/F oil drum in scrap condition | Kg. | 20 | [8 empty] | 2 | 40 | 40
2 | VV2V204002 | Empty T/F Oil Drum | No. | 180 | [8 empty] | 128 | 23040 | 23040
3 | CC3C319002 | Cable Box indoor type 400 mm sqr. 3 core cable epoxy M-seal type of standard make | No. | 5000 | [8 empty] | 1 | 5000 | 5000
4 |  | ACSR weasal conductor | Mtr | 30 | [8 empty] | 792 | 23760 | 23760
5 | AA0A002009 | ACSR Ant conductor | Mtr | 500 | [8 empty] | 280 | 140000 | 140000
6 |  | Straight through cable jointing kit complete with epoxy hardener & end clamp 11 KV 625 mm2 single core | No. | 500 | [8 empty] | 1 | 500 | 500
7 | VV1V101010 | 145 KV Bushing (145/1250/300) | No. | 50000 | [6 empty] | 1 | 50000 |  |  | 50000
8 |  | Neutral Bushing (36/2000) | No. | 10000 | [6 empty] | 1 | 10000 |  |  | 10000
9 |  | Tertiary Bushing (36/3150) | No. | 15000 | [6 empty] | 1 | 15000 |  |  | 15000
10 | VV1V101013 | 100 KV H.T Bushing for Hitachi Transformer | No. | 8000 | [6 empty] | 1 | 8000 |  |  | 8000
11 |  | 20 KV Bushing for Hitachi make Transformer | No. | 5000 | [6 empty] | 1 | 5000 |  |  | 5000
12 | VV1V101013 | H.T Bushing for 100 MVA T/F | No. | 80000 | [6 empty] | 1 | 80000 |  |  | 80000
13 | VV1V101014 | L.T Bushing for 100 MVA T/F (indicator glass cracked) | No. | 70000 | [6 empty] | 2 | 140000 |  |  | 140000
14 |  | Oil immersed bottom seal for 100 MVA T/F for LV bushing | No. | 50000 | [6 empty] | 2 | 100000 |  |  | 100000
15 |  | Oil immersed bottom seal for 100 MVA T/F for HV bushing | No. | 50000 | [6 empty] | 2 | 100000 |  |  | 100000
16 |  | Base coil for 100 MVA T/F Japan made | No. | 95000 | [6 empty] | 1 | 95000 |  |  | 95000
17 | FF0F015002 | Tower parts incomplete for various towers | M.T. | 32000 | [6 empty] | 227.17 | 7269440 |  |  | 7269440
18 | CC3C315017 | Earth wire lug 7/9 SWG earth wire | No. | 5 | [6 empty] | 210 | 1050 |  |  | 1050
19 |  | Neooerebe gasket hot & oil proof 3’x2’x4mm best quality | No. | 100 | [6 empty] | 1 | 100 |  |  | 100
20 |  | Wire rope clamp 3/4” | No. | 50 | [6 empty] | 3 | 150 |  |  | 150
21 |  | Bull dog grip size 7/10 SWG earth wire | No. | 5 | [6 empty] | 26 | 130 |  |  | 130
22 |  | Bull dog grip size 7/9 SWG earth wire | No. | 5 | [6 empty] | 40 | 200 |  |  | 200
23 | PP1P138003 | Hydroulic jack 50 ton capacity with handle (repairable) | No. | 200 | [8 empty] | 4 | 800 | 800
24 | VV3V302004 | 220 kv CT Ratio 800/1 (old,used,leakaged & defective) | No. | 20000 | [8 empty] | 1 | 20000 | 20000
25 |  | Compressor Tank 100 Ltr. (Old & Used). Iron Scrap | No. | 2500 | [8 empty] | 2 | 5000 | 5000
26 |  | Compressor with motor 20 H.P. (Brunt & Damage) Copper Scrap | No. | 120 | [8 empty] | 2 | 240 | 240
27 | VV3V302004 | 220KV CT ratio 800/400/1A (Old, used leakaged & Defective) | No. | 10000 | [8 empty] | 2 | 20000 | 20000
28 |  | 20/12.5 MVA T/F Tap position panel defective ( old & used ) | No. | 1500 | [8 empty] | 3 | 4500 | 4500
29 |  | 440 Volt OCB with LT Panel structure (old, used & damaged) | No. | 4000 | [8 empty] | 1 | 4000 | 4000
30 |  | 33 Kv Isolator Complete with jaw and blade (old & used & defective) | No. | 3000 | [8 empty] | 1 | 3000 | 3000
31 |  | 220 Kv CT 1600/800/1 (old, used, and bursted) | No. | 10000 | [8 empty] | 1 | 10000 | 10000
32 |  | Gasket AG-413762-P-6 | No. | 400 | [8 empty] | 3 | 1200 | 1200
33 |  | Gasket SWT 434178-P-3 | No. | 5 | [8 empty] | 3 | 15 | 15
34 |  | Gasket AG-519396 P-1 | No. | 5 | [8 empty] | 6 | 30 | 30
35 |  | Tripple bride assy. | No. | 5 | [8 empty] | 14 | 70 | 70
36 |  | Leg extn. for 132 KV X-type tower | M.T. | 10000 | 5.8425 | 58425 | [8 empty] | 58425
37 |  | Galv. tower parts 640-Q type (B) | M.T. | 10000 | 7.2355 | 72354.6 | [8 empty] | 72354.6
38 |  | Bolt & Nut GI 5/8” x 62 mm | kg. | 20 | 2612 | 52240 | [8 empty] | 52240
39 |  | Bolt & Nut GI 5/8” x 75 mm | kg. | 20 | 3248 | 64960 | [8 empty] | 64960
40 |  | M.S Nut & Bolt 35x116 mm | kg. | 20 | 54 | 1080 | [8 empty] | 1080
41 |  | G.I stub Bolt 16x125mm with 2 Nut in each | No. | 2 | 5802 | 11604 | [8 empty] | 11604
42 |  | G.I Spring washer 5/8” | No. | 0.5 | 1445 | 722.5 | [8 empty] | 722.5
43 | FF1F106004 | Check Nut for cap screw | No. | 2 | 632 | 1264 | [8 empty] | 1264
44 | FF1F109012 | G.I Flat washer 5mm | No. | 1 | 391 | 391 | [8 empty] | 391
45 | FF1F107001 | Foundation anchor Bolt GKW make double nut 32 mm dia | No. | 150 | 16 | 2400 | [8 empty] | 2400
46 | FF1F107006 | Foundation Bolt M-20-30-46 | No. | 50 | 4 | 200 | [8 empty] | 200
47 | FF1F107001 | 32 mm dia foundation Anchor Bolt | No. | 350 | 16 | 5600 | [8 empty] | 5600
48 | CC3C320001 | Cable socket | No. | 10 | 12 | 120 | [8 empty] | 120
49 |  | 15010 HMS HF co-axial cable | Mtr | 60 | [8 empty] | 803 | 48180 | 48180
50 |  | Polycone insulator clamp for Deer conductor | No. | 200 | 25 | 5000 | [8 empty] | 5000
51 |  | Rigid alluminium connector for HBB make breaker | No. | 300 | [8 empty] | 4 | 1200 | 1200
52 |  | Terminal connector clamp for 132 KV isolator alluminium alloy made for Panther conductor | No. | 300 | 112 | 33600 | [8 empty] | 33600
53 |  | 33 KV T/F end clamp alloy alluminium made panther conductor | No. | 300 | 181 | 54300 | [8 empty] | 54300
54 |  | 33 KV OCB connector clamp for panther conductor alloy alluminium made | No. | 300 | 110 | 33000 | [8 empty] | 33000
55 |  | Earth wire clamp w/o nut & bolt | No. | 300 | [8 empty] | 25 | 7500 | 7500
56 |  | Triangle cable clamp for 400 mm cable | No. | 300 | 95 | 28500 | [8 empty] | 28500
57 |  | Cable clamp for 400 mm cable | No. | 300 | 98 | 29400 | [8 empty] | 29400
58 |  | T clamp for Tarantulla to Deer conductor | No. | 300 | 8 | 2400 | [8 empty] | 2400
59 |  | Isolator clamp for 132 KV horizontal type | No. | 300 | [8 empty] | 10 | 3000 | 3000
60 |  | Earth wire clamp for 105 lbs rail | No. | 25 | [8 empty] | 4 | 100 | 100
61 |  | Support clamp for 25 mm dia cu pipe | No. | 15 | [8 empty] | 16 | 240 | 240
62 |  | Alluminium terminal plate suitable for 33 KV CT Box 50x110x8 mm | No. | 20 | [8 empty] | 6 | 120 | 120
63 |  | 33 KV isolator clamp for panther conductor made of alloy alluminium will all grip , nut, bolt & washer | No. | 300 | [8 empty] | 33 | 9900 | 9900
64 |  | 33 KV LA clamp for panther conductor alloy alluminium made | No. | 300 | [8 empty] | 97 | 29100 | 29100
65 |  | PPD clamp SP-33 with Nut Bolt | No. | 200 | [8 empty] | 2 | 400 | 400
66 |  | PP clamp SP-55 with Nut Bolt | No. | 200 | [8 empty] | 3 | 600 | 600
67 |  | 33 KV isolator end clamp for dog conductor | No. | 142 | 16 | 2272 | [8 empty] | 2272
68 |  | Series motor 230 V 350 W (O/U & repairable) | No. | 500 | [8 empty] | 3 | 1500 | 1500
69 |  | Alluminium jointing sleeve for Racoon conductor | No. | 200 | 114 | 22800 | [8 empty] | 22800
70 |  | repair sleeve for Racoon conductor | No. | 150 | 60 | 9000 | [8 empty] | 9000
71 | II3I301009 | Mid span joint for 7/10 SWG earth wire comp. type | No. | 25 | 14 | 350 | [8 empty] | 350
72 | II3I301008 | Mid span joint for 7/9 SWG earth wire | No. | 25 | 3 | 75 | [8 empty] | 75
73 | II3I301007 | Mid span joint for Dog conductor | No. | 300 | 21 | 6300 | [8 empty] | 6300
74 | II3I302007 | Alluminium repair sleeve for Dog conductor | No. | 100 | 140 | 14000 | [8 empty] | 14000
75 |  | Alloy alluminium support 25 mm long post insulator | No. | 300 | 18 | 5400 | [8 empty] | 5400
76 |  | Hardware suspension singls fitting type for Dog conductor | No. | 200 | 239 | 47800 | [8 empty] | 47800
77 |  | 33 kv tension clamp for Racoon conductor | No. | 150 | 17 | 2550 | [8 empty] | 2550
78 | II5I504003 | Single suspension fitting for Deer conductor | No. | 300 | [8 empty] | 1 | 300 | 300
79 | II5I501008 | Single Tension fitting for Dog conductor w/o arching horn | No. | 200 | [8 empty] | 250 | 50000 | 50000
80 | II3I303007 | Vibration dampern for ACSR Dog conductor | No. | 250 | [8 empty] | 440 | 110000 | 110000
81 |  | Ferrul for armoured rod | No. | 5 | [8 empty] | 18 | 90 | 90
82 |  | Armoured rod for Dog conductor | No. | 25 | 10 | 250 | [8 empty] | 250
83 |  | Armoured rod for Racoon conductor | No. | 25 | 101 | 2525 | [8 empty] | 2525
84 |  | 145 KV solid core post insulator | No. | 200 | [8 empty] | 7 | 1400 | 1400
85 | II0I001009 | 11 KV pin insulator | No. | 50 | 3 | 150 | [8 empty] | 150
86 |  | 11 KV G.D pin with Nut | No. | 30 | 3 | 90 | [8 empty] | 90
87 |  | copper pipe support 28 mm dia | No. | 10 | [8 empty] | 420 | 4200 | 4200
88 |  | steel tube 8mm in pcs | Mtr | 5 | [8 empty] | 10 | 50 | 50
89 |  | Steel pipe 6mm dia in pcs | Mtr | 10 | [8 empty] | 17.8 | 178 | 178
90 |  | G.I. pipe 100 mm dia | Mtr | 60 | [8 empty] | 0.8 | 48 | 48
91 |  | G.I pipe 25 mm dia grade ‘B’ | Mtr | 20 | [8 empty] | 6.24 | 124.8 | 124.8
92 |  | G.I pipe ‘A’ class 25 mm dia in pcs | Mtr | 22 | [8 empty] | 27.5 | 605 | 605
93 |  | Clamp for pipe support 25/28 mm dia | No. | 5 | [8 empty] | 198 | 990 | 990
94 |  | Empty protection cover for protection chamber | No. | 150 | [8 empty] | 22 | 3300 | 3300
95 |  | Terricot cloth cream colour in pcs | Mtr | 40 | [8 empty] | 2.51 | 100.4 | 100.4
96 |  | Mandela rope | Kg. | 20 | [8 empty] | 60 | 1200 | 1200
97 |  | lifting tackle | No. | 200 | [8 empty] | 1 | 200 | 200
98 |  | Foam compound | Ltr. | 5 | [8 empty] | 100 | 500 | 500
99 | PP3P301008 | Gum boot medium and large size | Pair | 50 | [8 empty] | 1 | 50 | 50
100 |  | Bakelite sheet 6 mm thick best quality | Kg. | 200 | [8 empty] | 12.5 | 2500 | 2500
101 |  | Stering assy. (RAM) Jeep M&M (O/U) | No. | 150 | [8 empty] | 1 | 150 | 150
102 |  | Solder 75% | Kg. | 50 | [8 empty] | 5 | 250 | 250
103 |  | Rubber boot Holisnt | Pair | 80 | [8 empty] | 2 | 160 | 160
104 |  | Refills for foam type fire extinguisher 4.5/5.0 Lt. cap. | No. | 50 | [8 empty] | 5 | 250 | 250
105 |  | Motor 400 v ¾ HP (O/U) | No. | 300 | [8 empty] | 1 | 300 | 300
106 |  | 11KV Feeder earthing testing device for 400/800 A type PDB | No. | 1500 | [8 empty] | 2 | 3000 | 3000
107 |  | Arc conduit insulator for ABCB Ingra make | No. | 20000 | [8 empty] | 2 | 40000 | 40000
108 | PP2P224002 | Telephone Set | No. | 10000 | [8 empty] | 1 | 10000 | 10000
109 |  | Hand Telephone Set | No. | 250 | [8 empty] | 2 | 500 | 500
110 |  | 33KV OCB spring charger motor without capacitor (O/U) damaged and condem | No. | 10000 | [8 empty] | 1 | 10000 | 10000
111 |  | 11 KV cable box of capacitor Bank OCB (o/u & damaged) | No. | 1000 | [8 empty] | 1 | 1000 | 1000
112 |  | Cement Bag (set & condem) | Bag | 0.1 | [8 empty] | 10.5 | 1.05 | 1.05
113 |  | Tamplate 'B' Type ( 3 Set) W/O Nut & Bolt | M.T. | 43115 | [8 empty] | 2.853 | 123007.095 | 123007.095
114 |  | Extn. + 3Mtr. Only 'C' type (2 set) W/O Nut & Bolt | M.T. | 43115 | [8 empty] | 2.548 | 109857.02 | 109857.02
115 | II5I504004 | Single suspention fitting for A.C.S.R Zebra cond. | Set | 862 | 9 | 7758 | [8 empty] | 7758
116 |  | Vibration damper for earth wire sizw 7/3.66 mm | No. | 196 | 11 | 2156 | [8 empty] | 2156
117 | II3I302003 | Repair sleeves for A.C.S.R Zebra cond. | No. | 152 | 47 | 7144 | [8 empty] | 7144
118 | II3I301003 | Mid Span compression joint for A.C.S.R. Zebra cond. | set | 436 | 28 | 12208 | [8 empty] | 12208
119 |  | mid Span compression joint fo earth wire size 7/3.66mm | No. | 96.98 | 74 | 7176.52 | [8 empty] | 7176.52
120 | II0I001001 | Disc insulator 160 KN | No. | 820.98 | 49 | 40228.02 | [8 empty] | 40228.02
121 | II3I303003 | Vibration Damper for Zebra conductor | No. | 738 | 339 | 250182 | [8 empty] | 250182
122 | II3I301003 | Mid Span joint for ACSR Zebra conductor | set | 773 | 45 | 34785 | [8 empty] | 34785
123 | II3I303008 | Vibration Damper for Earth wire 7/9 swg | No. | 462 | 64 | 29568 | [8 empty] | 29568
124 |  | Stub setting templete C type (without Nuts& Bolts) | M.T. | 103759 | [8 empty] | 1 | 103759 | 103759
125 | II0I001006 | Disc insulator 90 KN | No | 572 | 77 | 44044 | [8 empty] | 44044
126 | II5I504004 | Tension fitting for single ACSR Zebra Cond. | Set | 1997 | 8 | 15976 | [8 empty] | 15976
127 | II3I302003 | Repair sleeve for Zebra cond. | No. | 296 | 25 | 7400 | [8 empty] | 7400
128 | II31301008 | Mid span joint for earth wire | No. | 222 | 13 | 2886 | [8 empty] | 2886
129 | AA1A101001 | 7/9 SWG earth wire (old & dismantaled) | Km. | 24800 | [8 empty] | 0.26 | 6448 | 6448
130 | II0I004005 | PG clamp for Deer to Panther | No. | 150 | 20 | 3000 | [8 empty] | 3000
131 | VV3V305009 | 34 kv (O/U) defective leakage CT400/1A | No. | 1000 | [8 empty] | 1 | 1000 | 1000
132 | JJ0J003008 | 132 kv.MOCB.Complete Damage (old & used) | N0. | 10000 | [8 empty] | 1 | 10000 | 10000
133 | VV6V507003 | 132 Kv. CVT. Defective (old & used) | Nos. | 10000 | [8 empty] | 3 | 30000 | 30000
134 | VV6V502001 | 220 kv Potential Transformer (P.T.) old, used and leakaged | No. | 20000 | [8 empty] | 3 | 60000 | 60000
135 | VV6V502001 | 220 kv Potential Transformer (P.T.) old, used and leakaged | No. | 20000 | [8 empty] | 3 | 60000 | 60000
136 | VV6V505002 | 33KV PT (Old, Used & Dismantled) | No. | 1666 | [8 empty] | 5 | 8330 | 8330
137 |  | 33KV Circuit Breaker (Old, Used & Dismantled) | No. | 10000 | [8 empty] | 2 | 20000 | 20000
138 | VV6V507003 | 132KV CVT (Old, Used & Dismantled) | No. | 7000 | [8 empty] | 18 | 126000 | 126000
139 | VV3V303004 | 132KV CT (Old, Used & Dismantled) | No. | 10000 | [8 empty] | 21 | 210000 | 210000
140 | VV6V505002 | 33KV PT (Defective & Damaged) | No. | 1000 | [8 empty] | 1 | 1000 | 1000
141 | JJ0J002002 | 220 Kv Circuit Breaker SF6 (old, used and dismantled) | No. | 50000 | [8 empty] | 1 | 50000 | 50000
142 | VV3V305009 | 33 KV CT Scrap | Kg | 20 | [8 empty] | 20 | 400 | 400
143 |  | 132 Kv Circuit Breaker (old, used &dismantled) | No. | 15000 | [8 empty] | 5 | 75000 | 75000
144 | SS0S003001 | 132 Kv isolator 3 Ph (old, Defective & Collar Break | No. | 5000 | [8 empty] | 8 | 40000 | 40000
145 |  | Towers part of 220 KV and 132 KV different type of tower (old used and dismantled) | M.T. | 15000 | 196.601 | 2949015 | [8 empty] | 2949015
146 |  | Double tension fitting incomplete (old used and dismantled) | No. | 200 | 16 | 3200 | [8 empty] | 3200
147 |  | Suspension fitting 220 KV (old used and dismantled) | Set. | 100 | 50 | 5000 | [8 empty] | 5000
148 |  | PG clamp (old used and dismantled) | No. | 100 | 45 | 4500 | [8 empty] | 4500
149 | II3I303003 | Vibration damper for zebra (old used and dismantled) | No. | 100 | 149 | 14900 | [8 empty] | 14900
150 | AA0A002003 | ACSR zebra conductor (old used and dismantled) | Km. | 100000 | 34.3108 | 3431080 | [8 empty] | 3431080
151 | AA0A002004 | ACSR panther conductor (old used and dismantled) | Km. | 75000 | 10.161 | 762075 | [8 empty] | 762075
152 |  | ACSR Zebra Conductor | Km. | 450259.54 | 0.483 | 217475.3578 | [8 empty] | 217475.3578
153 | AA1A101001 | GS Earth wire 7/9 SWG | Km. | 83619.63 | 3.1 | 259220.853 | [8 empty] | 259220.853
154 | VV2V204008 | Empty T/F Oil drum 45 gallon / 209 Ltr. capacity | Kg. | 10 | [8 empty] | 30 | 300 | 300
155 |  | G. I. Nut Bolt & washer ( Old, used & dismantled ) | M.T. | 15000 | [8 empty] | 3.5 | 52500 | 52500
156 |  | 11/0.4 KV T/F 63 KVA old & used ( Defective ) | No | 25000 | [8 empty] | 1 | 25000 | 25000
157 | VV3V305009 | 33 KV C.T. Ratio 400-200/1 Amp. ( Old & Used ) | No. | 500 | [8 empty] | 2 | 1000 | 1000
158 |  | Weasel conductor of good quality | Mtr | 19.95 | 3000 | 59850 | [8 empty] | 59850
159 |  | 400 mm. sq. single core armoured XLPE Al. cable of good quality & reputed co. | Mtr | 771.75 | 115 | 88751.25 | [8 empty] | 88751.25
160 |  | 110 Volt battery charger (old & uses) for 300 Ah battery set Float-20 amp, Boost-35 amp. Make:- Electrostar | No. | 150000 | [8 empty] | 2 | 300000 | 300000
161 |  | 33 kv. VCB (old & used) | Nos. | 50000 | [8 empty] | 2 | 100000 | 100000
162 |  | 220 kv Lightening Arrester (old, used & damaged) | Nos. | 500 | [8 empty] | 3 | 1500 | 1500
163 |  | Damage Battery cell 2.0 volt | Nos. | 5 | [8 empty] | 75 | 375 | 375
164 |  | Empty drum of Transformer oil | Nos. | 200 | 175 | 35000 | [8 empty] | 35000
165 |  | Transformer oil (old & used) | Ltr. | 10 | 34193 | 341930 | [8 empty] | 341930
166 |  | Empty drum of Transformer oil | Nos. | 200 | 19 | 3800 | [8 empty] | 3800
167 |  | 110 Volt DCDB (Old, used & defective) | No. | 8870.46 | [8 empty] | 1 | 8870.46 | 8870.46
168 |  | 110 Volt Battery charger (old, use & defective) | No. | 8870.46 | [8 empty] | 1 | 8870.46 | 8870.46
169 |  | 132 KV Circuit breaker incomplete and without structure (Old, used & defective) | No | 10000 | [8 empty] | 1 | 10000 | 10000
170 |  | 220 KV CT (old, used & bursted) | No | 10000 | [8 empty] | 1 | 10000 | 10000
171 |  | 33 KV CT (200/100/1A/1PH) defective & damage) | No | 2000 | [8 empty] | 1 | 2000 | 2000
172 |  | 220 Kv CT (Old, used and leakaged defective) | No | 10000 | [8 empty] | 1 | 10000 | 10000
173 |  | 220 Kv LA (Old, used and defective) | No | 2000 | [8 empty] | 6 | 12000 | 12000
174 |  | 220 KV CVT (old used leakaged and defective) | No | 10000 | [8 empty] | 1 | 10000 | 10000
175 |  | 33 KV Breaker (old & used) defective | No | 20000 | [8 empty] | 1 | 20000 | 20000
|  | Total (in Rs) |  |  |  | 9211432.1008 | [5 empty] | 7874070 |  | 2211699.285 | 19297201.3858
Name of Zone:- Gharwal Zone
Name of Circle:- 400 kV O&M Circle, Rishikesh
Name of Division:- 220 kV O&M Division, Rishikesh
Name of Substation:- 220/132/33 kV Substation, Rishikesh
Month & Year:-May- 2025
S. NO. | ITEM CODE | NAME OF ITEMS | UNIT | UNIT RATE (in Rs.) | USEABLE |  | UN-SERVICEABLE |  | NON-MOVING |  | OBSOLETE |  | SCRAP |  | Total Inventory Amt.
[5 empty] | QTY | Total Amount ( in Rs.) | QTY | Total Amount ( in Rs.) | QTY | Total Amount (in Rs.) | QTY | Total Amount (in Rs.) | QTY | Total Amount (in Rs.)
1 | N.A | Old/Defctive/Damage 33 Kv C.B VCB & SF-6. Make:-( BHEL, CGL) | No | 2500 | [8 empty] | 2 | 5000 | 5000
2 | CC3C304005 | heat shrink indoor end terminalkit 33 kv 3x300 sq.mm XLPE cable | No | 10 | [8 empty] | 1 | 10 | 10
3 | CC3C304005 | 11 kv cable terminal kit indoor heat shrinkable for XLPE cable 3x185 sq. mm | No | 10 | [8 empty] | 3 | 30 | 30
4 |  | Old/Defctive/Damage 33 Kv CT 400/200/1 amp. | No | 500 | [8 empty] | 1 | 500 | 500
5 | VV3V305009 | Old & Used 33 KV C.T 800/400/200/1Amp. | No | 2500 | [8 empty] | 12 | 30000 | 30000
|  | Copper Scraps (Rs:- 40.00 Per/kg) | [12 empty] | 0
6 | N.A | coper blade & Jaw of 33 kv isolator (Old & Used & damaged & Burnt) | Kg | 40 | [8 empty] | 3 | 120 | 120
7 | N.A | copper rod suitable for 11 kv biecco make OCB | Kg | 40 | [8 empty] | 3 | 120 | 120
8 | N.A | Copper Scraps | Kg | 40 | [8 empty] | 11 | 440 | 440
|  | Alluminium Scrap (Rs:-20.00 Per/kg) | [12 empty] | 0
9 | N.A | Aluminium Conductor Scraps | Kg | 20 | [8 empty] | 55 | 1100 | 1100
10 | N.A | Aluminium alloys Scraps. | Kg | 20 | [8 empty] | 12 | 240 | 240
|  | M.S,G.I Iron Scrap (Rs:- 10.00 Per/kg) | [12 empty] | 0
11 | N.A | 33 kv bus isolator without insulators & clamps (used & defective) | Kg | 10 | [8 empty] | 0.5 | 5 | 5
12 | N.A | Iron Scraps (M.S/G.I). | Kg | 10 | [8 empty] | 51 | 510 | 510
|  | 33-132 KV & Control Building USEABLE MATERIAL | [12 empty] | 0
13 | II51501005 | single bolted tension fitting (gun type) compete suitable for panther conductor | No | 1887.67 | 3 | 5663.01 | [8 empty] | 5663.01
14 | SS0S005001 | 33KV Double end brake Isolator complete | No | 59160 | 1 | 59160 | [8 empty] | 59160
15 | II4I405001 | Spacer clamp twin moose Bus to single moose dropper. | No | 2360 | 8 | 18880 | [8 empty] | 18880
16 | II4I404004 | Spacer clamp twin moose conductor for Bus-bar. | No | 1770 | 8 | 14160 | [8 empty] | 14160
17 | VV3V305005 | 33 KV C.T 800/400/1 Amp. | No | 53100 | 1 | 53100 | [8 empty] | 53100
18 | VV3V305008 | 33 KV C.T 400/200/1 Amp. | No | 64900 | 1 | 64900 | [8 empty] | 64900
19 | VV6V505001 | 33 KV P.T 110 volt. | No | 53100 | 2 | 106200 | [8 empty] | 106200
20 | JJ7J701002 | Trip-Nuetral-Close control panel cum switch for 132 Kv with 8 NO + 8 NC, 20 Amp, 660 volt AC-DC supply. | No | 18715 | 1 | 18715 | [8 empty] | 18715
21 | SS6S606008 | Contactor for 132 Kv C.B Control panel with 2 NO + 2 NC, 20 Amp. | No | 4696 | 1 | 4696 | [8 empty] | 4696
22 |  | ACSR panther conductor (old used & Dismantled). | Km | 75000 | 0.035 | 2625 | [8 empty] | 2625
23 |  | T/F HV side bushing universal clamp. 40 dia bolted type heavy duty for 1200 amp. Aluminium alloy LM-6 make suitable for ACSR Panther conductor with all nuts,bolts & washers. | No | 1735 | 2 | 3470 | [8 empty] | 3470
24 |  | T/F LV side bushing universal clamp. 40 dia bolted type heavy duty for 2000 amp. Aluminium alloy LM-6 make suitable for ACSR Moose conductor with all nuts,bolts & washers. | No | 2336 | 2 | 4672 | [8 empty] | 4672
25 |  | 132 KV Lighting Arrester. | No | 65372 | 1 | 65372 | [8 empty] | 65372
26 |  | 33 KV Isolator Jaw. | No | 5882 | 2 | 11764 | [8 empty] | 11764
27 |  | 33 KV Isolator Clamp for panther conductor. | No | 1098 | 2 | 2196 | [8 empty] | 2196
28 |  | Chain link ( dismantled old & used ). | Sqmtr | 400 | 400 | 160000 | [8 empty] | 160000
|  | Total ( in Rs ) |  |  |  | 595573.01 |  | 0 |  | 0 |  | 0 |  | 38075 | 633648.01
|  | Grand Total ( in Rs. ) |  |  |  | 633648.01
Name of Division: 220 kV O&M Division, Rishikesh
Name of Substation: 220 kV Substation, Rishikesh (132kv)
Month: May 2025
Name of JE: Vishal Kumar Verma
S. No. | Item Code | Name of Item | Unit | Unit Rate (Rs.) | Usable |  | Unserviceable |  | Non Moving |  | Obsolete |  | Scrap |  |  | Total Inventory Amount (Rs.)
[5 empty] | Qty. | Total Amount (Rs.) | Qty. | Total Amount (Rs.) | Qty. | Total Amount (Rs.) | Qty. | Total Amount (Rs.) | Qty. | Total Amount (Rs.)
1 |  | Meter for 33KV Side Secure (3 Phase Engergy meter) | Nos. | 5000 | 2 | 10000 | [9 empty] | 10000
2 | II1I102004 | Moose to panther clamp | Nos. | 961.7 | 14 | 13463.8 | [9 empty] | 13463.8
3 | II0I001001 | Disc insulator 160 KN | Nos. | 820.98 | 4 | 3283.92 | [9 empty] | 3283.92
4 | II5I501001 | Bottled type busbar tension fitting having 6 bolt sitable for Taran Tulla conductor | Nos. | 1400 | 8 | 11200 | [9 empty] | 11200
5 | II5I501005 | Bolted type busbar tension fitting having 4 bolt sitable for Panthor conductor | Nos. | 1350 | 5 | 6750 | [9 empty] | 6750
6 | II5I501002 | Bottled type busbar tension fitting having 6 bolt suitable for Moose conductor | Nos. | 1400 | 6 | 8400 | [9 empty] | 8400
7 | N.A | U' Bolt suitable for 5 bolted type tension fitting for tarantulla conductor | Nos. | 30 | 75 | 2250 | [9 empty] | 2250
8 | N.A | Buldog Grips size 7/10 SWG Earth wire | Nos. | 50 | 30 | 1500 | [9 empty] | 1500
9 | N.A | Buldog Grips size 7/9 SWG Earth wire | Nos. | 50 | 40 | 2000 | [9 empty] | 2000
10 | SS5S501006 | Run through clamp Isolator, tarantulla conductor | Nos. | 939.83 | 3 | 2819.49 | [9 empty] | 2819.49
11 | VV6V507003 | 145 KV CVT ( 1 Ph.) CGL make | Nos. | 247993 | 1 | 247993 | [9 empty] | 247993
12 | VV3V303002 | 145 KV CT ratio 800/400/1 A | Nos. | 109012.33 | 1 | 109012.33 | [9 empty] | 109012.33
13 |  | 132KV Current Transformer, Ratio, 800/1A, 5Core | Nos. | 310300 | 1 | 310300 | [9 empty] | 310300
14 | AA0A002001 | ACSR Moose Conductor. | Km | 300000 | 0.695 | 208500 | [9 empty] | 208500
15 |  | ACSR Panther Conductor(old used and dismantled) | Km. | 75000 | 0.044 | 3300 | [9 empty] | 3300
16 | VV3V303002 | 145 KV CT ratio 800/400/1 A | Nos. | 147500 | 1 | 147500 | [9 empty] | 147500
17 |  | One way straight through connector for Deer conductor | Nos. | 300 | 4 | 1200 | [9 empty] | 1200
18 |  | P.G Clamp for ACSR Tarantula to Panther Conductor | Nos. | 1178.82 | 2 | 2357.64 | [9 empty] | 2357.64
19 |  | P.G Clamp for ACSR Tarantula to Panther Conductor | Nos. | 1504.5 | 2 | 3009 | [9 empty] | 3009
20 |  | Strip Type/Road type 132 KV Moving head assembly | Nos. | 15281 | 5 | 76405 | [9 empty] | 76405
21 |  | 33KV CT old, burnt & damage | Nos. | 2000 | [8 empty] | 1 | 2000 |  | 2000
22 |  | Electronic trivector energy meter 3 phase 4 wire 3x63.5 volt (L&T make model no. radean RD -31 SL. No.300266) | Nos. | 11357 | [8 empty] | 2 | 22714 |  | 22714
23 |  | Erction Block /F Bit 2281072 | Nos. | 50 | [6 empty] | 6 | 300 |  |  |  | 300
24 |  | Piston AG 433458 R-1 | Nos. | 100 | [6 empty] | 1 | 100 |  |  |  | 100
25 |  | Piston AG 518915 P-2 | Nos. | 100 | [6 empty] | 2 | 200 |  |  |  | 200
26 |  | Roll pin CS 4 x 25 mm MT 430189 P. 316 | Nos. | 100 | [6 empty] | 6 | 600 |  |  |  | 600
27 |  | Roll pin CS 4 x 8 mm MT 430189 P. 308 | Nos. | 100 | [6 empty] | 6 | 600 |  |  |  | 600
28 |  | Friction Black/F Bit | Nos. | 50 | [6 empty] | 6 | 300 |  |  |  | 300
29 |  | Packing AG 508472 P-4 | Nos. | 100 | [6 empty] | 12 | 1200 |  |  |  | 1200
30 |  | Guide Ring A333-625 P-3 | Nos. | 100 | [6 empty] | 6 | 600 |  |  |  | 600
31 |  | O' Ring AG 413762 P-16 | Nos. | 100 | [6 empty] | 3 | 300 |  |  |  | 300
32 |  | Plunger SWT 434198 P-3 | Nos. | 100 | [6 empty] | 6 | 600 |  |  |  | 600
33 |  | Plunger Assy.SWT 434297 P-1 | Nos. | 100 | [6 empty] | 6 | 600 |  |  |  | 600
34 |  | Stud. Assy. SWT 434297 P-1 | Nos. | 150 | [6 empty] | 6 | 900 |  |  |  | 900
35 |  | packing ring 509550 P-1 | Nos. | 100 | [6 empty] | 3 | 300 |  |  |  | 300
36 |  | Packing ring A 913506 p-29 | Nos. | 100 | [6 empty] | 6 | 600 |  |  |  | 600
37 |  | Packing ring A 913506 p-6 | Nos. | 100 | [6 empty] | 6 | 600 |  |  |  | 600
38 |  | Gasket for cartidge MT 431142 P-5 | Nos. | 100 | [6 empty] | 6 | 600 |  |  |  | 600
39 |  | Valve Dise A 514076 P-2 | Nos. | 100 | [6 empty] | 1 | 100 |  |  |  | 100
40 |  | Value Dise 517390 P-2 | Nos. | 100 | [6 empty] | 2 | 200 |  |  |  | 200
41 |  | Fiber jet plate for 33 KV MOCB BHEL make | Nos. | 50 | [6 empty] | 1 | 50 |  |  |  | 50
42 |  | Limit switch for 33 KV MOCB BHEL make 500 V AC | Nos. | 834 | [6 empty] | 2 | 1668 |  |  |  | 1668
43 |  | gasket B-9411035-2 | Nos. | 10 | [6 empty] | 7 | 70 |  |  |  | 70
44 |  | gasket D-9286048-1 | Nos. | 15 | [6 empty] | 6 | 90 |  |  |  | 90
45 |  | gasket D-9286024-1 | Nos. | 15 | [6 empty] | 11 | 165 |  |  |  | 165
46 |  | gasket B-941106-1 | Nos. | 10 | [6 empty] | 6 | 60 |  |  |  | 60
47 |  | gasket DG-9286024-1 | Nos. | 15 | [6 empty] | 16 | 240 |  |  |  | 240
48 |  | gasket DG-9286008-1 | Nos. | 10 | [6 empty] | 21 | 210 |  |  |  | 210
49 |  | gasket E-9211108-2 | Nos. | 10 | [6 empty] | 15 | 150 |  |  |  | 150
50 |  | O ring E-9211026-6 | Nos. | 10 | [6 empty] | 24 | 240 |  |  |  | 240
51 |  | Gasket D-9286023-1 | Nos. | 10 | [6 empty] | 10 | 100 |  |  |  | 100
52 |  | Closing coil suitable for 33 kv takako make OCB | Nos. | 2600 | [6 empty] | 2 | 5200 |  |  |  | 5200
53 |  | Vermin proofing cover pipe for connecting rod/lower and upper duct assly. Of 33 kv BHEL make OCB | Set | 500 | [6 empty] | 1 | 500 |  |  |  | 500
54 |  | Breather suitable for 33 kv MOCB BHEL make | Nos. | 833 | [6 empty] | 3 | 2499 |  |  |  | 2499
55 |  | U contact for biecco make OCB 400 amp | Nos. | 998 | [6 empty] | 5 | 4990 |  |  |  | 4990
56 |  | Hoist gear with chain & motor gear trolley working to raising chain (Damages) | Set | 2100 | [7 empty] | 0 | 1 | 2100 |  | 2100
57 |  | Box Insulator for 132 KV ingra make CB (Old & Used Damaged) | Nos. | 10 | [7 empty] | 0 | 2 | 20 |  | 20
58 |  | Catch/ Rathed wheel 452900-1 (Old & Used) | Nos. | 200 | [7 empty] | 0 | 2 | 400 |  | 400
59 |  | Catch/PAW 452900-700-4 (Old & Used) | Nos. | 250 | [7 empty] | 0 | 2 | 500 |  | 500
60 |  | Valve Disk AG 540641 (Old & Used) | Nos. | 100 | [7 empty] | 0 | 1 | 100 |  | 100
61 |  | Contractor 220 V AC (Damaged) | Nos. | 10 | [8 empty] | 3 | 30 |  | 30
62 |  | Lifting device set for making know /lifting for tank of 33 KV takaoka make OCB (old & used) | Set | 200 | [8 empty] | 1 | 200 |  | 200
63 |  | Wooden Battery stand | Nos. | 100 | [8 empty] | 7 | 700 |  | 700
64 |  | Battery container (Old & Used) | Nos. | 30 | [8 empty] | 9 | 270 |  | 270
65 |  | Varriac transformer suitable for 110 volt battery changer standard make (Old & Used Damaged) | Nos. | 500 | [8 empty] | 1 | 500 |  | 500
66 |  | C.P. Controller (Old & Used Damaged) | Nos. | 100 | [8 empty] | 2 | 200 |  | 200
67 |  | PVC suction pipe 50 mm Dia (Old & Used) | Nos. | 45 | [8 empty] | 27 | 1215 |  | 1215
68 |  | Dimmer state 220 KV AC 8 AMP suitable for 110 volt battery charger (Old & Used) | Nos. | 4000 | [8 empty] | 1 | 4000 |  | 4000
69 |  | Telephone cable (Old & Used & damaged) | Mtr. | 5 | [8 empty] | 125 | 625 |  | 625
70 |  | Jaw Assayable suitable for EMC make Isolator (Completely Damaged) | Nos. | 10 | [8 empty] | 7 | 70 |  | 70
71 |  | ODC Switch (Old & Used) | Nos. | 100 | [8 empty] | 1 | 100 |  | 100
72 |  | Jery can 20 Ltr. Capacity (Old & Used) | Nos. | 20 | [8 empty] | 3 | 60 |  | 60
73 |  | Copper alloy | Kg. | 50 | [8 empty] | 24.8 | 1240 |  | 1240
74 |  | 132KV moving head assembly (strip type) (Damaged & brunt) | Nos. | 100 | [8 empty] | 1 | 100 |  | 100
75 |  | Sproket 19 teeth of C/machine | Nos. | 300 | [6 empty] | 1 | 300 |  | 0 |  | 300
76 |  | Clean oil pump of C/machine | Nos. | 2000 | [6 empty] | 1 | 2000 |  | 0 |  | 2000
77 |  | 11 kv indoor type cable box without bushing (old & used) | Nos. | 100 | [8 empty] | 1 | 100 |  | 100
78 |  | 110 V DC contractor for OM2 EC make | Nos. | 250 | [8 empty] | 2 | 500 |  | 500
79 |  | Energy meter secure make 1 amp /110 v | Nos. | 5200 | [8 empty] | 2 | 10400 |  | 10400
80 |  | 33 kv electronic energy meter secure make (old used & Defective) | Nos. | 25 | [8 empty] | 3 | 75 |  | 75
81 |  | Data power energy meter 11 kv | Nos. | 25 | [8 empty] | 3 | 75 |  | 75
82 |  | Vacuum meter compound gauge 0-1.5 kg/sq.cm 0-76 cm hg (old used & Defective) | Nos. | 25 | [8 empty] | 1 | 25 |  | 25
83 |  | I.C.T.P.switch 325 A (old & used) Damaged | Nos. | 25 | [8 empty] | 2 | 50 |  | 50
84 |  | Panel mouting variac for oil testing set input 240 volt, 1 phase 50 Hz output 0-270 V rated current 2 A for oil testing set volt meter 0-150 V DC size 144x144 sq. mm (Old & Used) | Nos. | 150 | [8 empty] | 1 | 150 |  | 150
85 |  | 1 1/2" valve with flange (Old & Used) | Nos. | 50 | [8 empty] | 2 | 100 |  | 100
86 |  | MEM switch 30 A 660 V (old & used) Damaged | Nos. | 10 | [8 empty] | 2 | 20 |  | 20
|  | Total (in Rs.) |  |  |  | 1171244.18 | 0 | 0 | 0 | 0 |  | 27232 |  | 48639 | 0 | 1247115.18
Name of Circle/Zone: Garhwal
Name of Division: 400 kV O&M Division, Srinagar (G)
Name of Substation: 400 kV S/s, Srinagar (G)
MONTH : May, 2025
Sr. No. | Item Code | Name of Item | Unit | Unit rate in Rs. | Useable |  | Unserviceable |  | Non Moving |  | Obsolete |  | Scrap |  | Total Inventory Amount
[5 empty] | Qty. | Total Amount in Rs. | Qty. | Total Amount in Rs. | Qty. | Total Amount in Rs. | Qty. | Total Amount in Rs. | Qty. | Total Amount in Rs.
(A) | JE (SUBSTATION) Shobha Rana (102010700)
1 | AA0A002002 | ACSR MOOSE CONDUCTOR DRUM & 70 Mtr. In Length pieces | Mtr. | 286.7386 | 992 | 284444.7011 | [8 empty] | 284444.7011
2 | II0I001001 | 160 KN INSULATOR | Nos | 996.44 | 67 | 66761.48 | [8 empty] | 66761.48
3 | FF4F403008 | FLEXIBLE COOPER BOUND | Nos | 461.05 | 0 | 0 | [8 empty] | 0
4 | II4I404003 | RIGID SPACER | Nos | 517.14 | 18 | 9308.52 | [8 empty] | 9308.52
5 | I303 | CONDUCTOR VD (2 Nos. without breaket) | Nos | 959.82 | 16 | 15357.12 | [8 empty] | 15357.12
6 | II4I404003 | BUNDLE SPACER | Nos | 863.85 | 1792 | 1548019.2 | [8 empty] | 1548019.2
7 | FF2F201004 | EARTHING MATERIAL MS ROUND 36 MM DIA | Mtr. | 56589 | 0.00912 | 516.0917 | [8 empty] | 516.0917
8 | G201 | HF CABLE | KM. | 266298 | 0.1 | 26629.8 | [8 empty] | 26629.8
9 | JJ3J301003 | CLOSING COIL FOR 132 KV CB | Nos. | 11318 | 3 | 33954 | [8 empty] | 33954
10 | JJ3J301001 | TRIPPING COIL 132 KV CB | Nos. | 11318 | 3 | 33954 | [8 empty] | 33954
11 | SS3S301004 | COPPER CONTECT FINGER ISOLATOR 132 KV | Nos. | 19972 | 1 | 19972 | [8 empty] | 19972
12 | SS3S301011 | ROTORY BEARING ISOLATOR 132 KV | Nos. | 11983 | 1 | 11983 | [8 empty] | 11983
13 | MM0M012004 | Set of Trip relay for 132 kv control panel 1nos. Each type | set | 33287 | 1 | 33287 | [8 empty] | 33287
14 | MM0M010002 | Set of Aux. relay for 132 kv control panel 1nos. Each type | set | 33287 | 1 | 33287 | [8 empty] | 33287
15 | PP0P016004 | STEEL WIRE ROPE WITH FIBER COR STAND 12 MM DIA | Mtr. | 310.295 | 400 | 124118 | [8 empty] | 124118
16 | N/A | STEEL WIRE ROPE SINGLE SLING | Nos. | 1385.45 | 4 | 5541.8 | [8 empty] | 5541.8
17 | N/A | STEEL WIRE ROPE DOUBLE SLING | Nos. | 1385.45 | 4 | 5541.8 | [8 empty] | 5541.8
18 | N/A | STEEL WIRE ROPE TRIPLE SLING | Nos. | 1385.45 | 4 | 5541.8 | [8 empty] | 5541.8
19 | N/A | STEEL WIRE ROPE QUAD SLING | Nos. | 1385.45 | 4 | 5541.8 | [8 empty] | 5541.8
20 | K302 | 22 KN BUS POST ISULTOR | SET | 3091.5 | 25 | 77287.5 | [8 empty] | 77287.5
21 | SS4S402003 | 33 KV ISOLATOR JOW (1200AMP) | Nos. | 6183 | 18 | 111294 | [8 empty] | 111294
22 | PP3P301008 | GUM BOOT | Pair | 1470.28 | 4 | 5881.12 | [8 empty] | 5881.12
23 | N/A | Silicon sealant | Nos. | 249.6 | 13 | 3244.8 | [8 empty] | 3244.8
24 | C3 | Cat 6 SFTP,PVC 4 pair cable | Mtr. | 207 | 895 | 185265 | [8 empty] | 185265
25 | SS3S301005 | Male Contact assembly with Arm for 145 KV single break horizontal type isolator | Nos. | 23364 | 5 | 116820 | [8 empty] | 116820
26 | SS3S301006 | Female Contact assembly with Arm for 145 KV single break horizontal type isolator | Nos. | 23364 | 5 | 116820 | [8 empty] | 116820
27 | II0I004001 | Bimetallic Aluminum alloy PG Clamp Dear/zebra to tarantulla conductor | Nos. | 1982.4 | 30 | 59472 | [8 empty] | 59472
28 | II0I005002 | Bimetallic Aluminum alloy Isolator PG Clamp zebra to panther conductor | Nos. | 1866.76 | 22 | 41068.72 | [8 empty] | 41068.72
29 | II0I002004 | Bimetallic Aluminum alloy Isola Clamp zebra to tarantulla conductor | Nos. | 1866.76 | 18 | 33601.68 | [8 empty] | 33601.68
30 |  | Bimetallic Aluminum Alloy CT- Clamp suitable for Zebra conductor | Nos. | 1746.4 | 16 | 27942.4 | [8 empty] | 27942.4
31 | VV7V701006 | Bimetallic Aluminum Alloy PT- Clamp suitable for Zebra conductor | Nos. | 1746.4 | 24 | 41913.6 | [8 empty] | 41913.6
32 | K | Quic 'C' Wedge Connector Taruntulla to Zebra connector | Nos. | 3286.3 | 30 | 98589 | [8 empty] | 98589
33 | K | Quic 'C' Wedge Connector Zebra to panther connector | Nos. | 3286.3 | 36 | 118306.8 | [8 empty] | 118306.8
34 | SS6S610026 | HRC FUSE 4 AMP | Nos. | 73.6 | 11 | 809.6 | [8 empty] | 809.6
35 | N/A | HRC FUSE 8 AMP | Nos. | 85.3248 | 6 | 511.9488 | [8 empty] | 511.9488
36 | SS6S610020 | HRC FUSE 10AMP | Nos. | 92.4416 | 4 | 369.7664 | [8 empty] | 369.7664
37 | N/A | (3-1/2)X70MM POWER CBLE | KM. | 183745 | 0.012 | 2204.94 | [8 empty] | 2204.94
38 | AA0A001001 | AAAC TARANTULLA CONDUCTOR | Mtr. | 598 | 69 | 41262 | [8 empty] | 41262
39 | II0I001001 | DISC INSULATOR | NOS. | 281 | 60 | 16860 | [8 empty] | 16860
40 | N/A | TWO WAY TERMINAL BLOCK | NOS. | 29.26 | 95 | 2779.7 | [8 empty] | 2779.7
41 | N/A | DISCONECTOR TYPE TB 32 | NOS. | 62.08 | 10 | 620.8 | [8 empty] | 620.8
42 | N/A | DISCONECTOR TYPE TB 16 | NOS. | 44.84 | 10 | 448.4 | [8 empty] | 448.4
43 | N/A | G TYPE STRIP FOR FIXING TB | MTR. | 112.12 | 2 | 224.24 | [8 empty] | 224.24
44 | N/A | Thermal over load relay | Nos | 2351.74 | 4 | 9406.96 | [8 empty] | 9406.96
45 | N/A | set of illumination lamp | set | 11983 | 1 | 11983 | [8 empty] | 11983
46 | N/A | set of contol switch 1 nos. each type | set | 11983 | 1 | 11983 | [8 empty] | 11983
47 | V5 | 220KV CVT-220/110V (FAIL,NONFUNCTIONAL) | Nos | 4000 |  | 0 | 4 | 16000 | [6 empty] | 16000
48 | V3 | 132KV CT 800/400/1A (Redhotted, leakage CT) | Nos | 40000 |  | 0 | 1 | 40000 | [6 empty] | 40000
49 | N/A | Aluminium & Aluminium alloy scrap brunt conductor, connector ,clamp&conductor | kg | 25 |  | 0 |  | 0 |  |  |  |  | 5 | 125 | 125
50 | V5 | 400KV CVT ,400KV/110V CVT(FAIL,NONFUNCTIONAL) | Nos | 5000 |  | 0 | 5 | 25000 | [6 empty] | 25000
52 | Y | 12V Exide make 180Ah battery old & used | nos. | 500 |  | 0 | 8 | 4000 | [6 empty] | 4000
53 | N/A | Supply of Hydraulic oil for centrifusing machine (As per sample) | Ltr's | 387.04 | 10 | 3870.4 |  | 0 | [6 empty] | 3870.4
55 | S603 | Contactor TPI-D09 10AC3-9A |  | 5870.5 | 2 | 11741 | [8 empty] | 11741
56 | LL0L003003 | HPSV LAMPS 400W | No. | 1060.82 | 0 | 0 | [8 empty] | 0
57 | LL0L003004 | HPSV LAMPS 250W | No. | 823.64 | 34 | 28003.76 | [8 empty] | 28003.76
58 | LL0L003005 | HPSV LAMPS 150W | No. | 649 | 25 | 16225 | [8 empty] | 16225
|  | 420KV SF6 CIRCUIT Breaker | [12 empty] | 0
59 | JJ1J101006 | 01 complete pole of CB with pole volumn and interrupter but without PIR and with MB & operating machenism and without support structure | No. | 952300 | 1 | 952300 | [8 empty] | 952300
60 | J707 | SF6 GAS QUANTITY | KG. | 755 | 1.5 | 1132.5 | [8 empty] | 1132.5
61 | J703 | Rubber gaskets, Drins seals for sf6 gas (complete replacement for one breaker | set's | 65000 | 1 | 65000 | [8 empty] | 65000
62 | JJ1J101001 | Trip coil with resistor | No. | 30000 | 4 | 120000 | [8 empty] | 120000
63 | JJ1J101003 | Closing coil with resistor | No. | 30000 | 4 | 120000 | [8 empty] | 120000
64 | JJ7J710031 | Molecular filter for SF6 circuit for 1 pole of CB | set's | 2800 | 3 | 8400 | [8 empty] | 8400
65 | JJ7J701010 | Density /Pressure Monitor for SF6 circuit for one pole of CB | No. | 45000 | 1 | 45000 | [8 empty] | 45000
66 | J6 | Fixed, Moving and Arching contacts including insulating nozzels for one pole of cb | set's | 78000 | 1 | 78000 | [8 empty] | 78000
67 | JJ1J101004 | closing coils assembly/valve | No. | 38000 | 1 | 38000 | [8 empty] | 38000
68 | JJ1J101002 | Trip coil with resistor assembly / valve | No. | 37000 | 1 | 37000 | [8 empty] | 37000
69 | N/A | Pressure Guage and coupling device of each type | set's | 34000 | 1 | 34000 | [8 empty] | 34000
70 | JJ7J710028 | Operation counter | no. | 28500 | 1 | 28500 | [8 empty] | 28500
71 | N/A | All type of coupling for SF6 Gas | set's | 26000 | 1 | 26000 | [8 empty] | 26000
72 | N/A | Terminal pads and connectors | no. | 7000 | 1 | 7000 | [8 empty] | 7000
73 | N/A | Corona Rings | no. | 12000 | 1 | 12000 | [8 empty] | 12000
74 | N/A | Relay's,power contractor's, switch - fuse unit's , limit switches , push buttons, timer's ans MCB'S ETC. | set's | 72000 | 1 | 72000 | [8 empty] | 72000
|  | Spring Operating Mechanism (If applicable) | [12 empty] | 0
75 | JJ1J101016 | Complete spring operating mechanism | no. | 360000 | 1 | 360000 | [8 empty] | 360000
76 | JJ7J710005 | Closing dashpot | set's | 37000 | 1 | 37000 | [8 empty] | 37000
77 | JJ7J710006 | Opening dahspot | set's | 38000 | 1 | 38000 | [8 empty] | 38000
78 | JJ7J710007 | Opening catch gear | set's | 27800 | 1 | 27800 | [8 empty] | 27800
79 | JJ7J710008 | Closing catchgear | set's | 27800 | 1 | 27800 | [8 empty] | 27800
| SS0S001001 | 420 KV Isolator | [12 empty] | 0
80 | N/A | One complete pole of Isolator including support insulator with 1 E/S with operating mechanism for main isolator and earth switch (excluding structure) | No. | 253000 | 1 | 253000 | [8 empty] | 253000
81 | N/A | Copper contact fingers for female & male contracts | set's | 36000 | 2 | 72000 | [8 empty] | 72000
82 | N/A | Relay's,power contractor's,MCB'S, switch - fuse unit's , push buttons and resistor's for electrical control circuit as per approved sechematic |  | 24000 | 1 | 24000 | [8 empty] | 24000
83 | N/A | Terminal connector's | No. | 7000 | 3 | 21000 | [8 empty] | 21000
84 | N/A | Terminal pads and connectors | No. | 6000 | 3 | 18000 | [8 empty] | 18000
85 | N/A | Limit switch and auxilliary contact contact (complete for one MOM box of Isolator) | set's | 10900 | 2 | 21800 | [8 empty] | 21800
86 | N/A | Rotor housing bearing assembly | No. | 8000 | 1 | 8000 | [8 empty] | 8000
87 | N/A | Corona shielding rign of each type | set's | 2100 | 2 | 4200 | [8 empty] | 4200
88 | N/A | Bearings | set's | 3000 | 1 | 3000 | [8 empty] | 3000
89 | N/A | Interlocking coils with resistor | No. | 1500 | 5 | 7500 | [8 empty] | 7500
90 | SS1S101013 | Support Insulator | No. | 11000 | 1 | 11000 | [8 empty] | 11000
91 | VV3V301001 | 420 KV Current Transformers 420KV, 120% extended 5core CT complete in all respects including termianl connectors and support stool for erecting on standard support structure (2000A rated) | No. | 1785075 | 2 | 3570150 | [8 empty] | 3570150
92 | VV6V507001 | 420KV Capacitive Voltage Transformer's 420KV , 440 pf CVT complete in all respects including terminalconnectors and support stool for erecting on standard support structure | no. | 1325000 | 0 | 0 | [8 empty] | 0
93 | KK0K001001 | 390 KV Surge Arrestor 390 kv Surge Arrestor complete with insulating base and terminal connectors | No. | 431000 | 3 | 1293000 | [8 empty] | 1293000
94 | N/A | Surge Monitor/Moniter | No. | 47000 | 3 | 141000 | [8 empty] | 141000
95 | JJ0J002002 | 245KV SF6Circuit Breaker | [12 empty] | 0
96 | N/A | One Complete pole of 1600 a CB withpole column and Interruptor but without PIR and with MB & operating mechanism and without support structure | No. | 575500 | 1 | 575500 | [8 empty] | 575500
97 | JJ7J707001 | SF6 GAS QUANTITY | KG. | 755 | 73 | 55115 | [8 empty] | 55115
98 | JJ1J101006 | Rubber gaskets , O rings seals for SF6 gas (complete replacement for one breaker | sets | 30000 | 1 | 30000 | [8 empty] | 30000
99 | J707 | Trip coils with resistor | No. | 12550 | 3 | 37650 | [8 empty] | 37650
100 | J703 | closing coils with resistor | No. | 12550 | 4 | 50200 | [8 empty] | 50200
101 | JJ1J101001 | Molecular filter for SF6 circuit for 1 pole of CB | sets | 2667 | 3 | 8001 | [8 empty] | 8001
102 | JJ1J101003 | Density /Pressure Monitor for SF6 circuit for one pole of CB | No. | 45000 | 1 | 45000 | [8 empty] | 45000
103 | JJ7J710031 | Fixed, Moving and Arching contacts including insulating nozzels for 1 pole of CB | sets | 85000 | 1 | 85000 | [8 empty] | 85000
104 | JJ7J701010 | closing coils assembly/valve | No. | 14550 | 1 | 14550 | [8 empty] | 14550
105 | J6 | Trip coil assembly/valve | No. | 14550 | 1 | 14550 | [8 empty] | 14550
106 | JJ1J101004 | Pressure Guage and coupling device of each type | sets | 22000 | 1 | 22000 | [8 empty] | 22000
107 | JJ1J101002 | Operation counter | No. | 29000 | 1 | 29000 | [8 empty] | 29000
108 | N/A | All type of coupling for SF6 Gas | Set | 22000 | 1 | 22000 | [8 empty] | 22000
109 | JJ7J710028 | Terminal pads and connectors | No. | 6000 | 2 | 12000 | [8 empty] | 12000
110 | N/A | Corona Rings | No. | 8000 | 1 | 8000 | [8 empty] | 8000
111 | N/A | Relays, power contractors, switch fuse units, limit switches,push buttons , timers and MCBs etc. | sets | 30000 | 1 | 30000 | [8 empty] | 30000
112 | N/A | Control Valves | sets | 14000 | 1 | 14000 | [8 empty] | 14000
113 | N/A | Pressure switches | sets | 24000 | 1 | 24000 | [8 empty] | 24000
|  | Spring Operating Mechanism (If applicable) | [12 empty] | 0
114 | JJ1J101016 | Complete spring operating mechanism | no. | 249999 | 1 | 249999 | [8 empty] | 249999
115 | JJ7J710005 | Closing dashpot | sets | 24000 | 1 | 24000 | [8 empty] | 24000
116 | JJ7J710006 | Opening dahspot | sets | 24000 | 1 | 24000 | [8 empty] | 24000
117 | JJ7J710007 | Opening catch gear | sets | 18000 | 1 | 18000 | [8 empty] | 18000
118 | JJ7J710008 | Closing catchgear | sets | 18000 | 1 | 18000 | [8 empty] | 18000
| SS0S002001 | 245KV Isolator | [12 empty] | 0
119 | N/A | One complete pole of Isolator including support insulator with 1 E/S with operating mechanism for main isolator and earth switch (excluding structure) | No. | 278000 | 1 | 278000 | [8 empty] | 278000
120 | N/A | Copper contact fingers for female & male contracts | sets | 42000 | 2 | 84000 | [8 empty] | 84000
121 | N/A | Relays, power contractors, MCBs ,switch fuse units, push buttons and resistors for electrical control circuit as per approved schematic | Set | 36000 | 1 | 36000 | [8 empty] | 36000
122 | N/A | Terminal connector's | No. | 3600 | 3 | 10800 | [8 empty] | 10800
123 | N/A | Terminal pads | No. | 4500 | 3 | 13500 | [8 empty] | 13500
124 | N/A | Limit switch and auxilliary contract contract (complete for one MOM box of Isolator) | sets | 5800 | 2 | 11600 | [8 empty] | 11600
125 | N/A | Rotor housing bearing assembly | No. | 4600 | 1 | 4600 | [8 empty] | 4600
126 | N/A | Corona shielding rign of each type | sets | 3200 | 2 | 6400 | [8 empty] | 6400
127 | N/A | Bearings | sets | 7000 | 1 | 7000 | [8 empty] | 7000
128 | N/A | Interlocking coils with resistor | No. | 2600 | 5 | 13000 | [8 empty] | 13000
129 | N/A | Support Insulator | No. | 4000 | 1 | 4000 | [8 empty] | 4000
131 | KK0K002001 | 216KV Surge arrester 216 KV Surge arrester complete with insulating base and surge monitor and terminal connectors | No. | 102000 | 2 | 204000 | [8 empty] | 204000
CONTROL AND RELAY PANEL
Control Panel Equipment Spares
132 | N/A | Ammeter with transducer | No. | 7500 | 2 | 15000 | [8 empty] | 15000
133 | N/A | Wattmeter with transducer | No. | 6100 | 1 | 6100 | [8 empty] | 6100
134 | N/A | var meter with transducer | No. | 8200 | 1 | 8200 | [8 empty] | 8200
135 | N/A | Voltmeter with transducer | No. | 8800 | 1 | 8800 | [8 empty] | 8800
136 | N/A | Voltmeter selector switch | No. | 8400 | 1 | 8400 | [8 empty] | 8400
137 | N/A | Control switch for breaker | No. | 9500 | 2 | 19000 | [8 empty] | 19000
138 | N/A | Control switch for Isolator | No. | 7800 | 2 | 15600 | [8 empty] | 15600
139 | N/A | Semaphore indicator for Earthswitch | No. | 45000 | 2 | 90000 | [8 empty] | 90000
140 | N/A | Red/Green/White indicating lamp with complete assembly (3 no's for each colour) | set | 8500 | 1 | 8500 | [8 empty] | 8500
141 | N/A | Annunciation windows with necessary annunciation relay | No. | 27000 | 1 | 27000 | [8 empty] | 27000
142 | N/A | Push Button | No. | 3250 | 1 | 3250 | [8 empty] | 3250
143 | N/A | sybchronising socket | No. | 7600 | 1 | 7600 | [8 empty] | 7600
144 | N/A | Synchronising selector switch (If applicable) | No. | 8600 | 1 | 8600 | [8 empty] | 8600
|  | Breaker Relay Panel spares |  |  |  | 0 | [8 empty] | 0
145 | N/A | Breaker failure relay | No. | 37000 | 1 | 37000 | [8 empty] | 37000
146 | N/A | Trip circuit supervision relay | No. | 38000 | 1 | 38000 | [8 empty] | 38000
147 | N/A | Auto reclose relay with check synchronising relay and dead line charging relay (If stand alone) | No. | 22000 | 1 | 22000 | [8 empty] | 22000
148 | N/A | Self reset trip relay (one relay of each type), if applicable | No. | 47000 | 1 | 47000 | [8 empty] | 47000
149 | N/A | Hand reset trip relay (one relay of each type), if applicable | No. | 450000 | 1 | 450000 | [8 empty] | 450000
150 | N/A | Timer relay (one relay of each type), If applicable | No. | 21000 | 1 | 21000 | [8 empty] | 21000
151 | N/A | DC supervision relays (if applicable) | No. | 34000 | 1 | 34000 | [8 empty] | 34000
152 | N/A | Flag relay (one relay of each type), if applicable | No. | 41500 | 1 | 41500 | [8 empty] | 41500
153 | N/A | Auxiliary relay (one relay of each type) | No. | 37000 | 1 | 37000 | [8 empty] | 37000
|  | Line Protection Panel Equipment Spares | [12 empty] | 0
154 | N/A | Main-1 Neumerical distance relay(excluding external trip relays)with software and cable for front panel communication to pc 1set | sets | 1938000 | 1 | 1938000 | [8 empty] | 1938000
|  | Transformers Protection Panel Spares | [12 empty] | 0
155 | N/A | Transformers differential protection relay including all aux CTs and assosiated software in case of numerical relay | No. | 885000 | 0 | 0 | [8 empty] | 0
156 | N/A | Back up protection relay with 30/C and 1 E/F element | sets | 318000 | 1 | 318000 | [8 empty] | 318000
157 | N/A | Over fluxing relay (If stand only) | sets | 100000 | 1 | 100000 | [8 empty] | 100000
158 | N/A | CVT selection relay | sets | 104000 | 0 | 0 | [8 empty] | 0
159 | N/A | Overload relay with timer | sets | 65000 | 1 | 65000 | [8 empty] | 65000
|  | Reactor Protection Panel Spares | [12 empty] | 0
160 | N/A | Reactor differential Protection relay including all aux CTs and associated software in case of numerical relay | No. | 75000 | 0 | 0 | [8 empty] | 0
161 | N/A | Restricted earth fault Protection relay with non -linear resistor | No. | 62000 | 0 | 0 | [8 empty] | 0
162 | N/A | Back up forimpedence relay | sets | 72000 | 1 | 72000 | [8 empty] | 72000
|  | Common Spares | [12 empty] | 0
163 | N/A | Inter-posing CT & PT each | sets | 38000 | 1 | 38000 | [8 empty] | 38000
164 | N/A | Metrosil (non - linear resistor) each type if applicable | No. | 47000 | 1 | 47000 | [8 empty] | 47000
165 | N/A | Power supply module of bus-bar protection | No. | 12000 | 1 | 12000 | [8 empty] | 12000
166 | N/A | Restricted earth fault Protection relay with non -linear resistor | No. | 58000 | 1 | 58000 | [8 empty] | 58000
167 | N/A | Back up Impedence relay | sets | 35000 | 1 | 35000 | [8 empty] | 35000
|  | SAS System | [12 empty] | 0
168 | N/A | Each type of Bay Control Unit | No. | 47000 | 0 | 0 | [8 empty] | 0
169 | N/A | Switch of each type | sets | 37000 | 0 | 0 | [8 empty] | 0
170 | N/A | Longest optical cable with end equipment | sets | 34000 | 1 | 34000 | [8 empty] | 34000
| N5 | PLCC Equipments | [12 empty] | 0
171 | N/A | Each type of card of carrier | Set | 270000 | 1 | 270000 | [8 empty] | 270000
172 | N/A | Set of Prints for EPAX (24/8) | Set | 900 | 1 | 900 | [8 empty] | 900
173 | N/A | Coupling device without base plate | Set | 74000 | 2 | 148000 | [8 empty] | 148000
174 | N/A | Telephone 4 wire with necessary connecting cable | Set | 38000 | 2 | 76000 | [8 empty] | 76000
175 | N/A | Co-axial connector | Set | 8100 | 2 | 16200 | [8 empty] | 16200
176 | N/A | Straight through joint | Set | 8700 | 1 | 8700 | [8 empty] | 8700
177 | N/A | Set of prints for Protection coupler | Set | 12000 | 1 | 12000 | [8 empty] | 12000
|  | Lighting | [12 empty] | 0
|  | Fluorescent Lights | [12 empty] | 0
178 | N/A | Botton strips | sets | 55 | 20 | 1100 | [8 empty] | 1100
179 | L301 | Complete fittings | No. | 4200 | 10 | 42000 | [8 empty] | 42000
|  | Sodium Vapour/ Mercury Vapour Lamps | [12 empty] | 0
180 | L006 & L007 | Covers and Reflectors | sets | 400 | 20 | 8000 | [8 empty] | 8000
181 | N/A | Complete fittings | No. | 4000 | 10 | 40000 | [8 empty] | 40000
|  | CFL (Compressed fluorsecent lamps) | [12 empty] | 0
182 | L402 | CFL | Sets | 120 | 18 | 2160 | [8 empty] | 2160
183 | L404 | Holders | sets | 12 | 20 | 240 | [8 empty] | 240
184 | N/A | Complete fittings of all types | No. | 7000 | 10 | 70000 | [8 empty] | 70000
185 | L603 | Junction boxes | sets | 640 | 5 | 3200 | [8 empty] | 3200
| Q201 | Fire Protection System |  |  |  | 0 | [8 empty] | 0
|  | HVW spray pumps |  |  |  | 0 | [8 empty] | 0
186 | N/A | Shaft sleeves | sets | 7000 | 1 | 7000 | [8 empty] | 7000
|  | Diesel Engine drive |  |  |  | 0 | [8 empty] | 0
187 | N/A | Self Starter | No. | 43247 | 1 | 43247 | [8 empty] | 43247
|  | Hydrant pumps & Jockey pumbs | [12 empty] | 0
188 | N/A | Shaft sleeves | sets | 4000 | 1 | 4000 | [8 empty] | 4000
|  | General |  |  |  | 0 | [8 empty] | 0
189 | N/A | Quarzold bulb detectors | No. | 3137 | 5 | 15685 | [8 empty] | 15685
190 | N/A | Projector(Merxies) | No. | 3200 | 2 | 6400 | [8 empty] | 6400
191 | N/A | Smoke Detectors | No. | 800 | 2 | 1600 | [8 empty] | 1600
192 | N/A | Heat Detectors | No. | 800 | 3 | 2400 | [8 empty] | 2400
193 | N/A | Deluge Valve | sets | 69711 | 1 | 69711 | [8 empty] | 69711
194 | N/A | Isolation Valves (each size each type) | sets | 7000 | 1 | 7000 | [8 empty] | 7000
195 | N/A | Electricals control panel Annuciation printed circuit bosrds (for solid state annunciation) in the control panel | sets | 6000 | 1 | 6000 | [8 empty] | 6000
196 | N/A | Strainer | No. | 13942 | 1 | 13942 | [8 empty] | 13942
197 | N/A | Level Switch | No. | 8500 | 1 | 8500 | [8 empty] | 8500
198 | N/A | Safety valve for hydro pneumatic system | No. | 6000 | 1 | 6000 | [8 empty] | 6000
199 | N/A | Pressure Switch | No. | 3782 | 1 | 3782 | [8 empty] | 3782
200 | N/A | Hydrant Valve | No. | 7000 | 0 | 0 | [8 empty] | 0
201 | N/A | Pressure Guage and coupling device of each type | No. | 4400 | 1 | 4400 | [8 empty] | 4400
|  | DG Set | [12 empty] | 0
202 | N/A | Set of filters(Lub oil/fuel/air ckt.) |  | 2693 | 1 | 2693 | [8 empty] | 2693
203 | N/A | Self starter assembly | No. | 80000 | 1 | 80000 | [8 empty] | 80000
204 | N/A | Solenoid coil assembly | No. | 22000 | 1 | 22000 | [8 empty] | 22000
205 | N/A | Switches | sets | 750 | 1 | 750 | [8 empty] | 750
206 | N/A | Timer | sets | 2400 | 1 | 2400 | [8 empty] | 2400
207 | N/A | D.C. Starter assembly with clutch engaging and dis angaging arrangements complete with motor | No. | 28000 | 1 | 28000 | [8 empty] | 28000
208 | N/A | Lube oil pressure safety control | No. | 1200 | 1 | 1200 | [8 empty] | 1200
209 | N/A | High water temperature safety control | No. | 1600 | 1 | 1600 | [8 empty] | 1600
210 | N/A | AVR cord of each type | No. | 5800 | 1 | 5800 | [8 empty] | 5800
|  | Batteries & Battery chargers | [12 empty] | 0
| Y0 | Battary 220 V |  |  |  | 0 | [8 empty] | 0
211 | N/A | Spare Battary cells | No. | 9500 | 5 | 47500 | [8 empty] | 47500
212 | N/A | Inter cell connectors with bolts and nuts | No. | 250 | 15 | 3750 | [8 empty] | 3750
| Y0 | Battery 48 V |  |  |  | 0 | [8 empty] | 0
213 | N/A | Spare battery cells | N0. | 7600 | 5 | 38000 | [8 empty] | 38000
214 | N/A | Inter cells connectors with bolts and nuts | N0. | 250 | 15 | 3750 | [8 empty] | 3750
| Y1 | Battery chargers (220V) |  |  |  | 0 | [8 empty] | 0
215 | N/A | Set of control cards (All PCB cards) | Set | 35000 | 1 | 35000 | [8 empty] | 35000
216 | N/A | Set of relays | Set | 40000 | 1 | 40000 | [8 empty] | 40000
217 | N/A | Set of contactor | Set | 750 | 1 | 750 | [8 empty] | 750
218 | N/A | Filter capacitor |  | 300 | 1 | 300 | [8 empty] | 300
219 | N/A | Thyristor/diode | Set | 450 | 1 | 450 | [8 empty] | 450
220 | N/A | Set of wound resistor(IF applicable) | Set | 500 | 1 | 500 | [8 empty] | 500
221 | N/A | Set of switches | Set | 750 | 1 | 750 | [8 empty] | 750
222 | N/A | Potentiometer | Nos. | 498 | 1 | 498 | [8 empty] | 498
223 | N/A | Fuses of thyristor with indicator | Nos. | 605 | 6 | 3630 | [8 empty] | 3630
| Y1 | Spares of Battery Charger (48 V) | [12 empty] | 0
224 | N/A | Set of Control cards (ALL PCB cards ) | Set | 47000 | 0 | 0 | [8 empty] | 0
225 | N/A | Set of relays | Set | 36000 | 1 | 36000 | [8 empty] | 36000
226 | N/A | Set of contactor | Set | 750 | 1 | 750 | [8 empty] | 750
227 | N/A | Filter capacitor | No. | 300 | 1 | 300 | [8 empty] | 300
228 | N/A | Thyristor /diode | Set | 450 | 1 | 450 | [8 empty] | 450
229 | N/A | Set of wound resistor (if applicable ) | Set. | 500 | 1 | 500 | [8 empty] | 500
230 | N/A | Set of switches | Set. | 750 | 1 | 750 | [8 empty] | 750
231 | N/A | Potentiometer | No. | 498 | 1 | 498 | [8 empty] | 498
232 | N/A | Fuses of thyristor with indicator | Nos. | 630 | 6 | 3780 | [8 empty] | 3780
|  | LT Switchgear |  |  |  | 0 | [8 empty] | 0
233 | N/A | Relays of each type | Set. | 71000 | 1 | 71000 | [8 empty] | 71000
234 | N/A | CT,PT(each type ) | Set. | 46000 | 1 | 46000 | [8 empty] | 46000
235 | N/A | Switch ,Push buttons ,Meters | Set. | 40000 | 1 | 40000 | [8 empty] | 40000
237 | N/A | MCCB of each rating | Set. | 30000 | 0 | 0 | [8 empty] | 0
|  | A/C and Ventilation |  |  |  | 0 | [8 empty] | 0
238 | N/A | A/C System(1unit) as per specification | Set | 98800 | 1 | 98800 | [8 empty] | 98800
|  | CONDUCTORS / AL. TUBE |  |  |  | 0 | [8 empty] | 0
239 | N/A | 7 | Nos. | 9933 | 13 | 129129 | [8 empty] | 129129
240 | N/A | 5.5 | Nos. | 7805 | 5 | 39025 | [8 empty] | 39025
241 | N/A | 4 | Nos. | 5676 | 4 | 22704 | [8 empty] | 22704
242 | AA3A302004 | Welding Sleeves with PIN | Nos. | 1150 | 13 | 14950 | [8 empty] | 14950
| N/A | BUS SUPPORT INSULATORS |  |  |  | 0 | [8 empty] | 0
243 | N/A | Bus support insulators Voltage Rating | Nos | 46100 | 5 | 230500 | [8 empty] | 230500
| II0I001003 | INSULATOR STRINGS (DISC INSULATOR) |  |  |  | 0 | [8 empty] | 0
244 | II0I001003 | Double Tension Insulator String (without hardware) suitable for twin ACSR Moose conductor Quantity of Disc Insulator | Nos. | 890 | 180 | 160200 | [8 empty] | 160200
245 | II0I001003 | Double Tension Insulator String (without hardware) suitable for quad ACSR Moose conductor Quantity of Disc Insulator | Nos. | 890 | 240 | 213600 | [8 empty] | 213600
246 | II0I001003 | Single suspension Insulator String (without hardware) for twin ACSR Moose conductor Quantity of Disc Insulator | Nos. | 890 | 30 | 26700 | [8 empty] | 26700
247 | II0I001003 | Single suspension Insulator String (without hardware) for quad ACSR Moose conductor Quantity of Disc Insulator | Nos. | 890 | 19 | 16910 | [8 empty] | 16910
|  | INSULATOR HARDWARE |  |  |  | 0 | [8 empty] | 0
248 | II0I001003 | Double Tension-Double String-Twin Moose without Turn Buckle per conductor, 450 mmsub conductor spacing | Nos. | 14700 | 2 | 29400 | [8 empty] | 29400
249 | II0I001003 | Double Tension-Double String-Twin Moosewith Turn Buckle per conductor, 450 mm sub conductor spacing | Nos. | 18600 | 2 | 37200 | [8 empty] | 37200
250 | II0I001003 | Double Tension-Double String-Quad Moose without Turn Buckle per conductor, 450 mm sub conductor spacing | Nos. | 24000 | 3 | 72000 | [8 empty] | 72000
251 | II0I001003 | Double Tension-Double String-Quad Moosewith Turn Buckle per conductor, 450 mmsub conductor spacing | Nos. | 25500 | 3 | 76500 | [8 empty] | 76500
|  | Single Tension Insulator Hardware with Single anchoring point with all hardware accessories for Moose conductor |  |  |  | 0 | [8 empty] | 0
252 | II0I001003 | Single Suspension -Single String-Twin Moose - Through'450 mm sub conductor spacing | Nos. | 8350 | 1 | 8350 | [8 empty] | 8350
253 | II0I001003 | Single Suspension -Single String-Twin Moose - Drop'450 mm sub conductor spacing | Nos. | 6400 | 1 | 6400 | [8 empty] | 6400
254 | II0I001003 | Single Suspension-Single String-Quad Moose - Through'450 mm sub conductor spacing | Nos. | 7900 | 1 | 7900 | [8 empty] | 7900
255 | II0I001003 | Single Suspension-Single String-Quad Moose - Drop'450 mm sub conductor spacing | Nos. | 8410 | 1 | 8410 | [8 empty] | 8410
| V | CLAMPS AND CONNECTORS |  |  |  | 0 | [8 empty] | 0
256 | N/A | Terminal Connector for CB to receive |  |  |  | 0 | [8 empty] | 0
257 | N/A | Al. Tube Flexible type | Nos. | 3195 | 4 | 12780 | [8 empty] | 12780
258 | N/A | Breaker - Quad Moose - Horizontal | Nos. | 3058 | 1 | 3058 | [8 empty] | 3058
| N/A | Terminal Connector for CT to receive |  |  |  | 0 | [8 empty] | 0
259 | N/A | Universal take off | Nos. | 2300 | 1 | 2300 | [8 empty] | 2300
260 | N/A | Al. Tube Rigid type | Nos. | 2700 | 1 | 2700 | [8 empty] | 2700
261 | N/A | Al. Tube Flexible type | Nos. | 4750 | 3 | 14250 | [8 empty] | 14250
|  | Terminal connector for Isolator to receive |  |  |  | 0 | [8 empty] | 0
262 | N/A | Isolator-4"IPS-Tandem | Nos. | 2205 | 3 | 6615 | [8 empty] | 6615
263 | N/A | Al. Tube Rigid type | Nos. | 2170 | 2 | 4340 | [8 empty] | 4340
264 | N/A | Al. Tube Flexible type | Nos. | 4805 | 3 | 14415 | [8 empty] | 14415
|  | ACSR Twin Moose Conductor |  |  |  | 0 | [8 empty] | 0
265 | N/A | (i) Universal take off | Nos. | 2205 | 4 | 8820 | [8 empty] | 8820
266 | N/A | (ii) Isolator-TM-Horizontal | Nos. | 2230 | 2 | 4460 | [8 empty] | 4460
267 | N/A | Isolator-QM-Tandem-Vertical | Nos. | 3996 | 1 | 3996 | [8 empty] | 3996
268 | N/A | Isolator-Quad-Horizontal | Nos. | 3528 | 1 | 3528 | [8 empty] | 3528
269 | N/A | Terminal connector for CVT to receive ACSR Twin Moose Conductor (i) Universal take off | Nos. | 2430 | 1 | 2430 | [8 empty] | 2430
270 | N/A | Terminal connector for LA to receive ACSR Twin Moose Conductor (i) Universal take off | Nos. | 2470 | 2 | 4940 | [8 empty] | 4940
| N/A | Terminal Connector for Auto Trafo. to receive On HT side ACSR Twin Moose Conductor |  |  |  | 0 | [8 empty] | 0
271 | N/A | (i) Horizontal take off | Nos. | 1803 | 1 | 1803 | [8 empty] | 1803
272 | N/A | (ii) Transformer - Pad - Neutral | Nos. | 980 | 1 | 980 | [8 empty] | 980
| N/A | Terminal connector for WT to receive ACSR Twin MooseConductor |  |  |  | 0 | [8 empty] | 0
273 | N/A | (i) Universal take off | Nos. | 2200 | 1 | 2200 | [8 empty] | 2200
274 | N/A | (ii) Al. Tube Rigid / Sliding type | Nos. | 2200 | 1 | 2200 | [8 empty] | 2200
| N/A | Terminal connector for BPI to receive |  |  |  | 0 | [8 empty] | 0
275 | N/A | Al. Tube Rigid / Sliding type | Nos. | 2350 | 2 | 4700 | [8 empty] | 4700
| N/A | ACSR Twin MooseConductor |  |  |  | 0 | [8 empty] | 0
276 | N/A | (i) Through -Type | Nos. | 3600 | 1 | 3600 | [8 empty] | 3600
277 | N/A | BPI-4"IPS- Flexible |  | 4900 | 3 | 14700 | [8 empty] | 14700
278 | N/A | BPI-Quad Moose- Through | Nos. | 3350 | 1 | 3350 | [8 empty] | 3350
279 | II4I404004 | Spacers for ACSR Twin Moose Conductor (450 mm spacer for ACSR Twin Moose - Rigid type) | Nos. | 1400 | 38 | 53200 | [8 empty] | 53200
280 | II4I404003 | Spacers for ACSR Quad Moose Conductor (450mm spacer for ACSR Quad Moose - Rigid type) | Nos. | 1890 | 23 | 43470 | [8 empty] | 43470
| N/A | Terminal Connector for Reactor & accessories to receive ACSR Twin Moose Conductor |  |  |  | 0 | [8 empty] | 0
281 | N/A | (i) On Reactor Primary side - Horizontal take off | Nos. | 3700 | 1 | 3700 | [8 empty] | 3700
282 | N/A | (ii) Reactor-N - Twin Moose - Hor | Nos. | 3200 | 1 | 3200 | [8 empty] | 3200
283 | N/A | `T' Clamp for ACSR Moose Conductor | Nos. | 2300 | 6 | 13800 | [8 empty] | 13800
284 | N/A | Twin-single Inter connector | Nos. | 3700 | 10 | 37000 | [8 empty] | 37000
285 | I003 | PG. Clamp for ACSR Moose Conductor | Nos. | 3860 | 8 | 30880 | [8 empty] | 30880
286 | N/A | Shield wire clamps and accessories |  |  |  | 0 | [8 empty] | 0
287 | N/A | Shield wire tension clamps. | Nos. | 578 | 4 | 2312 | [8 empty] | 2312
288 | N/A | Pad type clamp for Shield Wire | Nos. | 680 | 3 | 2040 | [8 empty] | 2040
289 | N/A | Cleat type clamp for Shield Wire | Nos. | 270 | 31 | 8370 | [8 empty] | 8370
290 | N/A | PG Clamp for Shield wire | Nos. | 475 | 6 | 2850 | [8 empty] | 2850
291 | I205 | Cleat for earth strip | Nos. | 95 | 115 | 10925 | [8 empty] | 10925
292 | I205 | Cleat for earth strip | Nos. | 95 | 5 | 475 | [8 empty] | 475
|  | 132kV System |  |  |  | 0 | [8 empty] | 0
293 | N/A | Transformer to Twin Moose -Vertical Type | Nos. | 2340 | 1 | 2340 | [8 empty] | 2340
294 | N/A | Transformer-Neutral to Pad Type -Horizontal Type | Nos. | 2700 | 1 | 2700 | [8 empty] | 2700
|  | 33kV System |  |  |  | 0 | [8 empty] | 0
295 | N/A | Aux Trafo to Single Moose-Through type | Nos. | 2600 | 1 | 2600 | [8 empty] | 2600
296 | N/A | VCB to Single Moose-Horizontal type | Nos. | 1670 | 1 | 1670 | [8 empty] | 1670
297 | N/A | CT to Single Moose-Horizontal type | Nos. | 1680 | 1 | 1680 | [8 empty] | 1680
298 | N/A | PT to Single Moose-Through Type | Nos. | 1670 | 1 | 1670 | [8 empty] | 1670
299 | N/A | Isolator to Single Moose-Horizontal type | Nos. | 2300 | 1 | 2300 | [8 empty] | 2300
300 | N/A | BPI to Single Moose - Through Type- Rigid connection | Nos. | 2650 | 2 | 5300 | [8 empty] | 5300
| AA3A301004 | CONDUCTORS / AL. TUBE |  |  |  | 0 | [8 empty] | 0
|  | Cut lengths (mts) |  |  |  | 0 | [8 empty] | 0
301 |  | 7 | Nos. | 9933 | 8 | 79464 | [8 empty] | 79464
302 |  | 5.5 | Nos. | 7804 | 4 | 31216 | [8 empty] | 31216
303 |  | 4 | Nos. | 5676 | 2 | 11352 | [8 empty] | 11352
304 | A302 | Welding Sleeves with PIN | Nos. | 1150 | 6 | 6900 | [8 empty] | 6900
| N/A | BUS SUPPORT INSULATORS |  |  |  | 0 | [8 empty] | 0
305 | N/A | Bus Support Insulators Voltage Rating | Nos | 32500 | 5 | 162500 | [8 empty] | 162500
|  | INSULATOR STRINGS / HARDWARE |  |  |  | 0 | [8 empty] | 0
306 | II0I001003 | Double Tension Insulator String (without hardware) suitable for twin ACSR Moose conductor Disc Insulator | Nos. | 890 | 90 | 80100 | [8 empty] | 80100
307 | II0I001003 | Double Tension Insulator String (without hardware) suitable for quad ACSR Moose conductor Quantity of Disc Insulator | Nos. | 890 | 117 | 104130 | [8 empty] | 104130
308 | II0I001003 | Single suspension Insulator String (without hardware) for twin ACSR Moose conductor Quantity of Disc Insulator | Nos. | 890 | 15 | 13350 | [8 empty] | 13350
309 | II0I001003 | Single suspension Insulator String (without hardware) for Quad ACSR Moose conductor Quantity of Disc Insulator | Nos. | 890 | 3 | 2670 | [8 empty] | 2670
|  | INSULATOR HARDWARE |  |  |  | 0 | [8 empty] | 0
310 |  | Double Tension Insulator Hardware with Double anchoring point with all hardware accessories for Moose conductor |  |  |  | 0 | [8 empty] | 0
311 | II0I001003 | Double Tension-Double String-Twin Moose without turnbuckel per conductor), 250 mm sub conductor spacing | Nos. | 11800 | 2 | 23600 | [8 empty] | 23600
312 | II0I001003 | Double Tension-Double String-Twin Moose with turnbuckel per conductor), 250 mm sub conductor spacing | Nos. | 10790 | 2 | 21580 | [8 empty] | 21580
313 | II0I001003 | Double Tension-Double String-Quad Moose without turnbuckel per conductor), 250 mm sub conductor spacing | Nos. | 12700 | 2 | 25400 | [8 empty] | 25400
314 | II0I001003 | Double Tension-Double String-Quad Moose with turnbuckel per conductor), 250 mm sub conductor spacing | Nos. | 17860 | 2 | 35720 | [8 empty] | 35720
|  | Single Suspension hardware with Single anchoring point with all accessories for Moose Conductor |  |  |  | 0 | [8 empty] | 0
315 | II0I001003 | Single Tension-Single String-Twin Moose - Drop 250 mm sub conductor spacing | Nos. | 5200 | 1 | 5200 | [8 empty] | 5200
316 | II0I001003 | Single Tension-Single String-Quad Moose - Drop 250 mm sub conductor spacing | Nos. | 7200 | 1 | 7200 | [8 empty] | 7200
| V | CLAMPS AND CONNECTORS |  |  |  | 0 | [8 empty] | 0
| N/A | Terminal Connector for CB to receive |  |  |  | 0 | [8 empty] | 0
317 | N/A | Al. Tube Flexible type | Nos. | 4600 | 3 | 13800 | [8 empty] | 13800
| N/A | Terminal Connector for CT to receive |  |  |  | 0 | [8 empty] | 0
318 | N/A | Al. Tube Rigid type | Nos. | 3800 | 1 | 3800 | [8 empty] | 3800
319 | N/A | Al. Tube Flexible type | Nos. | 4750 | 2 | 9500 | [8 empty] | 9500
| N/A | ACSR Twin Moose Conductor |  |  |  | 0 | [8 empty] | 0
320 | N/A | (i) Universal take off-Horizontal | Nos. | 5300 | 1 | 5300 | [8 empty] | 5300
321 | N/A | (ii) Universal take off-Vertical | Nos. | 4200 | 1 | 4200 | [8 empty] | 4200
322 | N/A | Terminal connector for Isolator to receive Al. Tube Rigid Through type for Tandem Isolator | Nos. | 1799 | 3 | 5397 | [8 empty] | 5397
323 | N/A | (i) Isolator-TM-Tandem-Vertical | Nos. | 1653 | 4 | 6612 | [8 empty] | 6612
324 | N/A | (ii) Isolator-TM-Horizontal | Nos. | 1370 | 1 | 1370 | [8 empty] | 1370
325 | N/A | Isolator-4"IPS-Horizontal-Flex | Nos. | 2058 | 4 | 8232 | [8 empty] | 8232
326 | N/A | Isolator-4"IPS-Horizontal-Rigid | Nos. | 1700 | 2 | 3400 | [8 empty] | 3400
327 | N/A | Terminal connector for CVT to receive ACSR Twin Moose Conductor (i) Universal take off | Nos. | 4405 | 1 | 4405 | [8 empty] | 4405
328 | N/A | Terminal connector for LA to receive ACSR Twin Moose Conductor (i) Universal take off | Nos. | 2250 | 2 | 4500 | [8 empty] | 4500
| N/A | Terminal Connector for Auto Trafo. to receive On LT side ACSR Twin MooseConductor |  |  |  | 0 | [8 empty] | 0
329 | N/A | (i) Universal take off | Nos. | 1450 | 1 | 1450 | [8 empty] | 1450
330 | N/A | Transformer - 4"IPS - Hor-Rigid | Nos. | 1421 | 1 | 1421 | [8 empty] | 1421
331 | N/A | Transformer - Pad - Neutral | Nos. | 1450 | 1 | 1450 | [8 empty] | 1450
| N/A | Terminal connector for WT to receive |  |  |  | 0 | [8 empty] | 0
332 | N/A | ACSR Twin MooseConductor (i) Universal take off | Nos. | 1300 | 1 | 1300 | [8 empty] | 1300
| N/A | Terminal connector for BPI to receive |  |  |  | 0 | [8 empty] | 0
333 | N/A | Al. Tube Rigid / Sliding Type | Nos. | 4870 | 3 | 14610 | [8 empty] | 14610
334 | N/A | Al. Tube Flexible type | Nos. | 5032 | 3 | 15096 | [8 empty] | 15096
335 | N/A | ACSR Twin Moose Conductor (i) Universal take off |  | 5200 | 1 | 5200 | [8 empty] | 5200
336 | N/A | 250mm spacer for ACSR Twin Moose - Rigid type | Nos. | 1600 | 44 | 70400 | [8 empty] | 70400
337 | II4I404003 | 250mm spacer for ACSR Quad Moose - Rigid type | Nos. | 1950 | 26 | 50700 | [8 empty] | 50700
338 | N/A | `T' Clamp for ACSR Moose Conductor | Nos. | 2700 | 9 | 24300 | [8 empty] | 24300
339 | N/A | Inter connector for 250mm spacing ACSR Twin Moose to ACSR Single Moose Conductor | Nos. | 2450 | 5 | 12250 | [8 empty] | 12250
340 | N/A | Tee Interconnector-4"IPS-TM-Tee | Nos. | 3500 | 1 | 3500 | [8 empty] | 3500
341 | N/A | Tee Interconnector-4"IPS-QM-Tee | Nos. | 3883 | 1 | 3883 | [8 empty] | 3883
342 | N/A | Tee Interconnector-4"IPS-TM-Hor | Nos. | 3800 | 1 | 3800 | [8 empty] | 3800
343 | N/A | PG. Clamp for ACSR Moose Conductor | Nos. | 3860 | 9 | 34740 | [8 empty] | 34740
344 | N/A | Tee Interconnector-4"IPS-SM-Hor | Nos. | 5400 | 2 | 10800 | [8 empty] | 10800
|  | Shield wire clamps and accessories |  |  |  | 0 | [8 empty] | 0
345 | N/A | Shield wire tension clamps. | Nos. | 778 | 3 | 2334 | [8 empty] | 2334
346 | N/A | Pad type clamp for Shield Wire | Nos. | 680 | 2 | 1360 | [8 empty] | 1360
347 | N/A | Cleat type clamp for Shield Wire | Nos. | 270 | 21 | 5670 | [8 empty] | 5670
348 | N/A | PG Clamp for Shield Wire | Nos. | 196 | 4 | 784 | [8 empty] | 784
349 | N/A | Cleat for earth strip | Nos. | 95 | 77 | 7315 | [8 empty] | 7315
350 | N/A | Cleat for earth strip | Nos. | 95 | 5 | 475 | [8 empty] | 475
|  | 11kV System |  |  |  | 0 | [8 empty] | 0
351 | N/A | Aux Trafo to Single Moose-Through type | Nos | 2650 | 1 | 2650 | [8 empty] | 2650
352 | N/A | HG Fuse to Single Moose-Horizontal Type | Nos | 682 | 1 | 682 | [8 empty] | 682
353 | N/A | LA to Single Moose-Through Type | Nos | 2280 | 1 | 2280 | [8 empty] | 2280
354 | N/A | Isolator to Single Moose-Horizontal type | Nos | 2800 | 1 | 2800 | [8 empty] | 2800
356 | PP1P144007 | FIBERGLASS TELESCOPIC EARTH DISCHARGE ROD | Nos | 13275 | 3 | 39825 | [8 empty] | 39825
357 | N/A | REQUIREMENT OF 1.5 MM NON RETURN VALVE | Nos | 289.1 | 20 | 5782 | [8 empty] | 5782
358 | N/A | Overload protection relay3U5000-1F used with Contactor 3tf3101-0A(Seimens make) | Nos | 2926.5 | 4 | 11706 | [8 empty] | 11706
359 | N/A | Power contactor 3TF3101-0A (Seimens make) | Nos | 2926.5 | 4 | 11706 | [8 empty] | 11706
360 | VV2V204001 | EHV grade transformer oil IS335/1993(209 ltr. Each drum) | Drum | 15357 | 0.5 | 7678.5 | [8 empty] | 7678.5
361 | CC3C318002 | Tape roll (ISI marked containing 30 rolls per packet) | PKT. | 525.1 | 0 | 0 | [8 empty] | 0
363 |  | HDPE PIPE 1.25 inch, Pressure class PN4 or above suitable for submersible pump | Mtr. | 174.64 | 35 | 6112.4 | [8 empty] | 6112.4
364 |  | Switchyard LED Lights | No's | 21840 | 1 | 21840 | [8 empty] | 21840
365 |  | 245kV Current Transformer (damaged) (1600/800/1 Ratio) | No's | 13432 |  |  | 1 | 13432 | [6 empty] | 13432
366 |  | Copper contact fingers for female & male contracts (Burned & unusable) | Set | 4200 | [8 empty] | 1 | 4200 | 4200
367 |  | Moving Male Contact (only Rod) for 245kV Isolator (Burned & Unusable) | No's | 2500 |  |  | 1 | 2500 | [6 empty] | 2500
368 |  | HPSV Lamps 150 watt | No. | 708 | 3 | 2124 | [8 empty] | 2124
369 |  | HPSV Lamps 250 watt | No. | 472 | 0 | 0 | [8 empty] | 0
370 |  | HPSV Lamps 400 watt | No. | 1180 | 0 | 0 | [8 empty] | 0
371 |  | Choke for 400 watt HPSV Lamp | No. | 2360 | 2 | 4720 | [8 empty] | 4720
372 |  | Choke for 250 watt HPSV Lamp | No. | 1652 | 3 | 4956 | [8 empty] | 4956
373 |  | Choke for 150 watt HPSV Lamp | No. | 1180 | 6 | 7080 | [8 empty] | 7080
374 |  | Ignitors for 400/250/150watt HPSV Lamp | No. | 531 | 6 | 3186 | [8 empty] | 3186
375 |  | Condenser for 400 watt HPSV Lamp (42MFD) | No. | 177 | 4 | 708 | [8 empty] | 708
376 |  | Condenser for 250 watt HPSV Lamp (33MFD) | No. | 177 | 5 | 885 | [8 empty] | 885
377 |  | Condenser for150 watt HPSV Lamp (33MFD) | No. | 118 | 4 | 472 | [8 empty] | 472
378 |  | 420kv CVT (Capacitive Voltage Transformers) old, used, non functional | No. | 5000 |  |  | 1 | 5000 | [6 empty] | 5000
379 |  | ABB Make REC 670 BPCU(Bay Protection controlling unit) (old &used) | No. | 20000 | 1 | 20000 | [8 empty] | 20000
380 |  | Contactor 40A,3 Pole (1NO&1NC) (Havells/L&T/ABB/Siemens) | No. | 4130 | 4 | 16520 | [8 empty] | 16520
381 |  | MCB(4Pole)(Havells/L&T/ABB) 16A | No. | 2124 | 5 | 10620 | [8 empty] | 10620
382 |  | MCB(4Pole)(Havells/L&T/ABB) 32A | No. | 2124 | 5 | 10620 | [8 empty] | 10620
383 |  | MCB(4Pole)(Havells/L&T/ABB) 63A | No. | 2360 | 6 | 14160 | [8 empty] | 14160
384 |  | MCB(2 Pole)(Havells/L&T/ABB) 10A | No. | 826 | 6 | 4956 | [8 empty] | 4956
385 |  | MCB(2 Pole)(Havells/L&T/ABB) 16A | No. | 826 | 6 | 4956 | [8 empty] | 4956
386 |  | MCB(2 Pole)(Havells/L&T/ABB) 20A | No. | 826 | 5 | 4130 | [8 empty] | 4130
387 |  | MCB(2 Pole)(Havells/L&T/ABB) 32A | No. | 826 | 4 | 3304 | [8 empty] | 3304
388 |  | MCB(1 Pole)(Havells/ABB/L&T) 4A | No. | 590 | 9 | 5310 | [8 empty] | 5310
389 |  | MCB(1 Pole)(Havells/ABB/L&T) 6A | No. | 236 | 8 | 1888 | [8 empty] | 1888
390 |  | MCB(1 Pole)(Havells/ABB/L&T) 10A | No. | 236 | 9 | 2124 | [8 empty] | 2124
391 |  | MCB(1 Pole)(Havells/ABB/L&T) 16A | No. | 236 | 9 | 2124 | [8 empty] | 2124
392 |  | MCB(1 Pole)(Havells/ABB/L&T) 20A | No. | 236 | 9 | 2124 | [8 empty] | 2124
393 |  | MCB(1 Pole)(Havells/ABB/L&T) 32A | No. | 236 | 9 | 2124 | [8 empty] | 2124
394 |  | MCCB 100A(Havells/L&T/ABB | No. | 6490 | 4 | 25960 | [8 empty] | 25960
395 |  | Control Cable Copper (PVC) 2Core X 2.5sqmm | Km. | 152000 | 0.26 | 39520 | [8 empty] | 39520
396 |  | Control Cable Copper (PVC) 4Core X 2.5sqmm | Km. | 230000 | 0 | 0 | [8 empty] | 0
397 |  | Control Cable Copper (PVC) 6Core X 2.5sqmm | Km. | 322500 | 0 | 0 | [8 empty] | 0
398 |  | Power Cable Aluminium (PVC) 3.5 Core X 3.5sqmm | Km. | 317000 | 0.2 | 63400 | [8 empty] | 63400
399 |  | 220V DC, 120A Float cum boost cahrger (input 3-phase AC) | No. | 1227200 | 1 | 1227200 | [8 empty] | 1227200
400 |  | 48V DC, 60A Float cum boost cahrger (input 3-phase AC) | No. | 684400 | 1 | 684400 | [8 empty] | 684400
401 |  | CRC 500ml (Push and spray) | No. | 944 | 16 | 15104 | [8 empty] | 15104
402 |  | HT insulation Tap 3/4" | Tin | 1121 | 2 | 2242 | [8 empty] | 2242
403 |  | ABB make REC 670 BCU(Bay controlling unit) (old &used) | No. | 50000 | 1 | 50000 | [8 empty] | 50000
404 |  | 420KV CVT(Capacitive voltage Transformer) (Old,used,Nonfunctional) | No. | 5000 |  |  | 1 | 5000 | [6 empty] | 5000
405 |  | Station Transformer 800kVA (33/.4KV) (Make) (old, used & Damaged) | No. | 50000 |  |  | 1 | 50000 | [6 empty] | 50000
406 |  | Y Phase Current Transformer (Line Voltage-33kV) (Ratio-50/1) (Old, Used and damaged) | No. | 5000 |  |  | 1 | 5000 | [6 empty] | 5000
407 |  | 145KV Bus Isolator clamp for twin AAAC Tarantulla Conductor | No. | 1758.2 | 1 | 1758.2 | [8 empty] | 1758.2
408 |  | 145Kv Bus CVT clamp for twin AAAC Tarantulla conductor | No. | 1758.2 | 2 | 3516.4 | [8 empty] | 3516.4
409 |  | flexible Copper bond | No. | 1097.4 | 30 | 32922 | [8 empty] | 32922
410 |  | Silica Gel(Blue crystal)size 8-12mm | KG | 590 | 100 | 59000 | [8 empty] | 59000
411 |  | White Petrollium jelly | KG | 649 | 25 | 16225 | [8 empty] | 16225
412 |  | Electronegative SF6 Gas | KG | 6549 | 26.9 | 176168.1 | [8 empty] | 176168.1
413 |  | Complete Suspension type insulator string suitable for twin tarantulla conductor | No. | 5000 | 3 | 15000 | [8 empty] | 15000
414 |  | 145kv Capacitive Voltage Transformer(fail,Nonfunctional) | No. | 4000 |  |  | 1 | 4000 | [6 empty] | 4000
Total (In Rs.) | [5 empty] | 23376313.348 |  | 169932 |  | 0 |  | 0 |  | 4325 | 23550570.348
Sub-Total (A) |  |  |  | 23550570.348
415 | PP3P301013 | INSULATING GLOVES | Nos. |  | 5 | [9 empty] | 0
416 | II1I106003 | 145 kv wedge type connector for AAAC TARNTULLA TO ZEBRA | Nos. |  | 11 | [9 empty] | 0
417 | N/A | 145 kc wedge type connector for PANTHER LINE CONDUCTOR ON MAIN WAY SINGLE ACSR ON BRANCH WAY | Nos. |  | 6 | [9 empty] | 0
418 | II1I106001 | 145 kc wedge type connector TO SUIT TARNTULLA AAAC on main way and single tarantulla on branch way for transfer bus | Nos. |  | 23 | [9 empty] | 0
419 | N/A | 145 KV inter connector TO SUIT 4" IPS alluminium tube (EH type ) on main way & single ZEBRA ACSR on branch way | Nos. |  | 6 | [9 empty] | 0
420 | N/A | 145 KV inter connector TO SUIT 4" IPS alluminium tube (EH type ) on main way & single TARANTULLA AAAC on branch way | Nos. | Rates not available | 4 | [9 empty] | 0
421 | N/A | 145 KV BUS POST CLAMP TO SUIT 4" IPS ALUMINIUM TUBE THROUGH TYPE (EH TYPE) RIGID/ SLIDING | Nos. |  | 7 | [9 empty] | 0
422 | N/A | 145 KV TERMINAL CONNECTOR (FLEXIBLE TYPE ) SUITABLE CONNECTING OF CIRCUIT BREAKER & 4" IPS ALLUMINUM TUBE (EH TYPE) | Nos. |  | 54 | [9 empty] | 0
423 | AA3A301004 | 4" IPS ALUMINIUM TUBE (EH TYPE) TWISTED in different size in pieces | Mtr. |  | 224.1 | [9 empty] | 0
424 | N/A | 7/3.66mm GI SHIELD WIRE | Mtr. |  | 32 | [9 empty] | 0
(B) | JE (SUBSTATION) Renuka | [13 empty] | 0
1 |  | LT Stay set complete | Nos | 885 | 39 | 34515 | [8 empty] | 34515
2 |  | LT XLPE cable 3 1/2 core 240 mm sq | Mtr. | 1180 | 50 | 59000 | [8 empty] | 59000
3 |  | Street light complete fitting | Mtr. | 9204 | 9 | 82836 | [8 empty] | 82836
Total (In Rs.) | [5 empty] | 176351 |  | 0 |  | 0 |  | 0 |  | 0 | 176351
Sub-Total (B) |  |  |  | 176351
(C) | JE (LINE) Chandrashekhar | [13 empty] | 0
1 | II3I306001 | Jumper Cone for ACSR Moose Conductor | Nos. | 885 | 30 | 26550 | [8 empty] | 26550
2 | II3I301001 | Mid span compression joint for ACSR Moose Conductor | Nos. | 1416 | 20 | 28320 | [8 empty] | 28320
3 | II3I302001 | Repair Sleeve for ACSR Moose Conductor | Nos. | 1416 | 20 | 28320 | [8 empty] | 28320
4 | II3I301008 | Mid span compression joint for 7/9 SWG earthwire | Nos. | 2360 | 12 | 28320 | [8 empty] | 28320
5 | II3I302008 | Repair Sleeve for 7/9 SWG earthwire | Nos. | 590 | 10 | 5900 | [8 empty] | 5900
6 | II3I301003 | Mid Span Compression Joint for ASCR Zebra Conductor | Nos. | 1439.6 | 20 | 28792 | [8 empty] | 28792
7 | II3I302003 | Repair Sleeve for ACSR Zebra Conductor | Nos. | 1121 | 17 | 19057 | [8 empty] | 19057
8 | FF4F403007 | Flexible Copper Bond for 7/10 SWG Earthwire | Nos. | 1121 | 40 | 44840 | [8 empty] | 44840
9 | II3I306003 | Jumper Cone for ACSR Zebra Conductor | Nos. | 1062 | 20 | 21240 | [8 empty] | 21240
10 | AA0A002003 | ACSR Zebra Conductor | KM | 264500 | 1.453 | 384318.5 | [8 empty] | 384318.5
11 |  | Tower parts of 220KV "C" Type Tower with 0, 1.5, 3 Mtr. Leg Extension along with Nut, Bolt & Washers | MT | 66572.064 | 10.8822 | 724450.5149 | [8 empty] | 724450.5149
12 |  | Various Damaged Tower parts of 220KV & 132KV Towers (as scrap) | MT | 10000 | [8 empty] | 1 | 10000 | 10000
13 | II0I005001 | PG Clamp (with nut & bolt) made of Aluminum Alloy Suitable for Zebra Conductor | No. | 2124 | 50 | 106200 | [8 empty] | 106200
14 |  | Clamp suitable for 7/3.15 or 7/9 or 7/10 SWG Earth wire | Nos. | 826 | 5 | 4130 | [8 empty] | 4130
15 |  | Earthwire Bracket/Downlead clamp suitable for GS earthwire 7/9 or 7/10 SWG | Nos. | 118 | 100 | 11800 | [8 empty] | 11800
16 |  | Single Tension Fitting (160 KN) for single ACSR Zebra Conductor along with accessories | No. | 13540.5 | 2 | 27081 | [8 empty] | 27081
17 |  | ACSR Zebra Conductor (Old & Used) | KM | 26450 | 0.112 | 2962.4 | [8 empty] | 2962.4
18 |  | Aluminium scrap (various type) | KG | 30 | [8 empty] | 8 | 240 | 240
19 |  | PG Clamp (with nut & bolt) made of Aluminum Alloy suitable for ACSR Zebra Conductor | Nos | 2289.2 | 150 | 343380 | [8 empty] | 343380
Total (In Rs.) | [5 empty] | 1835661.4149 |  | 0 |  | 0 |  | 0 |  | 10240 | 1845901.4149
Sub-Total (C) |  |  |  | 1845901.4149
Total (A+B+C) (In Rs.) | [5 empty] | 25388325.7629 |  | 169932 |  | 0 |  | 0 |  | 14565 | 25572822.7629
Name of Circle/Zone: Garhwal
Name of Division: 132 kV O&M Division, Srinagar(G)
Name of Substation: 132 kV Substation, Srinagar (G)
Month : May, 2025
S.N0 | Item Code | Name of Item | Unit | Unit rate in Rs. | Useable |  | Unserviceable |  | Non Moving |  | Obsolete |  | Scrap |  | Total Inventory Amount
[5 empty] | Qty. | Total Amount in Rs. | Qty. | Total Amount in Rs. | Qty. | Total Amount in Rs. | Qty. | Total Amount in Rs. | Qty. | Total Amount in Rs.
(A) | JE (SUBSTATION) ASHA PANWAR
1 |  | 66 KV LA Base Insulator | No. | 100 | 2 | 200 | [8 empty] | 200
2 | KK0K004001 | 66 KV LA 10KA | No. | 400 | 1 | 400 | [8 empty] | 400
3 | II0I001008 | 22 KV Post Insulator | No. | 400 | 1 | 400 | [8 empty] | 400
4 |  | LV Line Bushing of 5 MVA T/F | No. | 1500 | 1 | 1500 | [8 empty] | 1500
5 | VV4V306001 | 11 KV CT 200-100/5 for protection & metering | No. | 1000 | [6 empty] | 3 | 3000 |  |  | 3000
6 | VV2V210009 | Valve wef 1½" for 5MVA T/F | No. | 500 | 1 | 500 | [8 empty] | 500
7 | VV2V204007 | Empty Transfomer Oil Drum | No. | 200 | 197 | 39400 | 0 | 0 |  |  |  |  | 0 | 0 | 39400
8 | FF1F108003 | U-Bolt | No. | 30 | 4 | 120 | [8 empty] | 120
9 | FF1F108003 | Nut for U-Bolt | No. | 20 | 32 | 640 | [8 empty] | 640
10 | FF0F045001 | Cleat for column "CAA" | No. | 50 | 3 | 150 | [8 empty] | 150
11 | FF3F303002 | Stay Rod 17.5 mm² with nut | No. | 120 | 20 | 2400 | [8 empty] | 2400
12 | FF4F402001 | Al Strip 25mm*3mm thick | Kg. | 50 | 16.5 | 825 | [8 empty] | 825
13 | FF4F401002 | RS Joist 116x100mm | Kg. | 14 | 880.52 | 12327.28 | [8 empty] | 12327.28
14 | FF4F401001 | RS Joist 150x150 mm 10 Mtr Long. | No. | 1000 | 2 | 2000 | [8 empty] | 2000
15 |  | MS Plate | Kg. | 14 | 270 | 3780 | [8 empty] | 3780
16 | QQ1Q106001 | GC Sheet | Kg. | 10 | 108 | 1080 | [8 empty] | 1080
17 |  | GI step nut & bolt | No. | 40 | 100 | 4000 | [8 empty] | 4000
18 |  | GI spring washer 5/8" | No. | 0.5 | 2552 | 1276 | [8 empty] | 1276
19 |  | GI washer 50x50x6 mm | Kg. | 20 | 20 | 400 | [8 empty] | 400
20 |  | GI bolt & nut 50mm´5/8" | Kg. | 20 | 144 | 2880 | [8 empty] | 2880
21 |  | GI bolt & nut 1½"´5/8" | Kg. | 20 | 27 | 540 | [8 empty] | 540
22 | FF1F101068 | GI bolt & nut ofs. | Kg. | 15 | 48 | 720 | [8 empty] | 720
23 | FF1F101047 | GI bolt & nut 27´12mm | Kg. | 20 | 19 | 380 | [8 empty] | 380
24 | FF1F101046 | GI bolt & nut 30´12mm | Kg. | 20 | 9 | 180 | [8 empty] | 180
25 |  | GI bolt & nut with washer 25´6mm | No. | 4 | 57 | 228 | [8 empty] | 228
26 | FF3F301006 | Round pole 8.5 mtr. | No. | 800 | 1 | 800 | [8 empty] | 800
27 |  | GI pipe 3" dia, 6.3 mtr. | No. | 500 | 1 | 500 | [8 empty] | 500
28 |  | DC Contactor | No. | 50 | 6 | 300 | [8 empty] | 300
29 | VV1V101035 | 36 KV LV bushing for 40 MVA T/F | No. | 38000 | 1 | 38000 | [8 empty] | 38000
30 | II5I501003 | ACSR Deer conductor | Mtr. | 100 | 40 | 4000 | [8 empty] | 4000
31 |  | Double core/double ratio type "R", 50 VA, CT for 11 KV | No. | 4000 | [6 empty] | 3 | 12000 |  |  | 12000
32 | VV4V307001 | 11 KV CT 400-200/1A | No. | 6050 | [6 empty] | 2 | 12100 |  |  | 12100
33 | KK0K004001 | 72.5 KV LA with accessories, spec.-10 KA, class 3, 60 KV | No. | 10000 | 1 | 10000 | [8 empty] | 10000
34 | II0I001007 | Disc Insulator 7000 Kg. capacity | No. | 250 | 8 | 2000 | [8 empty] | 2000
35 | II5I501005 | Single tension fitting Bolted Type for panther conductor (complete) | No. | 2832.96 | 2 | 5665.92 | [8 empty] | 5665.92
36 | SS6S617006 | Fuse for silicon & germanium rectifier (75 amp) suitable for Battery Charger. | No. | 844.44 | 1 | 844.44 | [8 empty] | 844.44
37 | SS6S614001 | Kick fuse for micro switch suitable for Battery Charger. | No. | 561.82 | 1 | 561.82 | [8 empty] | 561.82
38 | NN5N506005 | Poly Corbonate Seal | No. | 16.83 | 50 | 841.5 | [8 empty] | 841.5
39 | NN5N506006 | Paper Seal | No. | 15.81 | 50 | 790.5 | [8 empty] | 790.5
40 |  | 33KV PT clamp suitable for Dog conductor. | No. | 640.5 | 2 | 1281 | [8 empty] | 1281
41 | VV3V305008 | 36 KV CT,CTR-400/200/1,Accuracy 0.2 | No. | 48900 | 1 | 48900 | [8 empty] | 48900
42 |  | 3 Phase 440V Energy Meter | No. | 4900 | 1 | 4900 | [8 empty] | 4900
43 |  | 3 Phase 4 Wire Digital Amp Meter | No. | 2400 | 1 | 2400 | [8 empty] | 2400
44 |  | 3 Phase 4 Wire Digital Volt Meter | No. | 2400 | 1 | 2400 | [8 empty] | 2400
45 | JJ0J005010 | 33 KV SF-6 CB (Old & used & Damage) | No. | 1500 |  |  | 1 | 1500 | [6 empty] | 1500
46 | II0I003001 | PG clamp For M to M conductor | No. | 250 | [6 empty] | 1 | 250 |  |  | 250
47 | VV3V304002 | 72.5 KV CT,CTR-200/100/01(Old Used) | No. | 15000 | [6 empty] | 2 | 30000 |  |  | 30000
48 | KK0K005001 | 33 KV LA(Old&Used) dismantled. | No. | 464 |  |  | 7 | 3248 | [6 empty] | 3248
49 | SS0S003001 | 132 KV Isolator (Old Used & dismantled) | No. | 1000 |  |  | 5 | 5000 | [6 empty] | 5000
50 | SS0S005001 | 33 KV Isolator (Old Used & dismantled) | No. | 250 |  |  | 5 | 1250 | [6 empty] | 1250
51 | VV6V505001 | 33 KV 3ph PT(Old Used & Obsolete)dismantled. | No. | 500 | [6 empty] | 1 | 500 |  |  | 500
52 |  | 132 KV PT (Old & used) Damage | No. | 1000 | [6 empty] | 3 | 3000 |  |  | 3000
53 | JJ0J003008 | 132 KV MOCB (old & used) (Obsolete) | No. | 5000 | [6 empty] | 1 | 5000 |  |  | 5000
54 | SS6S610018 | HRC Fuse Fitting 20-32A,415V AC, Kit-Kat type complete. | No. | 165 | 15 | 2475 | [8 empty] | 2475
55 | JJ5J503006 | 33KV vacuum Circuit Breaker (old,used) | No. | 10000 | 1 | 10000 | [8 empty] | 10000
56 |  | 132 KV PT Clamp (As per Sample) | No. | 1228 | 6 | 7368 | [8 empty] | 7368
57 | VV1V101035 | 33/11 KV,3MVA T/F (Old,Used & Damage) bushing | No. | 25000 |  |  | 1 | 25000 | [6 empty] | 25000
58 | KK0K003001 | 132 KV LA (old & used) (Obsolete) | No. | 500 | [6 empty] | 1 | 500 |  |  | 500
59 |  | Electronic Trivector Meter ER300P. | No. | 5000 | 9 | 45000 | [8 empty] | 45000
60 |  | Secure 3 Phase 4 Wire E-3MO21 Meter. | No. | 2000 | 1 | 2000 | [8 empty] | 2000
61 |  | Secure 3 Phase 3 Wire energy meter. | No. | 10 | [6 empty] | 3 | 30 |  |  | 30
62 | SS4S402001 | 33 KV Isolator Jaw | No. | 4965 | 1 | 4965 | [8 empty] | 4965
63 | VV4V305013 | 33 KV CT Ratio 200/100/01A (OLD & Used) | No. | 500 | 2 | 1000 | [8 empty] | 1000
64 | JJ7J707001 | SF-6 Gas | Kg. | 1995 | 2 | 3990 | [8 empty] | 3990
65 | NN1N102003 | RTCC /PLTC Pannel 132/33 KV 40 MVA T/F (Old, used) | No. | 5000 |  |  | 1 | 5000 | [6 empty] | 5000
66 | NN1N102003 | RTCC /PLTC Pannel 132/33 KV 20 MVA T/F (Old, used) | No. | 1000 |  |  | 1 | 1000 | [6 empty] | 1000
67 | VV2V204000 | Transformer OIL (old, used) | Ltr | 5 | 5852 | 29260 | [8 empty] | 29260
68 | PP2P206002 | Distilled water plant's heating element | No. | 578.2 | 7 | 4047.4 | [8 empty] | 4047.4
69 | SS6S602001 | DCDB panel 110V (old, used, obsolete) | No. | 1000 | [6 empty] | 1 | 1000 |  |  | 1000
70 | SS6S601001 | ACDB panel 440V 400A 3phase (old, used, damaged) | No. | 1500 |  |  | 1 | 1500 | [6 empty] | 1500
71 | VV4V305013 | 33KV CT (200/100/1A) (Damaged) | No. | 1000 |  |  | 1 | 1000 | [6 empty] | 1000
72 |  | 145KV CT (200/100/1A) (Old, Damaged) | No. | 500 | [8 empty] | 1 | 500 | 500
73 |  | Buchholz Relay (Old, used & defective) | No. | 100 | [6 empty] | 4 | 400 |  |  | 400
74 | VV2V206001 | Oil Temperature Indicator (old & Defective) | No. | 20 | [6 empty] | 4 | 80 |  |  | 80
75 | VV2V207001 | Winding Temperature Indicator (old & Defective) | No. | 20 | [6 empty] | 4 | 80 |  |  | 80
76 | VV2V211001 | Marshalling box (old & obsolete) | No. | 200 | [6 empty] | 4 | 800 |  |  | 800
77 | VV3V304002 | 72.5 KV CT,CTR-200/100/01(Old Used) | No. | 500 | [6 empty] | 1 | 500 |  |  | 500
78 |  | 33kv PT (33kv/110v) | No. | 41300 | 2 | 82600 | [8 empty] | 82600
79 |  | 33kv CT (800-400/1A) | No. | 56640 | 3 | 169920 | [8 empty] | 169920
80 |  | 33kv CT (400-200/1A) | No. | 56640 | 1 | 56640 | [8 empty] | 56640
81 |  | Station Transformre 11/0.4KV | No. | 25000 | 1 | 25000 | [8 empty] | 25000
82 | AA0A002003 | ACSR Zebra Conductor | KM | 264500 | 1.3 | 343850 | [8 empty] | 343850
83 |  | ACSR mix Conductor (Old, used) | Mtr. | 100 | [8 empty] | 200 | 20000 | 20000
84 | II0I004005 | Deer to Panther Clamps (Old, used) | No. | 40 | [6 empty] | 12 | 480 |  |  | 480
85 |  | 33KV isolator clamps (old, used) | No. | 30 | [6 empty] | 10 | 300 |  |  | 300
86 |  | 132KV CT(200-100/1A) with Junction box | No. | 178180 | 2 | 356360 | [8 empty] | 356360
87 |  | 66KV CVT with Junction box | No. | 137470 | 3 | 412410 | [8 empty] | 412410
88 |  | 66KV CT(400-200/1A) with Junction box | No. | 96170 | 3 | 288510 | [8 empty] | 288510
89 |  | 66KV CT Clamp | No. | 1180 | 2 | 2360 | [8 empty] | 2360
90 |  | 132KV Isolator Clamp | No. | 1357 | 2 | 2714 | [8 empty] | 2714
91 |  | Isolator Clamp for Zebra conductor | No. | 944 | 5 | 4720 | [8 empty] | 4720
92 | SS4S402001 | 33KV Isolator Jaw | No. | 5310 | 2 | 10620 | [8 empty] | 10620
93 |  | Unbranded type G.I. Perforated Type cable Tray | No. | 2537 | 20 | 50740 | [8 empty] | 50740
94 |  | WTI | No. | 27435 | 1 | 27435 | [8 empty] | 27435
95 |  | OTI | No. | 27435 | 1 | 27435 | [8 empty] | 27435
96 |  | PRV (75mm valve) | No. | 15045 | 2 | 30090 | [8 empty] | 30090
97 |  | PRV (150mm valve) | No. | 15753 | 2 | 31506 | [8 empty] | 31506
98 |  | 132KV CT (200/100/1A) (Damaged) | No. | 1000 | [8 empty] | 1 | 1000 | 1000
99 |  | 132KV LA (damaged) | No. | 200 | [8 empty] | 1 | 200 | 200
100 |  | Disc Insulator 90KN | No. | 250 | 48 | 12000 | [8 empty] | 12000
101 |  | 66KV PT (old & dismantelled) | No. | 5000 | [6 empty] | 3 | 15000 |  |  | 15000
102 |  | Al Alloy PG clamp for Panther to Deer conductor | No. | 1121 | 4 | 4484 | [8 empty] | 4484
103 |  | Al Alloy PG clamp for Deer to Deer conductor | No. | 1062 | 5 | 5310 | [8 empty] | 5310
104 |  | CRC 500ml (Push & Spray) | No. | 896.8 | 3 | 2690.4 | [8 empty] | 2690.4
105 |  | Silica Gel (Blue Crystal) | No. | 625.4 | 15 | 9381 | [8 empty] | 9381
106 |  | Coppe bond flexible (9mm x 500mm) | No. | 1003 | 2 | 2006 | [8 empty] | 2006
107 |  | HT insulation tape 3/4" | No. | 1062 | 2 | 2124 | [8 empty] | 2124
108 |  | Isolator and CB clamps (old, used) | No. | 400 | 8 | 3200 | [8 empty] | 3200
109 |  | 33kv LA clamps(old, used) | No. | 200 | 3 | 600 | [8 empty] | 600
110 |  | 33kV side Bushing clamps for 40MVA T/R (old, used) | No. | 500 | 3 | 1500 | [8 empty] | 1500
111 |  | 33kv Isolator (damaged) | No. | 100 | [8 empty] | 1 | 100 | 100
112 |  | 33kV CT clamp suitable for ACSR Panther conductor. | No. | 1239 | 16 | 19824 | [8 empty] | 19824
113 |  | Coppe bond flexible (9mm x 500mm) | No. | 955.8 | 10 | 9558 | [8 empty] | 9558
Total | [5 empty] | 2306204.26 |  | 44498 |  | 0 |  | 85020 |  | 21800 | 2457522.26
Sub-Total (A) | [5 empty] | 2457522.26 | [8 empty] | 2457522.26
(B) | JE (Line) Mahipal Singh
1 | II3I306004 | Aluminum Jumper Cone Suitable For Panther Conductor. | No. | 930.67 | 2 | 1861.34 | [8 empty] | 1861.34
2 | II5I501005 | Al Single Tension Fitting compressed type (incomplete) | No. | 300 | [8 empty] | 2 | 600 | 600
3 | AA1A102001 | GI Stay Wire 7/8 SWG | Kg. | 12 | 528 | 6336 | [8 empty] | 6336
4 | AA1A102001 | Earth Wire 7/10 SWG | Kg. | 10 | [8 empty] | 40 | 400 | 400
5 | II3I301008 | Mid span joint for E/W 7/9 | No. | 454 |  |  | 2 | 908 | [6 empty] | 908
6 | AA1A101002 | 7/10 SWG Earth wire and Hardwear | Km | 500 | [8 empty] | 70.7 | 35350 | 35350
7 | II3I305004 | Armor rod set for Panther Conducor | Set | 250 | 3 | 750 | [8 empty] | 750
8 | PP0P002004 | Aluminum Aerial Roller 450 mm Spacing | No. | 11149 | 10 | 111490 | [8 empty] | 111490
9 | FF0F003006 | Single circuit B type tower (old, used & damage) without Stub and Nuts & Bolts | Mt. | 5000 | [8 empty] | 2.2 | 11000 | 11000
10 | AA0A002004 | ACSR panther conductor (old & used) in bits | Km | 20000 | [8 empty] | 2.4 | 48000 | 48000
11 | II0I001003 | 120 KN disc insulator (old & used) | No. | 200 | 44 | 8800 | [8 empty] | 8800
12 | II3I303004 | Vibration damper for ACSR panther conductor (old & used) | No. | 500 | 2 | 1000 | [8 empty] | 1000
13 | II3I303009 | Vibration damper for GS Earth wire 7/10 SWG | No. | 1457.82 | 2 | 2915.64 | [8 empty] | 2915.64
14 | II0I001003 | Disc Insulator 120 KN | No. | 1187.86 | 30 | 35635.8 | [8 empty] | 35635.8
15 | FF0F043012 | C type S/C tower template (C+0 tower) | MT | 111920.36 | 0.7376 | 82552.4575 | [8 empty] | 82552.4575
16 | II31301004 | MS Joint | No. | 499.8 | 3 | 1499.4 | [8 empty] | 1499.4
17 | AA0A002004 | ACSR Panther Conductor (Old &Used Damaged) in bits | Mtr | 100 | 1260 | 126000 | [8 empty] | 126000
18 | FF0F003006 | Single circuit C type tower (old & used) without Stub and Nut& Bolts | Mt. | 5000 | [6 empty] | 5 | 25000 |  |  | 25000
19 | II1I105001 | "C" Type Boltless Wedge Clamp for Panther to Panther Conductor | No. | 1964.73 | 11 | 21612.03 | [8 empty] | 21612.03
20 | II51501005 | Single tension fitting for ACSR panther conductor suitable for 120 KN Disc insulator | Nos. | 2694.14 | 8 | 21553.12 | [8 empty] | 21553.12
21 | II0I001003 | Disc insulator 120 KN | Nos. | 1147.75 | 65 | 74603.75 | [8 empty] | 74603.75
22 | II3I307006 | Danger plate | Nos. | 285.97 | 1 | 285.97 | [8 empty] | 285.97
23 | II3I307001 | Number Plate | Nos. | 143.46 | 1 | 143.46 | [8 empty] | 143.46
24 | II3I307003 | Phase Plate (Set of Three). | Sets. | 222.43 | 1 | 222.43 | [8 empty] | 222.43
25 | FF0F015002 | Tower parts of 220KV and 132KV different type of tower (old used and dismantled) | MT. | 15000 | 4.4 | 66000 | [8 empty] | 66000
26 | AA0A002004 | ACSR Panther Conductor | KM | 211833.6 | 0.22 | 46603.392 | [8 empty] | 46603.392
27 |  | Single circuit A type tower (old, used & damage) without Stub and Nuts & Bolts | MT | 5000 | [8 empty] | 4 | 20000 | 20000
28 |  | OPGW (24 Fiber) Old & Used | Mtr. | 50 | 150 | 7500 | [8 empty] | 7500
29 |  | GI Nut, Bolt & Washer off Size | Kg. | 10 | 115 | 1150 | [8 empty] | 1150
30 |  | T type clamp made of aluminium alloy suitable to panther to panther conductor | Nos. | 2100.43 | 14 | 29406.02 | [8 empty] | 29406.02
31 |  | Earthwire Bracket/Downlead clamp suitable for GS earthwire 7/9 or 7/10 SWG | Nos. | 118 | 82 | 9676 | [8 empty] | 9676
32 |  | Clamp suitable for 7/3.15 or 7/9 or 7/10 SWG Earth wire | Nos. | 826 | 16 | 13216 | [8 empty] | 13216
Total | [5 empty] | 670812.8095 |  | 908 |  | 0 |  | 25000 |  | 115350 | 812070.8095
Sub-Total (B) | [5 empty] | 812070.8095 | [8 empty] | 812070.8095
TOTAL (A+B) (In Rs.) | [5 empty] | 2977017.0695 |  | 45406 |  | 0 |  | 110020 |  | 137150 | 3269593.0695
Name of Zone: Garhwal
Name of Circle: O&M 400 KV Srinagar (G)
Name of Division: 132 KV O&M Division Srinagar (G)
Name of Substation: 132 KV Substation Kotdwar
Month: May-2025 (Upto 22.05.2025)
S. No. | Item Code | Name of Item | Unit | Unit Rate in Rs. | Useble |  | Unservicable |  | Non Moving |  | Obsolate |  | Scrap |  | Remark
[5 empty] | Qty. | Total Amount in Rs. | Qty. | Total Amount in Rs. | Qty. | Total Amount in Rs. | Qty. | Total Amount in Rs. | Qty. | Total Amount in Rs.
1 | NN0N002003 | Distance protection panel | No. | 380000 | 1 | 380000 | - | - | - | - | - | - | - | - | -
2 | FF1F105002 | 16 mm Dia galv. HRH Bolt & nut 60mm | No. | 15.21 | 1548 | 23545.08 | - | - | - | - | - | - | - | - | -
3 | FF1F105001 | 16 mm Dia galv. HRH Bolt & nut 65mm | No. | 16.58 | 3045 | 50486.1 | - | - | - | - | - | - | - | - | -
4 | FF1F101068 | Nut & bolt (off size ) | Mt. | 65000 | 0.15 | 9750 | - | - | - | - | - | - | - | - | -
5 | FF1F107003 | Foundation anchor bolt | No. | 532.4 | 314 | 167173.6 | - | - | - | - | - | - | - | - | -
6 |  | 40X16 mm Anti Thept Nut & Bolt | Kg. | 195 | 74 | 14430 | - | - | - | - | - | - | - | - | -
7 |  | Anti oxidant forging terminal stud size 10X50 mm | No. | 111.8 | 5 | 559 | - | - | - | - | - | - | - | - | -
8 |  | Anti oxidant forging terminal stud size 10X50 mm | No. | 112.36 | 50 | 5618 | - | - | - | - | - | - | - | - | -
9 | VV5V404005 | CT Bushing rod 800 A | No. | 1116 | 1 | 1116 | - | - | - | - | - | - | - | - | -
10 | FF0F050004 | ABR Structure for gantary | Mt. | 65000 | 1.707 | 110955 | - | - | - | - | - | - | - | - | -
11 | FF0F050025 | Steel structure PTV (PN) | Mt. | 30000 | 0.6559 | 19677 | - | - | - | - | - | - | - | - | -
12 | FF0F043001 | SS Template for A type D/C Tower | Mt. | 47572 | 0.514 | 24452.008 | - | - | - | - | - | - | - | - | -
13 | II3I301008 | Mid span joint for steel Portion 7/9 SWG panther conductor | No. | 677.6 | 11 | 7453.6 | - | - | - | - | - | - | - | - | -
14 | II3I301009 | Mid span joint for 7/3.15 GS earth wire | No. | 110 | 18 | 1980 | - | - | - | - | - | - | - | - | -
15 | II3I301004 | Mid span joint for Aluminium Portion ACSR panther conductor | No. | 794.5 | 24 | 19068 | - | - | - | - | - | - | - | - | -
16 | II5I504005 | Suspension fitting for ACSR Panther conductor | No. | 891 | 1 | 891 | - | - | - | - | - | - | - | - | -
17 | II5I501005 | Single tension fitting for ACSR Panther conductor | No. | 908 | 1 | 908 | - | - | - | - | - | - | - | - | -
18 |  | Dead end fitting for ACSR Panther conductor | No. | 1804.65 | 1 | 1804.65 | - | - | - | - | - | - | - | - | -
19 | II5I501009 | Tension fitting for earth wire | No. | 908 | 7 | 6356 | - | - | - | - | - | - | - | - | -
20 | II5I501008 | Tension fitting for ACSR Dog conductor (O & U) | No. | 200 | 6 | 1200 | - | - | - | - | - | - | - | - | -
21 | II3I302004 | Repair sleeve for ACSR Panther conductor | No. | 149 | 6 | 894 | - | - | - | - | - | - | - | - | -
22 | II3I301009 | Mid span joint for 7/10 SWG Earth wire | No. | 675.33 | 1 | 675.33 | - | - | - | - | - | - | - | - | -
23 | PP0P001002 | Come along clamp deer | No. | 250 | 2 | 500 | - | - | - | - | - | - | - | - | -
24 | II5I504005 | 33 KV Disc fitting for ACSR panther | No. | 825 | 4 | 3300 | - | - | - | - | - | - | - | - | -
25 | II0I001007 | Disc Insulator 70 KN (B&S) | No. | 280.51 | 5 | 1402.55 | - | - | - | - | - | - | - | - | -
26 | AA0A002004 | ACSR Panther conductor | Km. | 99655.75 | 0.105 | 10463.8538 | - | - | - | - | - | - | - | - | -
27 | CC0C002013 | Control cable 2 X 2.5 mm² | Km. | 65000 | 0.55 | 35750 | - | - | - | - | - | - | - | - | -
28 | FF0F050022 | Galvanized structure CCR colum & beam | Kg. | 71.4 | 1445.88 | 103235.832 | - | - | - | - | - | - | - | - | -
29 | VV5V406005 | CT/PT Junction box | No. | 4307.33 | 3 | 12921.99 | - | - | - | - | - | - | - | - | -
30 |  | JRC- 124, 1-1 A Aux-75 +0150 V (Neutral unbalanced current relay) | No. | 6876 | 1 | 6876 | - | - | - | - | - | - | - | - | -
31 | MM0M008004 | JRV-022, Aux-75 +0150 V (Difine time under voltage relay) | No. | 5845 | 1 | 5845 | - | - | - | - | - | - | - | - | -
32 | MM0M008001 | JRV-042, Aux-75 +0150 V (Difine time over voltage relay) | No. | 5845 | 1 | 5845 | - | - | - | - | - | - | - | - | -
33 | NN4N412003 | 132 KV/33 KV TNC Switch for control panel 20Amp | No. | 9068.65 | 2 | 18137.3 | - | - | - | - | - | - | - | - | -
34 | JJ7J701014 | 33 KV Auxiliary Switch 13NO+ 13NC | No. | 4914.55 | 2 | 9829.1 | - | - | - | - | - | - | - | - | -
35 | JJ7J701016 | Closed trip camp switch 8NO+ 8NC | No. | 6804 | 2 | 13608 | - | - | - | - | - | - | - | - | -
36 | KK0K003001 | 145 KV LA Alstom make | No. | 42500 | 3 | 127500 | - | - | - | - | - | - | - | - | -
37 | JJ5J503010 | Spring charge motor for 33 KV ABB make | No. | 37455 | 1 | 37455 | - | - | - | - | - | - | - | - | -
38 | JJ5J503010 | Spring charge motor for 33 KV BHEL make | No. | 39044 | 1 | 39044 | - | - | - | - | - | - | - | - | -
39 | JJ5J503010 | Spring charge motor for 33 KV Schender make | No. | 33369 | 1 | 33369 | - | - | - | - | - | - | - | - | -
40 | MM0M019009 | Glass relay MKL3P-I 250 V AC 28 V DC 7 Amp. 11 pin | No. | 1129.32 | 3 | 3387.96 | - | - | - | - | - | - | - | - | -
41 | MM0M019010 | Glass relay MKL3P-N 250 V AC 28 V DC 7 Amp. 11 pin | No. | 1129.32 | 2 | 2258.64 | - | - | - | - | - | - | - | - | -
42 | MM3M304009 | Watt meter suitable for CTR 400/1 A | No. | 14770.5 | 2 | 29541 | - | - | - | - | - | - | - | - | -
43 | II1I105001 | C-Type boltless clamp with stoper suitable for panther to panther conductor | No. | 1722.8 | 3 | 5168.4 | - | - | - | - | - | - | - | - | -
44 | II1I102001 | C-Type boltless clamp with stoper suitable for moose to moose conductor | No. | 3728.8 | 8 | 29830.4 | - | - | - | - | - | - | - | - | -
45 | II1I102004 | C-Type boltless clamp with stoper suitable for moose to panther conductor | No. | 3280.4 | 4 | 13121.6 | - | - | - | - | - | - | - | - | -
46 | VV6V507004 | 145 KV CVT accuracy class 0.2 Mehru make | No. | 179910.79 | 1 | 179910.79 | - | - | - | - | - | - | - | - | -
47 | SS0S003003 | 132 kv bus Isolator complete with blade insulator (02 No. female portion of blade short) | No. | 94363 | 1 | 94363 | - | - | - | - | - | - | - | - | -
48 | VV3V303004 | 132 KV CT 400/200/1 A, 0.2 accuracy (Repaired) | No. | 2500 | 1 | 2500 | - | - | - | - | - | - | - | - | -
49 | AA0A002004 | ACSR Panther conductor in pieces | Km. | 50000 | 2.96 | 148000 | - | - | - | - | - | - | - | - | -
50 | II0I001003 | 120 KN Disc Insulator (Old) | No. | 250 | 88 | 22000 | - | - | - | - | - | - | - | - | -
51 | II5I504005 | Pilot Fitting for ACSR Panther Conductor suitable for 70 KN Disc Insulator | Set | 3610.8 | 8 | 28886.4
52 | FF0F050028 | B Type DC Galvanized steel lattice tower with Bolts, Nuts, flat washers, pack washers & stub including 3 mtr., 6 mtr., & 9 mtr body extension (Stub) HT | Mt. | 105916.8 | 0.6519 | 69047.1619
53 |  | B Type DC Galvanized steel lattice tower with Bolts, Nuts, flat washers, pack washers & stub including 3 mtr., 6 mtr., & 9 mtr body extension (Stub) MS | Mt. | 93880.8 | 0.0241 | 2262.5273
54 | AA0A002004 | ACSR Panther Conductor (in bits) | Km. | 198594 | 0.375 | 74472.75
55 | AA1A101002 | GS Earth wire 7/10 SWG (in bits) | Km. | 66198 | 0.214 | 14166.372
56 | II5I501010 | Tension Fitting for GS Earth wire 7/10 SWG | Set | 962.88 | 1 | 962.88
57 | II3I302004 | Repair Sleave for Panther Conductor | No. | 962.88 | 1 | 962.88
58 | II5I504005 | Deep Suspension fitting for ACSR Panther Conductor | Set | 0 | 1 | 0
59 | II0I006001 | PG Clamp for ACSR Panther Conductor | No. | 0 | 4 | 0
60 |  | C Type Galvanized steel lattice tower with Bolts, Nuts, flat washers, pack washers & stub including 3 mtr., 6 mtr., & 9 mtr body extension (X-Arm) MS | Mt. | 93880.8 | 0.79959 | 75066.1489
61 | AA0A002001 | ACSR Moose Conductor | Km. | 483800 | 0.105 | 50799
62 | II1I102001 | C-Typa boltless wedge clamp with stoper for Moose to Moose conductor | No. | 2891 | 30 | 86730
63 | II1I105001 | C-Typa boltless wedge clamp with stoper for Panther to Panther conductor | No. | 2631.4 | 35 | 92099
64 | II1I102004 | C-Typa boltless wedge clamp with stoper for Moose to Panther | No. | 2891 | 25 | 72275
65 | NN2N201003 | PLCC Equipment (Data+Speech) | Set | 566931.74 | 1 | 566931.74
66 | VV3V305006 | 36 KV outdoor CT ratio 800/400/1 Amp. 3 Core, class 0.2 with junction box | No. | 46020 | 2 | 92040
67 | SS4S402002 | 33 KV Isolator Jaw 1250 A | No. | 9735 | 2 | 19470
68 | JJ8J801003 | Circuit Breaker clamp for twin Moose Conductor | No. | 2348.2 | 1 | 2348.2
69 | SS5S501008 | Isolator Clamp for twin Moose Conductor | No. | 2348.2 | 2 | 4696.4
70 | II0I006001 | PG clamp for Panther to Panther Conductor | No. | 1062 | 5 | 5310
71 | II0I001007 | 70 KN Disc Insulators (O&U) | No. | 150 | 108 | 16200
72 | VV6V507004 | 132 kV CVT with clamp (Old & Dismantled) | No. | 100000 | 3 | 300000
73 |  | Complete double tension fitting for 120 KN Disc Insulator & ACSR Moose conductor | No. | 8910 | 3 | 26730
74 |  | 33 KV SF6 CGL make circuit breaker (old &used &dismantaled), Damaged | No. | 3000 | - | - | 1 | 3000 | - | - | - | - | - | - | PSDF
75 |  | 33 KV SF6 ABB make circuit breaker (old&used & dismantaled), Damaged | No. | 3000 | - | - | 1 | 3000 | - | - | - | - | - | - | PSDF
76 |  | 132 KV CT 400/200/1 A (old & used), Damaged | No. | 2500 | - | - | 3 | 7500 | - | - | - | - | - | - | PSDF
77 |  | 33 KV PT (old & used), Damaged | No. | 1500 | - | - | 3 | 4500 | - | - | - | - | - | - | PSDF
78 |  | 33 KV VCB BHEL make (old, used & dismentled), Damaged | No. | 2500 | - | - | 1 | 2500 | - | - | - | - | - | - | PSDF
79 |  | 33 KV CT 800/400/1 A damaged | No. | 1500 | - | - | 2 | 3000 | - | - | - | - | - | - | -
80 |  | 33 KV CT 400/200/1 A damaged | No. | 1000 | - | - | 3 | 3000 | - | - | - | - | - | - | -
81 |  | 33 KV Circuit breaker ABB make (O&U) damaged | No. | 1000 |  |  | 1 | 1000 | - | - | - | - | - | - | -
82 |  | 33 KV CT 800/400/1 A damaged | No. | 1500 | - | - | 1 | 1500 | - | - | - | - | - | - | PSDF
83 |  | 33 KV PT 3-Ph. (old & used)/ Repairable | No. | 1500 | - | - | - | - | - | - | 1 | 1500 |  |  | PSDF
84 |  | Numerical Relay REX-521 make ABB (old & used)/Repairable | No. | 2500 | - | - | - | - | - | - | 2 | 5000 |  |  | PSDF
85 |  | ACDB (Old & Defective)/Repairable | No. | 5000 | - | - | - | - | - | - | 1 | 5000 |  |  | PSDF
86 |  | DCDB (Old & Defective)/Repairable | No. | 1000 | - | - | - | - | - | - | 1 | 1000 |  |  | PSDF
87 |  | 132 KV LA (old & used) | No. | 500 | - | - | - | - | - | - | 10 | 5000 |  |  | PSDF
88 |  | 33 KV CT 400/200/1 A (old & used) | No. | 1500 | - | - | - | - | - | - | 9 | 13500 |  |  | PSDF
89 |  | 33 KV LA (old & used) | No. | 100 | - | - | - | - | - | - | 12 | 1200 |  |  | PSDF
90 |  | 33 KV Isolator without earth switch (old & used)/Repairable | No. | 1500 | - | - | - | - | - | - | 2 | 3000 |  |  | PSDF
91 |  | 33 Bus post insulator (old & used) | No. | 100 | - | - | - | - | - | - | 12 | 1200 |  |  | PSDF
92 |  | Numerical relay MICOM P111 (old & used) | No. | 1500 | - | - | - | - | - | - | 2 | 3000 |  |  | PSDF
93 |  | 132 KV CVT (old & used) | No. | 2500 | - | - | - | - | - | - | 8 | 20000 | - | - | PSDF
94 |  | 132 KV CT 200/100/1 A (old & used) | No. | 2500 | - | - | - | - | - | - | 6 | 15000 | - | - | PSDF
95 | NN0N001008 | 33 KV tripple feeder C&R Panel without relay | No. | 3000 | - | - | - | - | - | - | 2 | 6000 | - | - | PSDF
96 |  | 33 KV PT (old & used) | No. | 1500 | - | - | - | - | - | - | 1 | 1500 | - | - | -
97 |  | ACSR Moose scrap | Kg. | 15 | - | - | - | - | - | - | - | - | 30 | 450 | -
98 |  | Jeep M&M Model 5400 PP 2189 soft | No. | 24701.9 | - | - | - | - | - | - | - | - | 1 | 24701.9 | -
99 | VV2V204007 | Empty drum | No. | 250 | - | - | - | - | - | - | - | - | 1 | 250 | -
100 | VV2V204007 | Empty drum of transformer oil | No. | 200 | - | - | - | - | - | - | - | - | 9 | 1800 | -
101 |  | Mechanical relay (O&U) | No. | 300 | - | - | - | - | - | - | - | - | 4 | 1200 | PSDF
102 |  | Iron scrap | Kg. | 10 | - | - | - | - | - | - | - | - | 40 | 400 | -
103 |  | 2 V Battery cell, 200 AH (O&U Unusable ) | No. | 5 | - | - | - | - | - | - | - | - | 55 | 275 | -
104 |  | 132 KV Pneumatic type circuit breaker CGL make (old, used, defective & dismentaled), Damaged | No. | 5000 | - | - | - | - | - | - | - | - | 1 | 5000 | PSDF
105 |  | 132 KV Pneumatic type circuit breaker ABB make (old, used, defective & dismentaled), Damaged | No. | 5000 | - | - | - | - | - | - | - | - | 1 | 5000 | PSDF
106 |  | 132 KV LA (old, used & damaged) | No. | 100 | - | - | - | - | - | - | - | - | 2 | 200 | PSDF
107 |  | 132 KV LA (old & used & damaged) | No. | 500 | - | - | - | - | - | - | - | - | 3 | 1500 | PSDF
108 |  | RTCC Panel (defective) | No. | 500 | - | - | - | - | - | - | - | - | 1 | 500 | PSDF
109 |  | Tower parts (scrap) | Mt. | 15000 | - | - | - | - | - | - | - | - | 8 | 120000 | -
110 |  | T/F Cooling fan size 450 mm (Damage) | No. | 100 | - | - | - | - | - | - | - | - | 4 | 400 | -
111 |  | Battery charger make Expo-fyn (Old & Defective) | No. | 2000 | - | - | - | - | - | - | - | - | 1 | 2000 | -
112 |  | ACSR Panther conductor Scrap | Kg. | 15 | - | - | - | - | - | - | - | - | 200 | 3000 | -
113 |  | 132 KV C-type Tower parts scrap | MT. | 15000 | - | - | - | - | - | - | - | - | 0.8 | 12000 | -
114 |  | Earthwire in pieces (Old) | Km. | 5000 | - | - | - | - | - | - | - | - | 0.85 | 4250 | -
115 |  | Differential Relay (defective) | No. | 200 | - | - | - | - | - | - | - | - | 1 | 200 | -
116 |  | ACSR Panther Conductor bits (Scrap) | Km. | 50000 | - | - | - | - | - | - | - | - | 1.9 | 95000 | -
117 |  | Earth Wire bits (Scrap) | Km. | 15000 | - | - | - | - | - | - | - | - | 0.6 | 9000 | -
118 | JJ0J005010 | 33 KV VCB CGL make circuit breaker (old & used & dismantaled) / Not Repairable | No. | 3000 | - | - | - | - | - | - | - | - | 1 | 3000 | PSDF
119 | VV3V305006 | 33 KV CT 800/400/1 A (old & used)/Not Repairable | No. | 1500 | - | - | - | - | - | - | - | - | 2 | 3000 | PSDF
| Total (in Rs.) |  |  |  |  | 3445613.2438 | - | 29000 | - | - | - | 81900 | - | 293126.9 | -
| Grand Total (in Rs.) |  |  |  |  | 3849640.1438
Name of Zone: Garhwal Zone Roorkee
Name of Circle:400KV O&M Circle Srinagar(g)
Name of Division:132 KV O&M Division Simli.
Name of Subdivision : 66 KV S/s Kothiyalsain&Line
Sl.No. | Item code | Name of Item | Unit | Unit rate in Rs. | Useable |  | Unserviceble |  | Non moving |  | Obsolete |  | Scrap |  | Grand Total
[5 empty] | Qty | Total Amount in Rs. | Qty | Total Amount in Rs. | Qty | Total Amount in Rs. | Qty | Total Amount in Rs. | Qty | Total Amount in Rs.
1 | FF0F015002 | Damaged, bended and incomplete tower parts | MT | 4000 | 3.5 | 14000 | [8 empty] | 14000
2 | AA0A002007 | Old and used ACSR Dog conductor | Kg | 113 | [8 empty] | 788.4 | 89089.2 | 89089.2
3 | II0I001007 | Old and used Disc insulator | Nos. | 100 | 48 | 4800 | [8 empty] | 4800
4 | AA0A002007 | Old and usedACSR Dog Conductor | KM | 1000 | 0.5 | 500 | [8 empty] | 500
5 | II5I501008 | Single tension fitting for ACSR Dog conductor suitable for 70 KN Disc insulator (complete set including jumper cone) | set | 1593 | 37 | 58941 | [8 empty] | 58941
6 | II5I502008 | Double tension fitting for ACSR Dog conductor suitable for 70 KN Disc insulator( complete set including jumper cone) | Set | 3318.75 | 10 | 33187.5 | [8 empty] | 33187.5
7 | II3I303007 | Vibration damper for ACSR dog conductor | Nos. | 882.64 | 40 | 35305.6 | [8 empty] | 35305.6
8 | II3I301007 | Mid span compression joint for ACSR Dog conductor | Nos. | 611.24 | 39 | 23838.36 | [8 empty] | 23838.36
9 | FF4F403007 | Flexible copper bond | Nos. | 1018.34 | 38 | 38696.92 | [8 empty] | 38696.92
10 | II3I302002 | Repair sleeve for dog conductor | Nos. | 475.54 | 33 | 15692.82 | [8 empty] | 15692.82
11 | not available | Aluminium Pad Clamp | Nos. | 290.28 | 85 | 24673.8 | [8 empty] | 24673.8
12 | VV2V203001 | Silica gel | Kg | 578.2 | 30 | 17346 | [8 empty] | 17346
13 | VV2V204007 | Empty Drum of Transformer oil | Nos. | 200 | 3 | 600 | [8 empty] | 600
14 |  | Old ,used,Defective and incomplete 66 KV isolator | Nos. | 750 |  |  | 3 | 2250 | [6 empty] | 2250
15 | AA0A002007 | ACSR Dog conductor | Km. | 139830 | 1.08 | 151016.4 | [8 empty] | 151016.4
16 | II0I001007 | Disc insulator 70 KN | Nos. | 971.14 | 111 | 107796.54 | [8 empty] | 107796.54
17 | II5I501010 | Tension fitting for GS earthwire 7/3.15mm or 7/10 SWG | Set | 2500 | 12 | 30000 | [8 empty] | 30000
18 | II5I504010 | Suspension fitting for GS earthwire 7/3.15mm or 7/10 SWG | Set | 2500 | 12 | 30000 | [8 empty] | 30000
19 | II3I301009 | Mid span compression joint for 7/3.15mm GS Earthwire or 7/10 SWG | Nos. | 2500 | 12 | 30000 | [8 empty] | 30000
20 | II3I302009 | Repair sleeve for GS Earthwire | Nos. | 750 | 12 | 9000 | [8 empty] | 9000
21 | FF4F403007 | Flexible copper bond for 7/3.15mm7/3.15mm GS Earthwire or 7/10 SWG | Nos. | 900 | 12 | 10800 | [8 empty] | 10800
22 |  | PG clamp suitable for 7/3.15 mm GS Earthwire or 7/10 SWG | Nos. | 800 | 10 | 8000 | [8 empty] | 8000
23 | JJ7J707001 | SF6 Gas Cylinder | Kg | 2301 | 22 | 50622 | [8 empty] | 50622
24 |  | Old,Defective and Obsolete MOCB Circuit Breaker | Nos. | 2000 |  |  | 1 | 2000 | [6 empty] | 2000
25 |  | Clamp for PT suitable for ACSR Dog Conductor | Nos. | 700 | 3 | 2100 | [8 empty] | 2100
26 |  | Defected 33 kv VCB Circuit Breaker | Nos. | 50000 | 1 | 50000 | [8 empty] | 50000
27 |  | 33 KV Polymer pin Insulator | Nos. | 250 | 22 | 5500 | [8 empty] | 5500
28 |  | Gun Fitting | Nos. | 1495 | 10 | 14950 | [8 empty] | 14950
29 |  | 33 KV Disc insulator | Nos. | 250 | 10 | 2500 | [8 empty] | 2500
Grand Total | [5 empty] | 769866.94 |  | 4250 | 0 |  | 0 |  |  | 89089.2 | 863206.14
Name of Zone: Garhwal Zone Roorkee
Name of Circle:400 KV S/S Srinagar Garhwal
Name of Division:132 KV O&M Division Simli
Name of Sub Station : 66 KV Karanprayag
Month & Year : MAY-2025
Sl.No. | Item code | Name of Item | Unit | Unit rate in Rs. | Useable |  | Unserviceble |  | Non moving |  | Obsolete |  | Scrap |  | Total Inventory Amt
[5 empty] | Qty | Total Amount in Rs. | Qty | Total Amount in Rs. | Qty | Total Amount in Rs. | Qty | Total Amount in Rs. | Qty | Total Amount in Rs.
1 | AA0A002007 | ACSR Conductor Dog | KM | 139830 | 0.1 | 13983
2 | II0I001007 | 70KN Disc Insulator | Nos | 971.14 | 5 | 4855.7
5 | II3I301007 | Mid span Compression joint for ACSR Dog | Nos | 1121 | 7 | 7847
6 | II3I302007 | Repair Sleeve for ACSR Dog Conductor | Nos | 643.1 | 5 | 3215.5
7 |  | Repair Sleeve for Earth Wire | Nos | 601.8 | 5 | 3009
|  |  |  | Total Amt of Useable |  | 32910.2 |  | Total Amt of Unserviceble |  | Total Amt of Non Moving |  | Total Amt of Obsolete |  | Total Amt of Scrap | Total Inventory Amt
Name of Zone: Garhwal Zone Roorkee
Name of Circle:400 KV O&M CIRCLE Srinagar Garhwal
Name of Division:132 KV O&M Division Simli.
Name of Sub Station : 66 KV S/S Karanprayag.
Month & Year - MAY-2025 | [14 empty] | Grand Total
Sl.No. | Item code | Name of Item | Unit | Unit rate in Rs. | Useable |  | Unserviceble |  | Non moving |  | Obsolete |  | Scrap
[5 empty] | Qty | Total Amount in Rs. | Qty | Total Amount in Rs. | Qty | Total Amount in Rs. | Qty | Total Amount in Rs. | Qty | Total Amount in Rs.
1 | KK0K004001 | 72.5 KV LA with accessories spec.-10 KA, class 3, 60 KV | No | 10000 | 1 | 10000 | [8 empty] | 10000
2 | JJ7J707001 | SF-6 Gas(as per specifications) | Kg | 2354.1 | 9 | 21186.9 | [8 empty] | 21186.9
3 | VV2V204007 | Empty Drum of Transformer Oil | No | 200 | 40 | 8000 | [8 empty] | 8000
4 | VV2V204001 | Transformer Oil ( Old & Used) | Ltrs | 25 | 8360 | 209000 | [8 empty] | 209000
6 | JJ0J005010 | 33 KV Circuit Breaker VCB Along with support structure | No | 294970.5 | 1 | 294970.5 | [8 empty] | 294970.5
8 | VV3V305003 | 33 KV CT along with Connector & Junction Box | No | 56640 | 6 | 339840 | [8 empty] | 339840
10 | VV2V204007 | Empty Drum of Transformer Oil ( Old & Used) | No | 150 | 27 | 4050 | [8 empty] | 4050
11 | VV2V204001 | Transformer Oil ( Old & Used) | Ltrs | 25 | 4200 | 105000 | [8 empty] | 105000
12 | VV3V304001 | 66KV CT outdoor oil filled live tank HDG with junction box and terminal connectors | Nos | 96170 | 3 | 288510 | [8 empty] | 288510
14 |  | Silica Gel Blue Crystal ( 6 to 8 mm) | kg | 528.64 | 20 | 10572.8 | [8 empty] | 10572.8
15 |  | C-WEDGE PG CLAMP (DOG TO DOG) | Nos | 1557.6 | 6 | 9345.6 | [8 empty] | 9345.6
|  | Total |  |  |  | 1300475.8 | [8 empty] | 1300475.8
Name of Zone: Garhwal Zone Roorkee
Name of Circle:400KV S/S Srinagar Garhwal
Name of Division:132KV O&M Division Simli
Name of Sub Station : 66 KV S/s JYOTIRMATH
Sl.No. | Item code | Name of Item | Unit | Unit rate in Rs.(with GST) | Useable |  | Unserviceble
[5 empty] | Qty | Total Amount in Rs. | Qty | Total Amount in Rs. | Non moving |  | Obsolete |  |  |  | Grand Total
1 | VV2V202005 | Silica gel Breather | Nos | 14744 | 1 | 14744 |  |  | Qty | Total Amount in Rs. | Qty | Total Amount in Rs. |  | Total Amount in Rs.
2 | JJ7J707001 | SF6 gas | Kg | 2301 | 24 | 55224 | [8 empty] | 14744
3 | VV5V407030 | 66kv CT clamp made of aluminium alloy with GI nut bolt and washer suitable for dog conductor | Nos | 1593 | 12 | 19116 | [8 empty] | 55224
4 | Not available | 66kv CB clamp made of aluminium alloy with GI nut bolt and washer suitable for dog conductor | Nos | 1185.9 | 4 | 4743.6 | [8 empty] | 19116
5 | II0I006003 | Aluminium alloy 3 bolted PG clamp made out of LM6 alloy with hot dip galvanized bolt and nut suitable for Panther to Dog ACSR conductor | Nos | 890.9 | 14 | 12472.6 | [8 empty] | 4743.6
6 | II0I009001 | Aluminium alloy 3 bolted PG clamp made out of LM6 alloy with hot dip galvanized bolt and nut suitable for Dog to Dog ACSR conductor | Nos | 831.9 | 8 | 6655.2 | [8 empty] | 12472.6
7 | SS5S501026 | 66kv Isolator clamp made of aluminium alloy with GI nut bolt and washer suitable for dog conductor | Nos | 826 | 8 | 6608 | [8 empty] | 6655.2
8 | JJ4J401002 | Closing/Tripping coil for 66Kv circuit breaker | Nos | 6608 | 5 | 33040 | [8 empty] | 6608
9 | JJ5J503008 | Closing/Tripping coil for 33Kv circuit breaker | Nos | 6608 | 6 | 39648 | [8 empty] | 33040
10 | JJ7J701008 | Limit switch for 66Kv circuit breaker | Nos | 2714 | 5 | 13570 | [8 empty] | 39648
11 | Not available | Metal Pad clamp with fastners | Nos | 323.32 | 47 | 15196.04 | [8 empty] | 13570
12 | Not available | Old used and defective 66Kv isolator | Nos | 750 | - | - | 1 | 750 | [6 empty] | 15196.04
13 | Not available | Old used and defective 33Kv isolator | Nos | 500 | - | - | 1 | 500 | [6 empty] | 750
15 | VV2V203001 | Silica gel | Kg | 577.02 | 24 | 13848.48 | [8 empty] | 500
16 | Not available | Single phase panel heater | Nos | 706.82 | 8 | 5654.56 | [8 empty] | 13848.48
17 | Not available | 66KV old, used and defective CT(In leakage condition) | Nos | 700 |  |  | 3 | 2100 | [6 empty] | 5654.56
18 | Not available | 33KV old, used and defective CT(In leakage condition) | Nos | 500 |  |  | 3 | 1500 | [6 empty] | 2100
|  | Grand Total |  |  |  | 240520.48 |  | 4850 | [6 empty] | 1500
245370.48
Name of Zone: Garhwal Zone Roorkee
Name of Circle:400KV S/S Srinagar Garhwal
Name of Division:132KV O&M Division Simli(G).
Name of Sub Station : 66 KV JYOTIRMATH
Sl.No. | Item code | Name of Item | Unit | Unit rate in Rs. | Useable |  | Unserviceble
[5 empty] | Qty | Total Amount in Rs. | Qty | Total Amount in Rs. | Non moving |  | Obsolete |  | Scrap
1 | FF3F301002 | 11 Mtr long STP 410 Pole SP-55(Bottom portion hot dipped) | Nos | 16000 | 2 | 32000 |  |  | Qty | Total Amount in Rs. | Qty | Total Amount in Rs. | Qty | Total Amount in Rs. | Grand Total
2 | Not Avilable | Composite Polymer 66kv ,90KN Long Rod Insulator (Ball and Socket type) | Nos | 1420 | 12 | 17040 | [8 empty] | 32000
3 | PP3P301004 | Safety Belt | Nos | 2944 | 2 | 5888 | [8 empty] | 17040
4 | PP0P021011 | Single Sheave Pulley Open type(5Ton Capacity) | Nos | 4484 | 3 | 13452 | [8 empty] | 5888
5 | PP0P021011 | Single Sheave Pulley Close type(5Ton Capacity) | Nos | 4484 | 3 | 13452 | [8 empty] | 13452
6 | PP0P018005 | D-Shackle 4.5 MTCapacity 2'' | Nos | 590 | 3 | 1770 | [8 empty] | 13452
7 | Not Avilable | 33 kv 10KN Polymer Insulator with pin suitable for ACSR Dog Condutor | Nos | 500 | 22 | 11000 | [8 empty] | 1770
8 | Not Avilable | Composite Polymer 66kv ,70KN Long Rod Insulator (Ball and Socket type) | Nos | 780 | 20 | 15600 | [8 empty] | 11000
9 | Not Avilable | 4-U Bolt Strain Gun Fitting Complete for ACSR Dog Conductor | Nos | 920 | 18 | 16560 | [8 empty] | 15600
10 | FF0F014002 | Galvanized tower with Bolts, Nuts, flat washers, pack washers & Stub including body extension, leg extension etc. (MS Steel) | MT | 140000 | 4.4838 | 627730.6 | [8 empty] | 16560
11 | FF0F014002 | Old & Use Galvanized tower Parts. (MS Steel) | MT | 50000 | 9.151 | 457550 | [8 empty] | 627730.6
12 | AA0A002007 | Old & Use ACSR conductor | km | 300 | 4.4 | 1320 | [8 empty] | 457550
13 | AA1A101002 | Old & Use earth wire | km | 150 | 0.92 | 138 | [8 empty] | 1320
14 | II0I001007 | Old & Use Disc Insulator 70KN | Nos | 100 | 210 | 21000 | [8 empty] | 138
[5 empty] | Sub total | 1234500.6 | [8 empty] | 21000
1234500.6