## Sheet1
Name of Zone: Garhwal Zone Roorkee |  |  |  | STORE INVENTORY OF AUG-2025 OF SUB STATION & LINE .
Name of Circle:400KV S/S Srinagar Garhwal
Name of Division:132KV O&M Division Simli(Karanprayag)
Name of Sub Station : 132 KV Simli
Sl.No. | Item code | Name of Item | Unit | Unit rate in Rs. | Useable |  | Unserviceble |  | Non moving |  | Obsolete |  | Scrap |  | Total inventory Amount
[5 empty] | Qty | Total Amount in Rs. | Qty | Total Amount in Rs. | Qty | Total Amount in Rs. | Qty | Total Amount in Rs. | Qty | Total Amount in Rs.
1 | II5I502005 | D/T Fitting for Panther conductor | Set | 2842.4 | 3 | 8527.2 | [8 empty] | 8527.2
2 | II3I303009 | Vibrate Damper for E/W | Nos | 250 | 10 | 2500 | [8 empty] | 2500
3 | II3I301004 | M.S. Joint for Panther conductor | Nos | 499.8 | 27 | 13494.6 | [8 empty] | 13494.6
4 | II3I301009 | M.S. Joint for E/W | Nos | 303.8 | 139 | 42228.2 | [8 empty] | 42228.2
5 | II3I302004 | Repair Sleave for Panther conductor | Nos | 181.3 | 178 | 32271.4 | [8 empty] | 32271.4
6 | FF4F403011 | Flexible Copper Bond | Nos | 394.94 | 132 | 52132.08 | [8 empty] | 52132.08
7 | II2I202002 | T/Clamp for 7/3.15 Earth Wire | Set | 536.8 | 8 | 4294.4 | [8 empty] | 4294.4
8 | II2I203002 | S/Fitting for 7/3.15 Earth Wire | Set | 316.8 | 1 | 316.8 | [8 empty] | 316.8
9 | FF0F043002 | A' Type Tamplate (0+3+6 meter) (563 Kg each) | Set | 64876 | 1 | 64876 | [8 empty] | 64876
10 | FF0F043004 | B' Type Tamplate (0+3+6 meter) (920.714 Kg each) | Set | 64876 | 6 | 389256 | [8 empty] | 389256
11 | FF0F043006 | C' Type Tamplate (0+3+6 meter) (823.65 Kg each) | Set | 64876 | 8 | 519008 | [8 empty] | 519008
12 | FF0F033001 | A' Type Stub with Nut & Bolt | Kg | 64.88 | 244.6 | 15869.648 | [8 empty] | 15869.648
13 | AA0A002004 | ACSR Panther Conductors cut in different bits | Km | 122052.4 | 2 | 244104.8 | [8 empty] | 244104.8
14 | AA1A101002 | Earth Wire | Km | 44100 | 1.708 | 75322.8 | [8 empty] | 75322.8
15 | AA0A002004 | ACSR Panther Conductors old,used & damaged | Km | 60000 | 1.105 | 66300 | [8 empty] | 66300
16 | JJ3J301007 | Closing coil for 132kv Circuit Breaker | No. | 5000 | 1 | 5000 | [8 empty] | 5000
17 |  | Contact Switches | Set | 5000 | [6 empty] | 1 | 5000 |  |  | 5000
18 | AA0A002004 | ACSR Panther Conductor in Bits | Mtr. | 170 | 17 | 2890 | [8 empty] | 2890
19 | AA0A002003 | ACSR Zebra Conductor | Mtr. | 300 | 375 | 112500 | [8 empty] | 112500
20 | AA0A001001 | ACSR Tarantula Conductor | Mtr. | 350 | 550 | 192500 | [8 empty] | 192500
21 | FF2F201004 | MS Round 36mm Dia | Mt. | 49028 | 6.87 | 336822.36 | [8 empty] | 336822.36
22 | II0I001007 | 70KN Disc Insulator | No. | 620 | 8 | 4960 | [8 empty] | 4960
23 | CC1C103010 | Power Cable 3.5*70mm | Mtr. | 443.51 | 65 | 28828.15 | [8 empty] | 28828.15
24 | VV2V204007 | Empty Transformer Oil Drums | No. | 350 | 185 | 64750 | [8 empty] | 64750
25 | PP1P122003 | SF6 Gas Riffling Kit with Briefcase | No. | 3000 | 6 | 18000 | [8 empty] | 18000
26 |  | Valve Tool | No. | 400 | [6 empty] | 3 | 1200 |  |  | 1200
27 |  | Steer Pin | No. | 300 | [6 empty] | 4 | 1200 |  |  | 1200
28 |  | Bending Model | No. | 300 | [6 empty] | 5 | 1500 |  |  | 1500
29 |  | Connector Assemble | No. | 400 | [6 empty] | 3 | 1200 |  |  | 1200
30 |  | Clamp Complete for Dia (13mm) | No. | 100 | [6 empty] | 1 | 100 |  |  | 100
31 |  | Clamp with Rubber | No. | 200 | [6 empty] | 1 | 200 |  |  | 200
32 |  | Stay B-17 | No. | 100 | [6 empty] | 5 | 500 |  |  | 500
33 |  | Auxiliary Switch for Bus Transfer | No. | 5000 | [6 empty] | 1 | 5000 |  |  | 5000
34 |  | Steel pin (19 Cm Long) | No. | 40 | [6 empty] | 5 | 200 |  |  | 200
35 | II0I002001 | PG Clamp for Tarantula/Tarantula Conductor | No. | 200 | 12 | 2400 | [8 empty] | 2400
36 | II0I002005 | PG Clamp for Tarantula/Panther Conductor | No. | 161.54 | 20 | 3230.8 | [8 empty] | 3230.8
37 | SS6S611009 | Fuse NS type 2 Amp | No. | 73.5 | 10 | 735 | [8 empty] | 735
38 | SS6S611008 | Fuse NS type 4 Amp | No. | 73.5 | 1 | 73.5 | [8 empty] | 73.5
39 | SS6S611004 | Fuse NS type 8 Amp | No. | 75.6 | 6 | 453.6 | [8 empty] | 453.6
40 | SS6S615005 | HRC Fuse fitting 20-32 Amp Kit kat type | No. | 167.08 | 4 | 668.32 | [8 empty] | 668.32
41 |  | Damage latch assembly of circuit breaker | No. | 10 | 1 | 10 | [8 empty] | 10
42 |  | 33KV LA, spec. 30KV.10KA (Old & used) | No. | 1000 | 1 | 1000 | [8 empty] | 1000
43 |  | 3Phase 415 Volt,12Amp Contactor | No. | 535 | 6 | 3210 | [8 empty] | 3210
44 |  | Single Phase terminator (over/load) 415Volt AC | No. | 995 | 5 | 4975 | [8 empty] | 4975
45 |  | Delay timer 240Volt AC A1 B1 Timer A1 A2 50HZ | No. | 2495 | 2 | 4990 | [8 empty] | 4990
46 |  | DC Miniature Circuit Breaker 220V 5SX-51067RC,6Amp make Schnecdir | No. | 654.09 | 8 | 5232.72 | [8 empty] | 5232.72
47 | NN4N408010 | Single phase contractor (air breaker contractor) 3TA 21,12 OA,AC 2 & DC 3-10 with 2NC | No. | 2490 | 4 | 9960 | [8 empty] | 9960
48 | NN4N405007 | Electrical Semaphore indication having Red & Green LED for open and close position110Volt DC/AC suitable for universal electricals control panel (as per site sample) | No | 2200 | 4 | 8800 | [8 empty] | 8800
49 | VV5V406006 | Epoxy type CT junction box | No | 9129 | 2 | 18258 | [8 empty] | 18258
50 | II0I001008 | 22KV Post Insulator | Set | 2748.9 | 1 | 2748.9 | [8 empty] | 2748.9
51 | II1I103003 | C- Type Wedge Connector Deer to Panther. | No | 2863.4 | 12 | 34360.8 | [8 empty] | 34360.8
52 |  | AC Contactor with Thermal Overload Relay (EMCO) | No | 7323.6 | 3 | 21970.8 | [8 empty] | 21970.8
53 | AA0A002010 | ACSR Rabbit conductor CUT IN PIECE | Km | 36000 | 0.72 | 25920 | [8 empty] | 25920
54 | CC1C114005 | LT XLPE cable 3.5 core, 240 sq mm | Mtr | 620 | 50 | 31000 | [8 empty] | 31000
55 | KK0K005001 | 33KV Lightening Arrester | No | 15000 | 2 | 30000 | [8 empty] | 30000
56 | II0I005001 | PG clamp Zebra to Zebra conductor | No | 850 | 8 | 6800 | [8 empty] | 6800
57 | II0I005002 | PG clamp Zebra to Panther conductor | No | 1000 | 3 | 3000 | [8 empty] | 3000
58 |  | 132KV Isolator clamp with copper sleeve | No | 800 | 4 | 3200 | [8 empty] | 3200
59 |  | 132KV PT clamp with copper sleeve | No | 500 | 2 | 1000 | [8 empty] | 1000
60 |  | Hack saw with frame | No | 584.1 | 2 | 1168.2 | [8 empty] | 1168.2
61 | SS6S611003 | Fuse NS type 10 A | No | 93.22 | 7 | 652.54 | [8 empty] | 652.54
62 | SS6S611001 | Fuse NS type 16 A | No | 147.5 | 5 | 737.5 | [8 empty] | 737.5
63 |  | MCB 63 A Double pole | No | 404.74 | 2 | 809.48 | [8 empty] | 809.48
64 | PP0P016005 | Flexible steel wire rope 10mm dia | Mtr | 154.58 | 250 | 38645 | [8 empty] | 38645
65 |  | steel wire rope | Mtr | 50 | 500 | 25000 | [8 empty] | 25000
66 | AA0A002004 | ACSR Panther conductor (30+7/3.0mm) | Mtr | 162 | 400 | 64800 | [8 empty] | 64800
67 | AA0A002004 | ACSR Panther conductor (30+7/3.0mm) | Km | 99555.75 | 1.128 | 112298.886 | [8 empty] | 112298.886
68 | FF0F033006 | B Type tower stub | MT | 64876 | 0.5 | 32438 | [8 empty] | 32438
69 | FF0F043004 | Template with nut & bolt for 132 KV B+6 Tower | MT | 126503 | 0.922 | 116635.766 | [8 empty] | 116635.766
70 | FF0F033006 | B Type tower stub | MT | 47572 | 0.58916 | 28027.5195 | [8 empty] | 28027.5195
71 | FF0F013007 | D/C tower 83 B+3 Mtr Extension | MT | 47572 | 1.1056 | 52595.6032 | [8 empty] | 52595.6032
72 |  | Different tower parts incomplete B & C type tower | MT | 50000 | 6.063 | 303152.5 | [8 empty] | 303152.5
73 | FF0F013001 | A Type Tower Incomplete | KG | 64.88 | 3119.52 | 202394.4576 | [8 empty] | 202394.4576
74 | SS7S706001 | 3 way MCB Metallic MCB make Havells | No | 550 | 2 | 1100 | [8 empty] | 1100
75 |  | Tripple pole Miniaturre Circuit Btreaker,25Amp, Legrand make | No | 985 | 3 | 2955 | [8 empty] | 2955
76 |  | Old and used Energy meter make Secure | No | 10000 | [6 empty] | 1 | 10000 |  |  | 10000
77 |  | Old and used Energy meter make L&T | No | 2500 | [6 empty] | 2 | 5000 |  |  | 5000
78 |  | Double pole MCB 220V 63 Amp | No | 1469 | 3 | 4407 | [8 empty] | 4407
79 | SS6S615005 | HRC fuse fitting 20-32 Amp,415 Volt, kit kat type complete | Nos | 233.64 | 3 | 700.92 | [8 empty] | 700.92
80 | NN4N412004 | Local remote Selector switch label trip-neutal-close 3 positions 4 ways | Nos | 1180 | 1 | 1180 | [8 empty] | 1180
81 | SS7S702005 | Double pole 6 Amp DC MCB | Nos | 590 | 1 | 590 | [8 empty] | 590
82 | SS7S704006 | Double pole 6 Amp AC MCB | Nos | 590 | 3 | 1770 | [8 empty] | 1770
83 | II5I502005 | Double tension fitting for ACSR panther conductor | Set | 6938.4 | 8 | 55507.2 | [8 empty] | 55507.2
84 | II2I202002 | Tension fitting for GS E/W 7/10 SWG | Set | 814.2 | 5 | 4071 | [8 empty] | 4071
85 | II5I502005 | Single suspension fitting for ACSR panther conductor suitable for 70 KN disk insulator | Set | 3823.2 | 9 | 34408.8 | [8 empty] | 34408.8
86 | II3I303004 | Vibration damper for ACSR panther conductor | Nos | 885 | 15 | 13275 | [8 empty] | 13275
87 | II3I303009 | Vibration damper for GS earth wire 7/10 SWG | Nos | 700.92 | 1 | 700.92 | [8 empty] | 700.92
88 | II0I001003 | Disk insulator for 120 KN | Nos | 972.32 | 97 | 94315.04 | [8 empty] | 94315.04
89 | II0I001007 | Disk insulator for 70 KN | Nos | 759.92 | 31 | 23557.52 | [8 empty] | 23557.52
90 | AA0A002004 | ACSR Panther conductor | Km | 211833.65 | 0.408 | 86428.1292 | [8 empty] | 86428.1292
91 | FF0F013011 | "C'' type tower from Srinagar-Satpuli line and Srinagar-Simli lines with Nut & Bolt | MT | 32000 | 8.851 | 283232 | [8 empty] | 283232
92 | AA0A002004 | ACSR Panther conductor Cut in piece | Km | 211833.6 | 0.553 | 117143.9808 | [8 empty] | 117143.9808
93 | AA1A101002 | Earth wire 7/10 SWG | Km | 44100 | 0.006 | 264.6 | [8 empty] | 264.6
94 |  | M C B Single pole 63 Amp | Nos | 584.69 | 2 | 1169.38 | [8 empty] | 1169.38
95 |  | MCB 40 Amp Double pole | Nos | 507.4 | 5 | 2537 | [8 empty] | 2537
96 |  | Low voltage HBC fuse (BS) Rated voltage 415 Volt rated current 32 Amp | No | 486.16 | 6 | 2916.96 | [8 empty] | 2916.96
97 | JJ3J301005 | Closing/tripping coil for 132 KV C.B ABB make | No | 6962 | 4 | 27848 | [8 empty] | 27848
98 | JJ3J301014 | Spring charge motor suitable for 132 KV C.B ABB make | No | 27612 | 3 | 82836 | [8 empty] | 82836
99 | JJ7J701004 | Limit switch for 33 KV CB ABB make | No | 1121 | 2 | 2242 | [8 empty] | 2242
100 | JJ5J503006 | Tripping coil 110 volt DC Suitable for 33 KV VCB | No | 5894.1 | 1 | 5894.1 | [8 empty] | 5894.1
101 |  | 33 KV Circuit breaker old & used incomplete | No | 1000 | 1 | 1000 | [8 empty] | 1000
102 |  | Electrical Semaphore indication having Red & Green LED for open and close position110Volt DC/AC . | No | 3512.86 | 4 | 14051.44 | [8 empty] | 14051.44
103 | NN4N403001 | LED type 110 volt DC Indication Lamp RED colour | No | 460.2 | 6 | 2761.2 | [8 empty] | 2761.2
104 | NN4N403003 | LED type 110 volt DC Indication Lamp Green colour | No | 460.2 | 7 | 3221.4 | [8 empty] | 3221.4
105 | NN4N403002 | LED type 110 volt DC Indication Lamp Yellow colour | No | 460.2 | 3 | 1380.6 | [8 empty] | 1380.6
106 | NN4N403006 | LED type 110 volt DC Indication Lamp White colour | No | 460.2 | 2 | 920.4 | [8 empty] | 920.4
107 | NN4N403004 | LED type 110 volt DC Indication Lamp Blue colour | No | 460.2 | 8 | 3681.6 | [8 empty] | 3681.6
108 | MM3M303007 | Digital Amp meter 110 V DC Accuracy class 0.5 | No | 7068.2 | 1 | 7068.2 | [8 empty] | 7068.2
109 | MM3M304013 | Digital MW meter 110 V DC Accuracy class 0.5 | No | 14148.2 | 2 | 28296.4 | [8 empty] | 28296.4
110 | MM3M302005 | Digital Volt meter 110 V DC Accuracy class 0.5 | No | 7068.2 | 3 | 21204.6 | [8 empty] | 21204.6
111 |  | Air cooling fan 3 phase 415 volt .24 kw/0.33 hp 1375 rpm. | No | 14632 | 8 | 117056 | [8 empty] | 117056
112 |  | Empty Drum of T/F Oil | No | 200 | 4 | 800 | [8 empty] | 800
113 |  | 3.5 Core 70 Sq mm Aluminum (PVC) Power cable | Mtr | 536.9 | 100 | 53690 | [8 empty] | 53690
114 |  | 33 KV CB clamp for ACSR panther conductor | No | 1177.64 | 2 | 2355.28 | [8 empty] | 2355.28
115 |  | 145 KV (5 core) CT (800/400/1A) | No | 169330 | 3 | 507990 | [8 empty] | 507990
116 |  | 145 KV Capacitive Voltage Transformer | No | 145730 | 3 | 437190 | [8 empty] | 437190
117 |  | 3.5 core*70Sq mmPower cable | Km | 513300 | 0.162 | 83154.6 | [8 empty] | 83154.6
118 |  | 33 KV CT Ratio 400/200/1A old used defective | NO | 1000 | 3 | 3000 | [8 empty] | 3000
119 |  | 250 watt HPSV Lamp | NO | 1144.6 | 8 | 9156.8 | [8 empty] | 9156.8
120 |  | Ignitor Suitable for 250 watt HPSV lamp | NO | 480.26 | 8 | 3842.08 | [8 empty] | 3842.08
121 |  | Condenser suitable for 250 watt HPSV lamp | NO | 479.08 | 8 | 3832.64 | [8 empty] | 3832.64
122 |  | Closing/Tripping coil for 132 KV Circuit Breaker | NO | 6490 | 4 | 25960 | [8 empty] | 25960
123 |  | Closing/Tripping coil for 33 KV Circuit Breaker | NO | 5900 | 4 | 23600 | [8 empty] | 23600
124 |  | Spring charge motor Suitable for 33 KV Circuit Breaker | NO | 30001.5 | 1 | 30001.5 | [8 empty] | 30001.5
125 |  | Silica gel | Kg | 577.02 | 27 | 15579.54 | [8 empty] | 15579.54
126 |  | SF6 Gas | Kg | 7021 | 30 | 210630 | [8 empty] | 210630
127 | KK0K005001 | 120 KV Lighting Arrestor | No | 85255 | 9 | 767295 | [8 empty] | 767295
128 | KK0K003001 | 30 KV Lighting Arrestor | No | 26214 | 9 | 235926 | [8 empty] | 235926
129 | II0I006001 | PG Clamp Panther to panther | No | 1224.84 | 22 | 26946.48 | [8 empty] | 26946.48
130 | II0I001003 | 120 KN Disc Insulators (Used) | No | 972.32 | 92 | 89453.44 | [8 empty] | 89453.44
131 | II0I001004 | 120 KN Disc Insulators (Used) | No | 500 | 58 | 29000 | [8 empty] | 29000
[5 empty] | Sub /Total | 7111201.0803 | [5 empty] | 31100 |  | 0 | 7142301.0803
Name of Zone: Garhwal Zone Roorkee |  |  | STORE INVENTORY OF AUGUST-2025 OF LINE
Name of Circle:400 KV S/S Srinagar Garhwal
Name of Division:132 KV O&M Division Simli
Name of Sub Station : 66 KV Karanprayag
Month & Year : AUGUST-2025
Sl.No. | Item code | Name of Item | Unit | Unit rate in Rs. | Useable |  | Unserviceble |  | Non moving |  | Obsolete |  | Scrap |  | Total Inventory Amt
[5 empty] | Qty | Total Amount in Rs. | Qty | Total Amount in Rs. | Qty | Total Amount in Rs. | Qty | Total Amount in Rs. | Qty | Total Amount in Rs.
1 | AA0A002007 | ACSR Conductor Dog | KM | 139830 | 0.1 | 13983
2 | II0I001007 | 70KN Disc Insulator | Nos | 971.14 | 5 | 4855.7
5 | II3I301007 | Mid span Compression joint for ACSR Dog | Nos | 1121 | 7 | 7847
6 | II3I302007 | Repair Sleeve for ACSR Dog Conductor | Nos | 643.1 | 5 | 3215.5
7 |  | Repair Sleeve for Earth Wire | Nos | 601.8 | 5 | 3009
|  |  |  | Total Amt of Useable |  | 32910.2 |  | Total Amt of Unserviceble |  | Total Amt of Non Moving |  | Total Amt of Obsolete |  | Total Amt of Scrap | Total Inventory Amt
Name of Zone: Garhwal Zone Roorkee |  | STORE INVENTORY OF AUGUST -2025 OF SUB STATION
Name of Circle:400 KV O&M CIRCLE Srinagar Garhwal
Name of Division:132 KV O&M Division Simli.
Name of Sub Station : 66 KV S/S Karanprayag.
Month & Year - AUGUST -2025 | [14 empty] | Grand Total
Sl.No. | Item code | Name of Item | Unit | Unit rate in Rs. | Useable |  | Unserviceble |  | Non moving |  | Obsolete |  | Scrap
[5 empty] | Qty | Total Amount in Rs. | Qty | Total Amount in Rs. | Qty | Total Amount in Rs. | Qty | Total Amount in Rs. | Qty | Total Amount in Rs.
1 | KK0K004001 | 72.5 KV LA with accessories spec.-10 KA, class 3, 60 KV | No | 10000 | 1 | 10000 | [8 empty] | 10000
2 | JJ7J707001 | SF-6 Gas(as per specifications) | Kg | 2354.1 | 6 | 14124.6 | [8 empty] | 14124.6
3 | VV2V204007 | Empty Drum of Transformer Oil | No | 200 | 40 | 8000 | [8 empty] | 8000
4 | VV2V204001 | Transformer Oil ( Old & Used) | Ltrs | 25 | 8360 | 209000 | [8 empty] | 209000
5 | JJ0J005010 | 33 KV Circuit Breaker VCB Along with support structure | No | 294970.5 | 1 | 294970.5 | [8 empty] | 294970.5
6 | VV3V305003 | 33 KV CT along with Connector & Junction Box | No | 56640 | 6 | 339840 | [8 empty] | 339840
7 | VV2V204007 | Empty Drum of Transformer Oil ( Old & Used) | No | 150 | 27 | 4050 | [8 empty] | 4050
8 | VV2V204001 | Transformer Oil ( Old & Used) | Ltrs | 25 | 4200 | 105000 | [8 empty] | 105000
9 |  | Silica Gel Blue Crystal ( 6 to 8 mm) | kg | 528.64 | 6 | 3171.84 | [8 empty] | 3171.84
10 |  | C-WEDGE PG CLAMP (DOG TO DOG) | Nos | 1557.6 | 6 | 9345.6 | [8 empty] | 9345.6
11 |  | 66 Kv BUS POST INSULATOR | Nos | 24603 | 6 | 147618 | [8 empty] | 147618
12 |  | 33 Kv BUS POST INSULATOR | Nos | 8401.6 | 10 | 84016 | [8 empty] | 84016
13 |  | Control Cable Copper (PVC) 4 C* 2.5 sq.mm | km | 239492.8 | 0.98 | 234703 | [8 empty] | 234703
|  | Total |  |  |  | 1463839.54 | [8 empty] | 1463839.54
STORE INVENTORY OF AUGUST-2025 OF 66 KV KOTHIYALSAIN S/S & LINE
Name of Zone: Garhwal Zone Roorkee
Name of Circle:400KV S/S Srinagar Garhwal
Name of Division:132 KV O&M Division Simli(G)
Name of Subdivision : 66 KV S/s Kothiyalsain&Line
Sl.No. | Item code | Name of Item | Unit | Unit rate in Rs. | Useable |  | Unserviceble |  | Non moving |  | Obsolete |  | Scrap
[5 empty] | Qty. | Total Amount in Rs. | Qty | Total Amount in Rs. | Qty | Total Amount in Rs. | Qty | Total Amount in Rs. | Qty | Total Amount in Rs. | Total Amount
1 | FF0F015002 | Damaged, bended and incomplete tower parts | MT | 4000 | 3.5 | 14000 | [8 empty] | 14000
2 | AA0A002007 | Old and used ACSR Dog conductor | Kg | 113 | [8 empty] | 788.4 | 89089.2 | 89089.2
3 | II0I001007 | Old and used Disc insulator | Nos. | 100 | 48 | 4800 | [8 empty] | 4800
4 | AA0A002007 | Old and usedACSR Dog Conductor | KM | 1000 | 0.5 | 500 | [8 empty] | 500
5 | II5I501008 | Single tension fitting for ACSR Dog conductor suitable for 70 KN Disc insulator (complete set including jumper cone) | set | 1593 | 37 | 58941 | [8 empty] | 58941
6 | II5I502008 | Double tension fitting for ACSR Dog conductor suitable for 70 KN Disc insulator( complete set including jumper cone) | Set | 3318.75 | 10 | 33187.5 | [8 empty] | 33187.5
7 | II3I303007 | Vibration damper for ACSR dog conductor | Nos. | 882.64 | 40 | 35305.6 | [8 empty] | 35305.6
8 | II3I301007 | Mid span compression joint for ACSR Dog conductor | Nos. | 611.24 | 39 | 23838.36 | [8 empty] | 23838.36
9 | FF4F403007 | Flexible copper bond | Nos. | 1018.34 | 32 | 32586.88 | [8 empty] | 32586.88
10 | II3I302002 | Repair sleeve for dog conductor | Nos. | 475.54 | 33 | 15692.82 | [8 empty] | 15692.82
11 | not available | Aluminium Pad Clamp | Nos. | 290.28 | 85 | 24673.8 | [8 empty] | 24673.8
12 | VV2V203001 | Silica gel | Kg | 578.2 | 23 | 13298.6 | [8 empty] | 13298.6
13 | VV2V204007 | Empty Drum of Transformer oil | Nos. | 200 | 3 | 600 | [8 empty] | 600
14 |  | Old ,used,Defective and incomplete 66 KV isolator | Nos. | 750 |  |  | 3 | 2250 | [6 empty] | 2250
15 | AA0A002007 | ACSR Dog conductor | Km. | 139830 | 0.75 | 104872.5 | [8 empty] | 104872.5
16 | II0I001007 | Disc insulator 70 KN | Nos. | 971.14 | 111 | 107796.54 | [8 empty] | 107796.54
17 | II5I501010 | Tension fitting for GS earthwire 7/3.15mm or 7/10 SWG | Set | 2500 | 12 | 30000 | [8 empty] | 30000
18 | II5I504010 | Suspension fitting for GS earthwire 7/3.15mm or 7/10 SWG | Set | 2500 | 12 | 30000 | [8 empty] | 30000
19 | II3I301009 | Mid span compression joint for 7/3.15mm GS Earthwire or 7/10 SWG | Nos. | 2500 | 12 | 30000 | [8 empty] | 30000
20 | II3I302009 | Repair sleeve for GS Earthwire | Nos. | 750 | 12 | 9000 | [8 empty] | 9000
21 | FF4F403007 | Flexible copper bond for 7/3.15mm7/3.15mm GS Earthwire or 7/10 SWG | Nos. | 900 | 12 | 10800 | [8 empty] | 10800
22 |  | PG clamp suitable for 7/3.15 mm GS Earthwire or 7/10 SWG | Nos. | 800 | 10 | 8000 | [8 empty] | 8000
23 | JJ7J707001 | SF6 Gas Cylinder | Kg | 2301 | 21 | 48321 | [8 empty] | 48321
24 |  | Old,Defective and Obsolete MOCB Circuit Breaker | Nos. | 2000 |  |  | 1 | 2000 | [6 empty] | 2000
26 |  | Defected 33 KV VCB Circuit Breaker | Nos. | 50000 | 1 | 50000 | [8 empty] | 50000
27 |  | Old ansd used 66 KV PTs | Nos. | 700 |  |  | 3 | 2100 | [6 empty] | 2100
28 |  | Old and used 66 KV CTs in leakage condition | Nos. | 700 |  |  | 3 | 2100 | [6 empty] | 2100
0
Grand Total | [5 empty] | 686214.6 |  | 8450 | 0 |  | 0 |  | Total | 89089.2 | 783753.8
STORE INVENTORY FOR THE MONTH OF AUGUST-2025 OF SUB STATION.
Name of Zone: Garhwal Zone Roorkee
Name of Circle:400KV S/S Srinagar Garhwal
Name of Division:132KV O&M Division Simli
Name of Sub Station : 66 KV S/s JOSHIMATH
Sl.No. | Item code | Name of Item | Unit | Unit rate in Rs.(with GST) | Useable |  | Unserviceble |  | Non moving |  | Obsolete
[5 empty] | Qty | Total Amount in Rs. | Qty | Total Amount in Rs. | Qty | Total Amount in Rs. | Qty | Total Amount in Rs. |  | Total Amount in Rs.
1 | VV2V202005 | Silica gel Breather | Nos | 14744 | 1 | 14744
2 | JJ7J707001 | SF6 gas | Kg | 2301 | 24 | 55224
3 | VV5V407030 | 66kv CT clamp made of aluminium alloy with GI nut bolt and washer suitable for dog conductor | Nos | 1593 | 12 | 19116
4 | Not available | 66kv CB clamp made of aluminium alloy with GI nut bolt and washer suitable for dog conductor | Nos | 1185.9 | 4 | 4743.6
5 | II0I006003 | Aluminium alloy 3 bolted PG clamp made out of LM6 alloy with hot dip galvanized bolt and nut suitable for Panther to Dog ACSR conductor | Nos | 890.9 | 10 | 8909
6 | II0I009001 | Aluminium alloy 3 bolted PG clamp made out of LM6 alloy with hot dip galvanized bolt and nut suitable for Dog to Dog ACSR conductor | Nos | 831.9 | 8 | 6655.2
7 | SS5S501026 | 66kv Isolator clamp made of aluminium alloy with GI nut bolt and washer suitable for dog conductor | Nos | 826 | 8 | 6608
8 | JJ4J401002 | Closing/Tripping coil for 66Kv circuit breaker | Nos | 6608 | 5 | 33040
9 | JJ5J503008 | Closing/Tripping coil for 33Kv circuit breaker | Nos | 6608 | 6 | 39648
10 | JJ7J701008 | Limit switch for 66Kv circuit breaker | Nos | 2714 | 5 | 13570
11 | Not available | Metal Pad clamp with fastners | Nos | 323.32 | 47 | 15196.04
12 | Not available | Old used and defective 66Kv isolator | Nos | 750 | - | - | 1 | 750
13 | Not available | Old used and defective 33Kv isolator | Nos | 500 | - | - | 1 | 500
14 | VV2V203001 | Silica gel | Kg | 577.02 | 16 | 9232.32
15 | Not available | Single phase panel heater | Nos | 706.82 | 8 | 5654.56
16 | Not available | 66KV old, used and defective CT(In leakage condition) | Nos | 700 |  |  | 3 | 2100
17 | Not available | 33KV old, used and defective CT(In leakage condition) | Nos | 500 |  |  | 3 | 1500
|  | Grand Total |  |  |  | 232340.72 |  | 4850
STORE INVENTORY FOR THE MONTH OF AUGUST-2025 OF LINE.
Name of Zone: Garhwal Zone Roorkee
Name of Circle:400KV S/S Srinagar Garhwal
Name of Division:132KV O&M Division Simli(G).
Name of Sub Station : 66 KV JOSHIMATH
Sl.No. | Item code | Name of Item | Unit | Unit rate in Rs. | Useable |  | Unserviceble |  | Non moving |  | Obsolete |  | Scrap
[5 empty] | Qty | Total Amount in Rs. | Qty | Total Amount in Rs. | Qty | Total Amount in Rs. | Qty | Total Amount in Rs. | Qty | Total Amount in Rs.
1 | FF3F301002 | 11 Mtr long STP 410 Pole SP-55(Bottom portion hot dipped) | Nos | 16000 | 2 | 32000
2 | Not Avilable | Composite Polymer 66kv ,90KN Long Rod Insulator (Ball and Socket type) | Nos | 1420 | 12 | 17040
3 | PP3P301004 | Safety Belt | Nos | 2944 | 2 | 5888
4 | PP0P021011 | Single Sheave Pulley Open type(5Ton Capacity) | Nos | 4484 | 3 | 13452
5 | PP0P021011 | Single Sheave Pulley Close type(5Ton Capacity) | Nos | 4484 | 3 | 13452
6 | PP0P018005 | D-Shackle 4.5 MTCapacity 2'' | Nos | 590 | 3 | 1770
7 | Not Avilable | 33 kv 10KN Polymer Insulator with pin suitable for ACSR Dog Condutor | Nos | 500 | 4 | 2000
8 | Not Avilable | Composite Polymer 66kv ,70KN Long Rod Insulator (Ball and Socket type) | Nos | 780 | 13 | 10140
9 | Not Avilable | 4-U Bolt Strain Gun Fitting Complete for ACSR Dog Conductor | Nos | 920 | 11 | 10120
10 | FF0F014002 | Galvanized tower with Bolts, Nuts, flat washers, pack washers & Stub including body extension, leg extension etc. (MS Steel) | MT | 140000 | 4.4838 | 627730.6
11 | FF0F014002 | Old & Use Galvanized tower Parts. (MS Steel) | MT | 50000 | 9.151 | 457550
12 | AA0A002007 | Old & Use ACSR conductor (IN Diff. Bits) | km | 300 | 3.6 | 1080
13 | AA1A101002 | Old & Use earth wire (IN Diff. Bits) | km | 150 | 0.92 | 138
14 | II0I001007 | Old & Use Disc Insulator 70KN | Nos | 100 | 210 | 21000
[5 empty] | Sub total | 1213360.6
INVENTORY
Name of Circle/Zone: Garhwal
Name of Division: 132kV O&M Division, Srinagar(G)
Name of Substation: 132kV Substation, Srinagar (G)
Month : August, 2025
S.N0 | Item Code | Name of Item | Unit | Unit rate in Rs. | Useable |  | Unserviceable |  | Non Moving |  | Obsolete |  | Scrap |  | Total Inventory Amount
[5 empty] | Qty. | Total Amount in Rs. | Qty. | Total Amount in Rs. | Qty. | Total Amount in Rs. | Qty. | Total Amount in Rs. | Qty. | Total Amount in Rs.
(A) | JE (SUBSTATION) ASHA PANWAR
1 |  | 66 KV LA Base Insulator | No. | 100 | 2 | 200 | [8 empty] | 200
2 | KK0K004001 | 66 KV LA 10KA | No. | 400 | 1 | 400 | [8 empty] | 400
3 | II0I001008 | 22 KV Post Insulator | No. | 400 | 1 | 400 | [8 empty] | 400
4 |  | LV Line Bushing of 5 MVA T/F | No. | 1500 | 1 | 1500 | [8 empty] | 1500
5 | VV4V306001 | 11 KV CT 200-100/5 for protection & metering | No. | 1000 | [6 empty] | 3 | 3000 |  |  | 3000
6 | VV2V210009 | Valve wef 1½" for 5MVA T/F | No. | 500 | 1 | 500 | [8 empty] | 500
7 | VV2V204007 | Empty Transfomer Oil Drum | No. | 200 | 187 | 37400 | 0 | 0 |  |  |  |  | 0 | 0 | 37400
8 | FF1F108003 | U-Bolt | No. | 30 | 4 | 120 | [8 empty] | 120
9 | FF1F108003 | Nut for U-Bolt | No. | 20 | 32 | 640 | [8 empty] | 640
10 | FF0F045001 | Cleat for column "CAA" | No. | 50 | 3 | 150 | [8 empty] | 150
11 | FF3F303002 | Stay Rod 17.5 mm² with nut | No. | 120 | 20 | 2400 | [8 empty] | 2400
12 | FF4F402001 | Al Strip 25mm*3mm thick | Kg. | 50 | 16.5 | 825 | [8 empty] | 825
13 | FF4F401002 | RS Joist 116x100mm | Kg. | 14 | 880.52 | 12327.28 | [8 empty] | 12327.28
14 | FF4F401001 | RS Joist 150x150 mm 10 Mtr Long. | No. | 1000 | 2 | 2000 | [8 empty] | 2000
15 |  | MS Plate | Kg. | 14 | 270 | 3780 | [8 empty] | 3780
16 | QQ1Q106001 | GC Sheet | Kg. | 10 | 108 | 1080 | [8 empty] | 1080
17 |  | GI step nut & bolt | No. | 40 | 100 | 4000 | [8 empty] | 4000
18 |  | GI spring washer 5/8" | No. | 0.5 | 2552 | 1276 | [8 empty] | 1276
19 |  | GI washer 50x50x6 mm | Kg. | 20 | 20 | 400 | [8 empty] | 400
20 |  | GI bolt & nut 50mm´5/8" | Kg. | 20 | 144 | 2880 | [8 empty] | 2880
21 |  | GI bolt & nut 1½"´5/8" | Kg. | 20 | 27 | 540 | [8 empty] | 540
22 | FF1F101068 | GI bolt & nut ofs. | Kg. | 15 | 48 | 720 | [8 empty] | 720
23 | FF1F101047 | GI bolt & nut 27´12mm | Kg. | 20 | 19 | 380 | [8 empty] | 380
24 | FF1F101046 | GI bolt & nut 30´12mm | Kg. | 20 | 9 | 180 | [8 empty] | 180
25 |  | GI bolt & nut with washer 25´6mm | No. | 4 | 57 | 228 | [8 empty] | 228
26 | FF3F301006 | Round pole 8.5 mtr. | No. | 800 | 1 | 800 | [8 empty] | 800
27 |  | GI pipe 3" dia, 6.3 mtr. | No. | 500 | 1 | 500 | [8 empty] | 500
28 |  | DC Contactor | No. | 50 | 6 | 300 | [8 empty] | 300
29 | VV1V101035 | 36 KV LV bushing for 40 MVA T/F | No. | 38000 | 1 | 38000 | [8 empty] | 38000
30 | II5I501003 | ACSR Deer conductor | Mtr. | 100 | 40 | 4000 | [8 empty] | 4000
31 |  | Double core/double ratio type "R", 50 VA, CT for 11 KV | No. | 4000 | [6 empty] | 3 | 12000 |  |  | 12000
32 | VV4V307001 | 11 KV CT 400-200/1A | No. | 6050 | [6 empty] | 2 | 12100 |  |  | 12100
33 | KK0K004001 | 72.5 KV LA with accessories, spec.-10 KA, class 3, 60 KV | No. | 10000 | 1 | 10000 | [8 empty] | 10000
34 | II0I001007 | Disc Insulator 7000 Kg. capacity | No. | 250 | 8 | 2000 | [8 empty] | 2000
35 | II5I501005 | Single tension fitting Bolted Type for panther conductor (complete) | No. | 2832.96 | 2 | 5665.92 | [8 empty] | 5665.92
36 | SS6S617006 | Fuse for silicon & germanium rectifier (75 amp) suitable for Battery Charger. | No. | 844.44 | 1 | 844.44 | [8 empty] | 844.44
37 | SS6S614001 | Kick fuse for micro switch suitable for Battery Charger. | No. | 561.82 | 1 | 561.82 | [8 empty] | 561.82
38 | NN5N506005 | Poly Corbonate Seal | No. | 16.83 | 50 | 841.5 | [8 empty] | 841.5
39 | NN5N506006 | Paper Seal | No. | 15.81 | 50 | 790.5 | [8 empty] | 790.5
40 |  | 33KV PT clamp suitable for Dog conductor. | No. | 640.5 | 2 | 1281 | [8 empty] | 1281
41 | VV3V305008 | 36 KV CT,CTR-400/200/1,Accuracy 0.2 | No. | 48900 | 1 | 48900 | [8 empty] | 48900
42 |  | 3 Phase 440V Energy Meter | No. | 4900 | 1 | 4900 | [8 empty] | 4900
43 |  | 3 Phase 4 Wire Digital Amp Meter | No. | 2400 | 1 | 2400 | [8 empty] | 2400
44 |  | 3 Phase 4 Wire Digital Volt Meter | No. | 2400 | 1 | 2400 | [8 empty] | 2400
45 | JJ0J005010 | 33 KV SF-6 CB (Old & used & Damage) | No. | 1500 |  |  | 1 | 1500 | [6 empty] | 1500
46 | II0I003001 | PG clamp For M to M conductor | No. | 250 | [6 empty] | 1 | 250 |  |  | 250
47 | VV3V304002 | 72.5 KV CT,CTR-200/100/01(Old Used) | No. | 15000 | [6 empty] | 2 | 30000 |  |  | 30000
48 | KK0K005001 | 33 KV LA(Old&Used) dismantled. | No. | 464 |  |  | 7 | 3248 | [6 empty] | 3248
49 | SS0S003001 | 132 KV Isolator (Old Used & dismantled) | No. | 1000 |  |  | 5 | 5000 | [6 empty] | 5000
50 | SS0S005001 | 33 KV Isolator (Old Used & dismantled) | No. | 250 |  |  | 5 | 1250 | [6 empty] | 1250
51 | VV6V505001 | 33 KV 3ph PT(Old Used & Obsolete)dismantled. | No. | 500 | [6 empty] | 1 | 500 |  |  | 500
52 |  | 132 KV PT (Old & used) Damage | No. | 1000 | [6 empty] | 3 | 3000 |  |  | 3000
53 | JJ0J003008 | 132 KV MOCB (old & used) (Obsolete) | No. | 5000 | [6 empty] | 1 | 5000 |  |  | 5000
54 | SS6S610018 | HRC Fuse Fitting 20-32A,415V AC, Kit-Kat type complete. | No. | 165 | 15 | 2475 | [8 empty] | 2475
55 | JJ5J503006 | 33KV vacuum Circuit Breaker (old,used) | No. | 10000 | 1 | 10000 | [8 empty] | 10000
56 |  | 132 KV PT Clamp (As per Sample) | No. | 1228 | 6 | 7368 | [8 empty] | 7368
57 | VV1V101035 | 33/11 KV,3MVA T/F (Old,Used & Damage) bushing | No. | 25000 |  |  | 1 | 25000 | [6 empty] | 25000
58 | KK0K003001 | 132 KV LA (old & used) (Obsolete) | No. | 500 | [6 empty] | 1 | 500 |  |  | 500
59 |  | Electronic Trivector Meter ER300P. | No. | 5000 | 9 | 45000 | [8 empty] | 45000
60 |  | Secure 3 Phase 4 Wire E-3MO21 Meter. | No. | 2000 | 1 | 2000 | [8 empty] | 2000
61 |  | Secure 3 Phase 3 Wire energy meter. | No. | 10 | [6 empty] | 3 | 30 |  |  | 30
62 | SS4S402001 | 33 KV Isolator Jaw | No. | 4965 | 1 | 4965 | [8 empty] | 4965
63 | VV4V305013 | 33 KV CT Ratio 200/100/01A (OLD & Used) | No. | 500 | 2 | 1000 | [8 empty] | 1000
64 | JJ7J707001 | SF-6 Gas | Kg. | 1995 | 2 | 3990 | [8 empty] | 3990
65 | NN1N102003 | RTCC /PLTC Pannel 132/33 KV 40 MVA T/F (Old, used) | No. | 5000 |  |  | 1 | 5000 | [6 empty] | 5000
66 | NN1N102003 | RTCC /PLTC Pannel 132/33 KV 20 MVA T/F (Old, used) | No. | 1000 |  |  | 1 | 1000 | [6 empty] | 1000
67 | VV2V204000 | Transformer OIL (old, used) | Ltr | 5 | 5852 | 29260 | [8 empty] | 29260
68 | PP2P206002 | Distilled water plant's heating element | No. | 578.2 | 7 | 4047.4 | [8 empty] | 4047.4
69 | SS6S602001 | DCDB panel 110V (old, used, obsolete) | No. | 1000 | [6 empty] | 1 | 1000 |  |  | 1000
70 | SS6S601001 | ACDB panel 440V 400A 3phase (old, used, damaged) | No. | 1500 |  |  | 1 | 1500 | [6 empty] | 1500
71 | VV4V305013 | 33KV CT (200/100/1A) (Damaged) | No. | 1000 |  |  | 1 | 1000 | [6 empty] | 1000
72 |  | 145KV CT (200/100/1A) (Old, Damaged) | No. | 500 | [8 empty] | 1 | 500 | 500
73 |  | Buchholz Relay (Old, used & defective) | No. | 100 | [6 empty] | 4 | 400 |  |  | 400
74 | VV2V206001 | Oil Temperature Indicator (old & Defective) | No. | 20 | [6 empty] | 4 | 80 |  |  | 80
75 | VV2V207001 | Winding Temperature Indicator (old & Defective) | No. | 20 | [6 empty] | 4 | 80 |  |  | 80
76 | VV2V211001 | Marshalling box (old & obsolete) | No. | 200 | [6 empty] | 4 | 800 |  |  | 800
77 | VV3V304002 | 72.5 KV CT,CTR-200/100/01(Old Used) | No. | 500 | [6 empty] | 1 | 500 |  |  | 500
78 |  | 33kv PT (33kv/110v) | No. | 41300 | 2 | 82600 | [8 empty] | 82600
79 |  | 33kv CT (800-400/1A) | No. | 56640 | 3 | 169920 | [8 empty] | 169920
80 |  | 33kv CT (400-200/1A) | No. | 56640 | 1 | 56640 | [8 empty] | 56640
81 |  | Station Transformre 11/0.4KV | No. | 25000 | 1 | 25000 | [8 empty] | 25000
82 | AA0A002003 | ACSR Zebra Conductor | KM | 264500 | 1.3 | 343850 | [8 empty] | 343850
83 |  | ACSR mix Conductor (Old, used) | Mtr. | 100 | [8 empty] | 200 | 20000 | 20000
84 | II0I004005 | Deer to Panther Clamps (Old, used) | No. | 40 | [6 empty] | 12 | 480 |  |  | 480
85 |  | 33KV isolator clamps (old, used) | No. | 30 | [6 empty] | 10 | 300 |  |  | 300
86 |  | 132KV CT(200-100/1A) with Junction box | No. | 178180 | 2 | 356360 | [8 empty] | 356360
87 |  | 66KV CVT with Junction box | No. | 137470 | 3 | 412410 | [8 empty] | 412410
88 |  | 66KV CT(400-200/1A) with Junction box | No. | 96170 | 3 | 288510 | [8 empty] | 288510
89 |  | 66KV CT Clamp | No. | 1180 | 2 | 2360 | [8 empty] | 2360
90 |  | 132KV Isolator Clamp | No. | 1357 | 2 | 2714 | [8 empty] | 2714
91 |  | Isolator Clamp for Zebra conductor | No. | 944 | 5 | 4720 | [8 empty] | 4720
92 | SS4S402001 | 33KV Isolator Jaw | No. | 5310 | 2 | 10620 | [8 empty] | 10620
93 |  | Unbranded type G.I. Perforated Type cable Tray | No. | 2537 | 20 | 50740 | [8 empty] | 50740
94 |  | WTI | No. | 27435 | 1 | 27435 | [8 empty] | 27435
95 |  | OTI | No. | 27435 | 1 | 27435 | [8 empty] | 27435
96 |  | PRV (75mm valve) | No. | 15045 | 2 | 30090 | [8 empty] | 30090
97 |  | PRV (150mm valve) | No. | 15753 | 2 | 31506 | [8 empty] | 31506
98 |  | 132KV CT (200/100/1A) (Damaged) | No. | 1000 | [8 empty] | 1 | 1000 | 1000
99 |  | 132KV LA (damaged) | No. | 200 | [8 empty] | 1 | 200 | 200
100 |  | Disc Insulator 90KN | No. | 250 | 48 | 12000 | [8 empty] | 12000
101 |  | 66KV PT (old & dismantelled) | No. | 5000 | [6 empty] | 3 | 15000 |  |  | 15000
102 |  | Al Alloy PG clamp for Panther to Deer conductor | No. | 1121 | 4 | 4484 | [8 empty] | 4484
103 |  | Al Alloy PG clamp for Deer to Deer conductor | No. | 1062 | 5 | 5310 | [8 empty] | 5310
104 |  | CRC 500ml (Push & Spray) | No. | 896.8 | 3 | 2690.4 | [8 empty] | 2690.4
105 |  | Silica Gel (Blue Crystal) | No. | 625.4 | 15 | 9381 | [8 empty] | 9381
106 |  | Coppe bond flexible (9mm x 500mm) | No. | 1003 | 2 | 2006 | [8 empty] | 2006
107 |  | HT insulation tape 3/4" | No. | 1062 | 2 | 2124 | [8 empty] | 2124
108 |  | Isolator and CB clamps (old, used) | No. | 400 | 8 | 3200 | [8 empty] | 3200
109 |  | 33kv LA clamps(old, used) | No. | 200 | 3 | 600 | [8 empty] | 600
110 |  | 33kV side Bushing clamps for 40MVA T/R (old, used) | No. | 500 | 3 | 1500 | [8 empty] | 1500
111 |  | 33kv Isolator (damaged) | No. | 100 | [8 empty] | 1 | 100 | 100
112 |  | 33kV CT clamp suitable for ACSR Panther conductor. | No. | 1239 | 14 | 17346 | [8 empty] | 17346
113 |  | Coppe bond flexible (9mm x 500mm) | No. | 955.8 | 10 | 9558 | [8 empty] | 9558
Total | [5 empty] | 2301726.26 |  | 44498 |  | 0 |  | 85020 |  | 21800 | 2453044.26
Sub-Total (A) | [5 empty] | 2453044.26 | [8 empty] | 2453044.26
(B) | JE (Line) Mahipal Singh
1 | II3I306004 | Aluminum Jumper Cone Suitable For Panther Conductor. | No. | 930.67 | 2 | 1861.34 | [8 empty] | 1861.34
2 | II5I501005 | Al Single Tension Fitting compressed type (incomplete) | No. | 300 | [8 empty] | 2 | 600 | 600
3 | AA1A102001 | GI Stay Wire 7/8 SWG | Kg. | 12 | 528 | 6336 | [8 empty] | 6336
4 | AA1A102001 | Earth Wire 7/10 SWG | Kg. | 10 | [8 empty] | 40 | 400 | 400
5 | II3I301008 | Mid span joint for E/W 7/9 | No. | 454 |  |  | 2 | 908 | [6 empty] | 908
6 | AA1A101002 | 7/10 SWG Earth wire and Hardwear | Km | 500 | [8 empty] | 70.7 | 35350 | 35350
7 | II3I305004 | Armor rod set for Panther Conducor | Set | 250 | 3 | 750 | [8 empty] | 750
8 | PP0P002004 | Aluminum Aerial Roller 450 mm Spacing | No. | 11149 | 10 | 111490 | [8 empty] | 111490
9 | FF0F003006 | Single circuit B type tower (old, used & damage) without Stub and Nuts & Bolts | Mt. | 5000 | [8 empty] | 2.2 | 11000 | 11000
10 | AA0A002004 | ACSR panther conductor (old & used) in bits | Km | 20000 | [8 empty] | 2.4 | 48000 | 48000
11 | II0I001003 | 120 KN disc insulator (old & used) | No. | 200 | 44 | 8800 | [8 empty] | 8800
12 | II3I303004 | Vibration damper for ACSR panther conductor (old & used) | No. | 500 | 2 | 1000 | [8 empty] | 1000
13 | II3I303009 | Vibration damper for GS Earth wire 7/10 SWG | No. | 1457.82 | 2 | 2915.64 | [8 empty] | 2915.64
14 | II0I001003 | Disc Insulator 120 KN | No. | 1187.86 | 30 | 35635.8 | [8 empty] | 35635.8
15 | FF0F043012 | C type S/C tower template (C+0 tower) | MT | 111920.36 | 0.7376 | 82552.4575 | [8 empty] | 82552.4575
16 | II31301004 | MS Joint | No. | 499.8 | 3 | 1499.4 | [8 empty] | 1499.4
17 | AA0A002004 | ACSR Panther Conductor (Old &Used Damaged) in bits | Mtr | 100 | 1000 | 100000 | [8 empty] | 100000
18 | FF0F003006 | Single circuit C type tower (old & used) without Stub and Nut& Bolts | Mt. | 5000 | [6 empty] | 5 | 25000 |  |  | 25000
19 | II1I105001 | "C" Type Boltless Wedge Clamp for Panther to Panther Conductor | No. | 1964.73 | 11 | 21612.03 | [8 empty] | 21612.03
20 | II51501005 | Single tension fitting for ACSR panther conductor suitable for 120 KN Disc insulator | Nos. | 2694.14 | 8 | 21553.12 | [8 empty] | 21553.12
21 | II0I001003 | Disc insulator 120 KN | Nos. | 1147.75 | 65 | 74603.75 | [8 empty] | 74603.75
22 | II3I307006 | Danger plate | Nos. | 285.97 | 1 | 285.97 | [8 empty] | 285.97
23 | II3I307001 | Number Plate | Nos. | 143.46 | 1 | 143.46 | [8 empty] | 143.46
24 | II3I307003 | Phase Plate (Set of Three). | Sets. | 222.43 | 1 | 222.43 | [8 empty] | 222.43
25 | FF0F015002 | Tower parts of 220KV and 132KV different type of tower (old used and dismantled) | MT. | 15000 | 4.4 | 66000 | [8 empty] | 66000
26 | AA0A002004 | ACSR Panther Conductor | KM | 211833.6 | 0.22 | 46603.392 | [8 empty] | 46603.392
27 |  | Single circuit A type tower (old, used & damage) without Stub and Nuts & Bolts | MT | 5000 | [8 empty] | 4 | 20000 | 20000
28 |  | OPGW (24 Fiber) Old & Used | Mtr. | 50 | 150 | 7500 | [8 empty] | 7500
29 |  | GI Nut, Bolt & Washer off Size | Kg. | 10 | 115 | 1150 | [8 empty] | 1150
30 |  | T type clamp made of aluminium alloy suitable to panther to panther conductor | Nos. | 2100.43 | 14 | 29406.02 | [8 empty] | 29406.02
31 |  | Earthwire Bracket/Downlead clamp suitable for GS earthwire 7/9 or 7/10 SWG | Nos. | 118 | 82 | 9676 | [8 empty] | 9676
32 |  | Clamp suitable for 7/3.15 or 7/9 or 7/10 SWG Earth wire | Nos. | 826 | 16 | 13216 | [8 empty] | 13216
Total | [5 empty] | 644812.8095 |  | 908 |  | 0 |  | 25000 |  | 115350 | 786070.8095
Sub-Total (B) | [5 empty] | 786070.8095 | [8 empty] | 786070.8095
TOTAL (A+B) (In Rs.) | [5 empty] | 2946539.0695 |  | 45406 |  | 0 |  | 110020 |  | 137150 | 3239115.0695
Inventory
Name of Zone: Garhwal
Name of Circle: O&M 400 KV Srinagar (G)
Name of Division: 132 KV O&M Division Srinagar (G)
Name of Substation: 132 KV Substation Kotdwar
Month: August - 2025 (Upto 22.08.2025)
S. No. | Item Code | Name of Item | Unit | Unit Rate in Rs. | Useble |  | Unservicable |  | Non Moving |  | Obsolate |  | Scrap |  | Remark
[5 empty] | Qty. | Total Amount in Rs. | Qty. | Total Amount in Rs. | Qty. | Total Amount in Rs. | Qty. | Total Amount in Rs. | Qty. | Total Amount in Rs.
1 | NN0N002003 | Distance protection panel | No. | 380000 | 1 | 380000 | - | - | - | - | - | - | - | - | -
2 | FF1F105002 | 16 mm Dia galv. HRH Bolt & nut 60mm | No. | 15.21 | 1548 | 23545.08 | - | - | - | - | - | - | - | - | -
3 | FF1F105001 | 16 mm Dia galv. HRH Bolt & nut 65mm | No. | 16.58 | 3045 | 50486.1 | - | - | - | - | - | - | - | - | -
4 | FF1F101068 | Nut & bolt (off size ) | Mt. | 65000 | 0.15 | 9750 | - | - | - | - | - | - | - | - | -
5 | FF1F107003 | Foundation anchor bolt | No. | 532.4 | 314 | 167173.6 | - | - | - | - | - | - | - | - | -
6 |  | 40X16 mm Anti Thept Nut & Bolt | Kg. | 195 | 74 | 14430 | - | - | - | - | - | - | - | - | -
7 |  | Anti oxidant forging terminal stud size 10X50 mm | No. | 111.8 | 5 | 559 | - | - | - | - | - | - | - | - | -
8 |  | Anti oxidant forging terminal stud size 10X50 mm | No. | 112.36 | 50 | 5618 | - | - | - | - | - | - | - | - | -
9 | VV5V404005 | CT Bushing rod 800 A | No. | 1116 | 1 | 1116 | - | - | - | - | - | - | - | - | -
10 | FF0F050004 | ABR Structure for gantary | Mt. | 65000 | 1.707 | 110955 | - | - | - | - | - | - | - | - | -
11 | FF0F050025 | Steel structure PTV (PN) | Mt. | 30000 | 0.6559 | 19677 | - | - | - | - | - | - | - | - | -
12 | FF0F043001 | SS Template for A type D/C Tower | Mt. | 47572 | 0.514 | 24452.008 | - | - | - | - | - | - | - | - | -
13 | II3I301008 | Mid span joint for steel Portion 7/9 SWG panther conductor | No. | 677.6 | 11 | 7453.6 | - | - | - | - | - | - | - | - | -
14 | II3I301009 | Mid span joint for 7/3.15 GS earth wire | No. | 110 | 18 | 1980 | - | - | - | - | - | - | - | - | -
15 | II3I301004 | Mid span joint for Aluminium Portion ACSR panther conductor | No. | 794.5 | 24 | 19068 | - | - | - | - | - | - | - | - | -
16 | II5I504005 | Suspension fitting for ACSR Panther conductor | No. | 891 | 1 | 891 | - | - | - | - | - | - | - | - | -
17 | II5I501005 | Single tension fitting for ACSR Panther conductor | No. | 908 | 1 | 908 | - | - | - | - | - | - | - | - | -
18 |  | Dead end fitting for ACSR Panther conductor | No. | 1804.65 | 1 | 1804.65 | - | - | - | - | - | - | - | - | -
19 | II5I501009 | Tension fitting for earth wire | No. | 908 | 7 | 6356 | - | - | - | - | - | - | - | - | -
20 | II5I501008 | Tension fitting for ACSR Dog conductor (O & U) | No. | 200 | 6 | 1200 | - | - | - | - | - | - | - | - | -
21 | II3I302004 | Repair sleeve for ACSR Panther conductor | No. | 149 | 6 | 894 | - | - | - | - | - | - | - | - | -
22 | II3I301009 | Mid span joint for 7/10 SWG Earth wire | No. | 675.33 | 1 | 675.33 | - | - | - | - | - | - | - | - | -
23 | PP0P001002 | Come along clamp deer | No. | 250 | 2 | 500 | - | - | - | - | - | - | - | - | -
24 | II5I504005 | 33 KV Disc fitting for ACSR panther | No. | 825 | 4 | 3300 | - | - | - | - | - | - | - | - | -
25 | II0I001007 | Disc Insulator 70 KN (B&S) | No. | 280.51 | 5 | 1402.55 | - | - | - | - | - | - | - | - | -
26 | AA0A002004 | ACSR Panther conductor | Km. | 99655.75 | 0.08 | 7972.46 | - | - | - | - | - | - | - | - | -
27 | CC0C002013 | Control cable 2 X 2.5 mm² | Km. | 65000 | 0.55 | 35750 | - | - | - | - | - | - | - | - | -
28 | FF0F050022 | Galvanized structure CCR colum & beam | Kg. | 71.4 | 1445.88 | 103235.832 | - | - | - | - | - | - | - | - | -
29 | VV5V406005 | CT/PT Junction box | No. | 4307.33 | 3 | 12921.99 | - | - | - | - | - | - | - | - | -
30 |  | JRC- 124, 1-1 A Aux-75 +0150 V (Neutral unbalanced current relay) | No. | 6876 | 1 | 6876 | - | - | - | - | - | - | - | - | -
31 | MM0M008004 | JRV-022, Aux-75 +0150 V (Difine time under voltage relay) | No. | 5845 | 1 | 5845 | - | - | - | - | - | - | - | - | -
32 | MM0M008001 | JRV-042, Aux-75 +0150 V (Difine time over voltage relay) | No. | 5845 | 1 | 5845 | - | - | - | - | - | - | - | - | -
33 | NN4N412003 | 132 KV/33 KV TNC Switch for control panel 20Amp | No. | 9068.65 | 2 | 18137.3 | - | - | - | - | - | - | - | - | -
34 | JJ7J701014 | 33 KV Auxiliary Switch 13NO+ 13NC | No. | 4914.55 | 2 | 9829.1 | - | - | - | - | - | - | - | - | -
35 | JJ7J701016 | Closed trip camp switch 8NO+ 8NC | No. | 6804 | 2 | 13608 | - | - | - | - | - | - | - | - | -
36 | KK0K003001 | 145 KV LA Alstom make | No. | 42500 | 2 | 85000 | - | - | - | - | - | - | - | - | -
37 | JJ5J503010 | Spring charge motor for 33 KV ABB make | No. | 37455 | 1 | 37455 | - | - | - | - | - | - | - | - | -
38 | JJ5J503010 | Spring charge motor for 33 KV BHEL make | No. | 39044 | 1 | 39044 | - | - | - | - | - | - | - | - | -
39 | JJ5J503010 | Spring charge motor for 33 KV Schender make | No. | 33369 | 1 | 33369 | - | - | - | - | - | - | - | - | -
40 | MM0M019009 | Glass relay MKL3P-I 250 V AC 28 V DC 7 Amp. 11 pin | No. | 1129.32 | 3 | 3387.96 | - | - | - | - | - | - | - | - | -
41 | MM0M019010 | Glass relay MKL3P-N 250 V AC 28 V DC 7 Amp. 11 pin | No. | 1129.32 | 2 | 2258.64 | - | - | - | - | - | - | - | - | -
42 | MM3M304009 | Watt meter suitable for CTR 400/1 A | No. | 14770.5 | 2 | 29541 | - | - | - | - | - | - | - | - | -
43 | II1I105001 | C-Type boltless clamp with stoper suitable for panther to panther conductor | No. | 1722.8 | 3 | 5168.4 | - | - | - | - | - | - | - | - | -
44 | II1I102001 | C-Type boltless clamp with stoper suitable for moose to moose conductor | No. | 3728.8 | 8 | 29830.4 | - | - | - | - | - | - | - | - | -
45 | II1I102004 | C-Type boltless clamp with stoper suitable for moose to panther conductor | No. | 3280.4 | 4 | 13121.6 | - | - | - | - | - | - | - | - | -
46 | VV6V507004 | 145 KV CVT accuracy class 0.2 Mehru make | No. | 179910.79 | 1 | 179910.79 | - | - | - | - | - | - | - | - | -
47 | SS0S003003 | 132 kv bus Isolator complete with blade insulator (02 No. female portion of blade short) | No. | 94363 | 1 | 94363 | - | - | - | - | - | - | - | - | -
48 | VV3V303004 | 132 KV CT 400/200/1 A, 0.2 accuracy (Repaired) | No. | 2500 | 1 | 2500 | - | - | - | - | - | - | - | - | -
49 | AA0A002004 | ACSR Panther conductor in pieces | Km. | 50000 | 2.96 | 148000 | - | - | - | - | - | - | - | - | -
50 | II0I001003 | 120 KN Disc Insulator (Old) | No. | 250 | 88 | 22000 | - | - | - | - | - | - | - | - | -
51 | II5I504005 | Pilot Fitting for ACSR Panther Conductor suitable for 70 KN Disc Insulator | Set | 3610.8 | 8 | 28886.4
52 | FF0F050028 | B Type DC Galvanized steel lattice tower with Bolts, Nuts, flat washers, pack washers & stub including 3 mtr., 6 mtr., & 9 mtr body extension (Stub) HT | Mt. | 105916.8 | 0.6519 | 69047.1619
53 |  | B Type DC Galvanized steel lattice tower with Bolts, Nuts, flat washers, pack washers & stub including 3 mtr., 6 mtr., & 9 mtr body extension (Stub) MS | Mt. | 93880.8 | 0.0241 | 2262.5273
54 | AA0A002004 | ACSR Panther Conductor (in bits) | Km. | 198594 | 0.375 | 74472.75
55 | AA1A101002 | GS Earth wire 7/10 SWG (in bits) | Km. | 66198 | 0.214 | 14166.372
56 | II5I501010 | Tension Fitting for GS Earth wire 7/10 SWG | Set | 962.88 | 1 | 962.88
57 | II3I302004 | Repair Sleave for Panther Conductor | No. | 962.88 | 1 | 962.88
58 | II5I504005 | Deep Suspension fitting for ACSR Panther Conductor | Set | 0 | 1 | 0
59 | II0I006001 | PG Clamp for ACSR Panther Conductor | No. | 0 | 4 | 0
60 |  | C Type Galvanized steel lattice tower with Bolts, Nuts, flat washers, pack washers & stub including 3 mtr., 6 mtr., & 9 mtr body extension (X-Arm) MS | Mt. | 93880.8 | 0.79959 | 75066.1489
61 | AA0A002001 | ACSR Moose Conductor | Km. | 483800 | 0.105 | 50799
62 | II1I102001 | C-Typa boltless wedge clamp with stoper for Moose to Moose conductor | No. | 2891 | 30 | 86730
63 | II1I105001 | C-Typa boltless wedge clamp with stoper for Panther to Panther conductor | No. | 2631.4 | 35 | 92099
64 | II1I102004 | C-Typa boltless wedge clamp with stoper for Moose to Panther | No. | 2891 | 25 | 72275
65 | NN2N201003 | PLCC Equipment (Data+Speech) | Set | 566931.74 | 1 | 566931.74
66 | VV3V305006 | 36 KV outdoor CT ratio 800/400/1 Amp. 3 Core, class 0.2 with junction box | No. | 46020 | 2 | 92040
67 | II0I006001 | PG clamp for Panther to Panther Conductor | No. | 1062 | 5 | 5310
68 | II0I001007 | 70 KN Disc Insulators (O&U) | No. | 150 | 108 | 16200
69 | VV6V507004 | 132 kV CVT with clamp (Old & Dismantled) | No. | 100000 | 3 | 300000
70 |  | Complete double tension fitting for 120 KN Disc Insulator & ACSR Moose conductor | No. | 8910 | 3 | 26730
71 |  | 33 KV SF6 CGL make circuit breaker (old &used &dismantaled), Damaged | No. | 3000 | - | - | 1 | 3000 | - | - | - | - | - | - | PSDF
72 |  | 33 KV SF6 ABB make circuit breaker (old&used & dismantaled), Damaged | No. | 3000 | - | - | 1 | 3000 | - | - | - | - | - | - | PSDF
73 |  | 132 KV CT 400/200/1 A (old & used), Damaged | No. | 2500 | - | - | 3 | 7500 | - | - | - | - | - | - | PSDF
74 |  | 33 KV PT (old & used), Damaged | No. | 1500 | - | - | 3 | 4500 | - | - | - | - | - | - | PSDF
75 |  | 33 KV VCB BHEL make (old, used & dismentled), Damaged | No. | 2500 | - | - | 1 | 2500 | - | - | - | - | - | - | PSDF
76 |  | 33 KV CT 800/400/1 A damaged | No. | 1500 | - | - | 2 | 3000 | - | - | - | - | - | - | -
77 |  | 33 KV CT 400/200/1 A damaged | No. | 1000 | - | - | 3 | 3000 | - | - | - | - | - | - | -
78 |  | 33 KV Circuit breaker ABB make (O&U) damaged | No. | 1000 |  |  | 1 | 1000 | - | - | - | - | - | - | -
79 |  | 33 KV CT 800/400/1 A damaged | No. | 1500 | - | - | 1 | 1500 | - | - | - | - | - | - | PSDF
80 |  | 33 KV PT 3-Ph. (old & used)/ Repairable | No. | 1500 | - | - | - | - | - | - | 1 | 1500 |  |  | PSDF
81 |  | Numerical Relay REX-521 make ABB (old & used)/Repairable | No. | 2500 | - | - | - | - | - | - | 2 | 5000 |  |  | PSDF
82 |  | ACDB (Old & Defective)/Repairable | No. | 5000 | - | - | - | - | - | - | 1 | 5000 |  |  | PSDF
83 |  | DCDB (Old & Defective)/Repairable | No. | 1000 | - | - | - | - | - | - | 1 | 1000 |  |  | PSDF
84 |  | 132 KV LA (old & used) | No. | 500 | - | - | - | - | - | - | 10 | 5000 |  |  | PSDF
85 |  | 33 KV CT 400/200/1 A (old & used) | No. | 1500 | - | - | - | - | - | - | 9 | 13500 |  |  | PSDF
86 |  | 33 KV LA (old & used) | No. | 100 | - | - | - | - | - | - | 12 | 1200 |  |  | PSDF
87 |  | 33 KV Isolator without earth switch (old & used)/Repairable | No. | 1500 | - | - | - | - | - | - | 2 | 3000 |  |  | PSDF
88 |  | 33 Bus post insulator (old & used) | No. | 100 | - | - | - | - | - | - | 12 | 1200 |  |  | PSDF
89 |  | Numerical relay MICOM P111 (old & used) | No. | 1500 | - | - | - | - | - | - | 2 | 3000 |  |  | PSDF
90 |  | 132 KV CVT (old & used) | No. | 2500 | - | - | - | - | - | - | 8 | 20000 | - | - | PSDF
91 |  | 132 KV CT 200/100/1 A (old & used) | No. | 2500 | - | - | - | - | - | - | 6 | 15000 | - | - | PSDF
92 | NN0N001008 | 33 KV tripple feeder C&R Panel without relay | No. | 3000 | - | - | - | - | - | - | 2 | 6000 | - | - | PSDF
93 |  | ACSR Moose scrap | Kg. | 15 | - | - | - | - | - | - | - | - | 30 | 450 | -
94 |  | Jeep M&M Model 5400 PP 2189 soft | No. | 24701.9 | - | - | - | - | - | - | - | - | 1 | 24701.9 | -
95 | VV2V204007 | Empty drum | No. | 250 | - | - | - | - | - | - | - | - | 1 | 250 | -
96 | VV2V204007 | Empty drum of transformer oil | No. | 200 | - | - | - | - | - | - | - | - | 9 | 1800 | -
97 |  | Mechanical relay (O&U) | No. | 300 | - | - | - | - | - | - | - | - | 4 | 1200 | PSDF
98 |  | Iron scrap | Kg. | 10 | - | - | - | - | - | - | - | - | 40 | 400 | -
99 |  | 2 V Battery cell, 200 AH (O&U Unusable ) | No. | 5 | - | - | - | - | - | - | - | - | 55 | 275 | -
100 |  | 132 KV Pneumatic type circuit breaker CGL make (old, used, defective & dismentaled), Damaged | No. | 5000 | - | - | - | - | - | - | - | - | 1 | 5000 | PSDF
101 |  | 132 KV Pneumatic type circuit breaker ABB make (old, used, defective & dismentaled), Damaged | No. | 5000 | - | - | - | - | - | - | - | - | 1 | 5000 | PSDF
102 |  | 132 KV LA (old, used & damaged) | No. | 100 | - | - | - | - | - | - | - | - | 2 | 200 | PSDF
103 |  | 132 KV LA (old & used & damaged) | No. | 500 | - | - | - | - | - | - | - | - | 3 | 1500 | PSDF
104 |  | RTCC Panel (defective) | No. | 500 | - | - | - | - | - | - | - | - | 1 | 500 | PSDF
105 |  | Tower parts (scrap) | Mt. | 15000 | - | - | - | - | - | - | - | - | 8 | 120000 | -
106 |  | T/F Cooling fan size 450 mm (Damage) | No. | 100 | - | - | - | - | - | - | - | - | 4 | 400 | -
107 |  | Battery charger make Expo-fyn (Old & Defective) | No. | 2000 | - | - | - | - | - | - | - | - | 1 | 2000 | -
108 |  | ACSR Panther conductor Scrap | Kg. | 15 | - | - | - | - | - | - | - | - | 200 | 3000 | -
109 |  | 132 KV C-type Tower parts scrap | MT. | 15000 | - | - | - | - | - | - | - | - | 0.8 | 12000 | -
110 |  | Earthwire in pieces (Old) | Km. | 5000 | - | - | - | - | - | - | - | - | 0.85 | 4250 | -
111 |  | Differential Relay (defective) | No. | 200 | - | - | - | - | - | - | - | - | 1 | 200 | -
112 |  | ACSR Panther Conductor bits (Scrap) | Km. | 50000 | - | - | - | - | - | - | - | - | 1.9 | 95000 | -
113 |  | Earth Wire bits (Scrap) | Km. | 15000 | - | - | - | - | - | - | - | - | 0.6 | 9000 | -
114 | JJ0J005010 | 33 KV VCB CGL make circuit breaker (old & used & dismantaled) / Not Repairable | No. | 3000 | - | - | - | - | - | - | - | - | 1 | 3000 | PSDF
115 | VV3V305006 | 33 KV CT 800/400/1 A (old & used)/Not Repairable | No. | 1500 | - | - | - | - | - | - | - | - | 2 | 3000 | PSDF
116 |  | 132 KV LA (old & used & damaged) | No. | 500 | - | - | - | - | - | - | - | - | 1 | 500
117 |  | 33 KV PT (old & used), Damaged | No. | 1500 | - | - | - | - | - | - | - | - | 1 | 1500
| Total (in Rs.) |  |  |  |  | 3374107.2501 | - | 29000 | - | - | - | 80400 | - | 295126.9 | -
| Grand Total (in Rs.) |  |  |  |  | 3778634.1501
Inventory
Name of Zone: Garhwal
Name of Circle: O&M 400 KV Srinagar (G)
Name of Division: 132 KV O&M Division Srinagar (G)
Name of Substation: 132 KV Substation Satpuli
STORE INVENTORY FOR AUGUST 2025 OF SUB STATION CUM LINES
S. No. | Item code | Name of Items | Unit | Unit Rate (in Rs) | Useable |  | Unserviceable |  | Non Moving |  | Obsolete |  | Scrap |  | Total inventory Amount
[5 empty] | Qty | Total amount in Rs. | Qty | Total amount in Rs. | Qty | Total amount in Rs. | Qty | Total amount in Rs. | Qty | Total amount in Rs.
1 |  | M.S. Round 36mm | MT | 35313.2 | 1.488 | 52546.0416 | [8 empty] | 52546.0416
2 |  | MS Flat 32x6mm | MT | 35313 | 0.325 | 11476.725 | [8 empty] | 11476.725
3 | C201 | H.F.Cable | KM | 81492 | 0.551 | 44902.092 | [8 empty] | 44902.092
4 | AA1A101002 | Earth wire | KM | 38038 | 0.319 | 12134.122 | [8 empty] | 12134.122
5 | PP2P223007 | NOKIA 130DS, Rm-1035 | Nos | 2390 | 1 | 2390 | [8 empty] | 2390
6 |  | 245KV CT 800/300/1 Amp | Nos | 170000 | 2 | 340000 | [8 empty] | 340000
7 | P223 | I-Tel Power Pro (smartphone)P41 | Nos | 5300 | 1 | 5300 | [8 empty] | 5300
8 |  | Biometric Attendance System Bio 27 | Nos | 13900 | 1 | 13900 | [8 empty] | 13900
9 | K005 | 33KV Lighting arrester | Nos | 15000 | 1 | 15000 | [8 empty] | 15000
10 | MM0M002007 | Differential relay ABB make RADSB(Old and used) | Nos | 70000 |  |  | 1 | 70000 | [6 empty] | 70000
11 |  | Annunciator (24 window) | Nos | 18360 |  |  | 1 | 18360 | [6 empty] | 18360
12 |  | Used and dirty Oil filled drums | Nos | 6000 |  |  | 3 | 18000 | [6 empty] | 18000
13 | VV2V210003 | Gate Valve (used and damaged) | Nos | 1000 | [8 empty] | 1 | 1000 | 1000
14 | VV3V303002 | CT 145KV 800/400/1 (Used and damaged) | Nos | 5000 | [8 empty] | 3 | 15000 | 15000
15 | K003 | 145KV LA (Damaged and Burned) | Nos | 50 | [8 empty] | 3 | 150 | 150
16 | VV2V204007 | Empty oil drums | Nos | 200 | 47 | 9400 | [6 empty] | 72 | 14400 | 23800
17 | VV3V305009 | CT 33KV 400/200/1A (Damaged and bursted) | Nos | 500 | [8 empty] | 3 | 1500 | 1500
18 | II0I001007 | 70KN Disc Insulator | Nos | 551.79 | 702 | 387356.58 | [8 empty] | 387356.58
19 |  | Pilot fitting for ACSR Panther | Set | 1349.84 | 59 | 79640.56 | [8 empty] | 79640.56
20 | II3I301004 | Mid span compression joint for ACSR panther | Nos | 804.61 | 4 | 3218.44 | [8 empty] | 3218.44
21 | II3I302004 | Repair sleeve for ACSR Panther | Nos | 487 | 53 | 25811 | [8 empty] | 25811
22 |  | 33KV LA damaged and bursted | Nos | 500 | [8 empty] | 1 | 500 | 500
23 |  | 33KV VCB ABB make (Old & Used) Defective. | NOS | 2000 | [8 empty] | 2 | 4000 | 4000
24 |  | 132KV CT 200/100/1(Old Used, defective and broken) | NOS | 50 | [8 empty] | 2 | 100 | 100
25 |  | 33KV VCB (old, used & damaged) | Nos | 1500 | [8 empty] | 2 | 3000 | 3000
26 |  | 145KV (5 Core) Current Transformer 400/200/1 | NOS | 165200 | 1 | 165200 | [8 empty] | 165200
27 |  | 36KV (5 Core) Current Transformer (1 Phase) (800/400/1 Amp) | NOS | 55460 | 4 | 221840 | [8 empty] | 221840
28 |  | Transformer oil (old and used) | LTR | 25 | 7064 | 176600 | [8 empty] | 176600
29 |  | 2.5sqmm 14 core control cable | KM | 531000 | 0.354 | 187974 | [8 empty] | 187974
30 |  | Flange 3" size with nut and bolts. | NOS | 1357 | 2 | 2714 | [8 empty] | 2714
31 |  | 36KV Potential Transformer (1 Phase) | Nos | 41300 | 2 | 82600 | [8 empty] | 82600
32 |  | ACSR Panther conductor in Pieces | Mtr. | 30 | 1290 | 38700 | [8 empty] | 38700
33 |  | Tower Part (Incomplete and Damaged) | MT | 25000 | 3.85 | 96250 | [8 empty] | 96250
34 |  | 145KV (5 Core) Current Transformer (Ratio 200/100/1A) with junction box | Nos | 178180 | 1 | 178180 | [8 empty] | 178180
35 |  | Samsung A04e Smartphone. | Nos | 14500 | 1 | 14500 | [8 empty] | 14500
36 | II3I301008 | Mid span joint for steel portion 7/9 SWG Panther Conductor | Nos | 677.6 | 3 | 2032.8 | [8 empty] | 2032.8
37 | II3I301004 | Mid span joint for aluminum portion ACSR Panther conductor. | Nos | 794.5 | 3 | 2383.5 | [8 empty] | 2383.5
38 | II3I302004 | Repair sleeve for ACSR Panther conductor. | Nos | 149 | 2 | 298 | [8 empty] | 298
39 |  | 2 core, 2.5 Sq mm control cable | Mtr. | 118 | 100 | 11800 | [8 empty] | 11800
40 |  | 4 core, 16 Sq mm power cable | Mtr. | 206.5 | 200 | 41300 | [8 empty] | 41300
41 |  | Surge Counter for LA | Nos | 9363.75 | 2 | 18727.5 | [8 empty] | 18727.5
42 |  | Bus Bar turn buckle. | Nos | 1416 | 10 | 14160 | [8 empty] | 14160
43 |  | 132KV CT with clamp (Old and Dismentled) | Nos | 60000 | 1 | 60000 | [8 empty] | 60000
44 |  | 132KV C-type Tower parts scrap. | MT | 15000 | [8 empty] | 0.8 | 12000 | 12000
45 |  | 16mm dia galv. HRH Bolt & Nut 60mm. | Nos | 15.21 | 250 | 3802.5 | [8 empty] | 3802.5
46 |  | Aluminium Pad Clamps for E/W. | NOS | 292.64 | 100 | 29264 | [8 empty] | 29264
47 |  | Electronegative SF6 Gas | KG | 6549 | 7 | 45843 | [8 empty] | 45843
Total in Rs. | [5 empty] | 2397244.8606 |  | 106360 |  | 0 |  | 0 |  | 51650 | 2555254.8606
Name of Store Incharge- Sangeeta Negi (JE)
Name of the Zone : Garhwal Zone | [6 empty] | For the Month of : M/o August 2025(23/07/25 to 22/08/25)
Name of Circle- 400kV O&M Circle Rishikesh
Name of the Division : 220kV O&M Division Chamba T.G.
Name of the Substation: 220kV Substation Chamba T.G.
Sl. No. | Item Code | Description of Items | Unit | Rate | Useable |  | Unserviceable |  | Non-Moving |  | Obsolete |  | Scrap
[5 empty] | Qty | Total Amount in Rs. | Qty | Total Amount in Rs. | Qty | Total Amount in Rs. | Qty | Total Amount in Rs. | Qty | Total Amount in Rs.
1 | VV1V101022 | HT Bushing for 25 MVA T/F-I (220/33 KV) | No | 100000 | 0 | 0 |  |  |  |  | 1 | 100000
2 | VV1V101022 | HT Bushing for 25 MVA T/F-II (220/33 KV) | No | 150000 | 1 | 150000
3 |  | 250 KVA T/F Bushing rod | No | 1250 | 3 | 3750
4 | VV3V305009 | 36 KV CT 400/200/1 Amp | No | 8428.6 | 3 | 25285.8
5 |  | 33 KV CT 500/1Amp | No | 18500 | 3 | 55500
6 |  | ADD ON block | No | 250 | 5 | 1250
7 |  | Contactor TC Make 110 Volt | No | 800 | 3 | 2400
8 | NN4N407001 | Time Delay Block | No | 250 | 1 | 250
9 | P502 | Empty nytrogen cylinder | No | 3500 | 1 | 3500
10 | FF2F206002 | Fabricated fish plate 125x125x12 mm | No | 170 | 8 | 1360
11 |  | 245 KV Post insulator (solid core) | No | 15768 | 3 | 47304
12 |  | Sleeper cut piece wooden | No | 20 | 11 | 220
13 |  | ST Pole | No | 700 | 1 | 700
14 | YY1Y108035 | Contactor TC Make 24 Volt DC | No | 850 | 6 | 5100
15 |  | RS Joist | No | 500 | 1 | 500
16 | VV1V101023 | 33 KV porcelene Bushing LV Side 25 MVA T/F-II (220/33 KV) | No | 50000 | 1 | 50000
17 | VV2V206001 | Oil Temp. Indicator | No | 10000 | 1 | 10000
18 | VV2V207001 | Winding Temp. Indicator | No | 10000 | 1 | 10000
19 | F107 | Anchor bolt | No | 10 | 2 | 20
20 | VV6V601004 | 33 KV PT junction box | No | 2500 | 1 | 2500
21 | FF2F202003 | MS flate 50x6 mm | MT | 36400 | 0.035 | 1274
22 | II5I501009 | Bolted type tension fitting for 7/9 swg E/W | No | 200 | 5 | 1000
23 | PP2P224002 | Telephone set | No | 300 | 1 | 300
24 | PP2P224002 | Hand telephone set | No | 200 | 2 | 400
25 |  | Evax type mdx-50 with 16-subscriber | No | 253344 | 1 | 253344
26 | FF2F207001 | MS welded mesh 14 SWG 1/4" | Mtr | 75 | 24 | 1800
27 |  | E/W clamp SP-55 | No | 25 | 60 | 1500
28 | JJ7J701015 | Auxilary switch 10 NO & 10NC 6NBB contact | No | 170 | 6 | 1020
29 | MM0M009005 | Trip ckt supervision relay | No | 550 | 4 | 2200
30 | JJ7J707004 | SF-6 Gas cylinder (empty) 9Kg capacity | No | 300 | 1 | 300
31 | PP1P126016 | Energy meter L&T make (old & used) | No | 3000 | 8 | 24000
32 | TT1T101034 | Quarterly maintenance register of Transformer | No | 104.01 | 4 | 416.04
33 | TT1T101036 | Quarterly maintenance register of 220KV Bays | No | 104.01 | 3 | 312.03
34 | TT1T101037 | Annual maintenance register of 220KV Bays | No | 225.68 | 1 | 225.68
35 | TT1T101038 | Quarterly maintenance register of 33KV Bays | No | 225.68 | 2 | 451.36
36 | TT1T101041 | Plant history register | No | 225.68 | 1 | 225.68
37 | TT1T101040 | Message register | No | 225.68 | 1 | 225.68
38 | TT1T101026 | Instruction register | No | 225.68 | 1 | 225.68
39 | TT1T101017 | Authorization register | No | 225.68 | 1 | 225.68
40 | TT1T101027 | Inspection register | No | 225.68 | 1 | 225.68
41 | TT1T101023 | Defect register | No | 225.68 | 2 | 451.36
42 | TT1T101046 | Testing register | No | 225.68 | 1 | 225.68
43 | TT1T101028 | LA Surge counter reading register | No | 104.01 | 2 | 208.02
44 | TT1T101049 | Trunk call register | No | 104 | 1 | 104
45 | TT1T101021 | Compressor reading register | No | 166.4 | 2 | 332.8
46 |  | Tyre truck (old & used) damaged | No | 5 | 0 | 0 | [6 empty] | 5 | 25
47 |  | Aluminium scrap | Kg | 54.8 | 0 | 0 | [6 empty] | 40 | 2192
48 | VV4V307001 | Ring type double core CT 400/200/5Amp. | No | 2700 | 0 | 0 |  |  | 2 | 5400
49 |  | 11 KV CT 600/300/1 Amp | No | 5000 | 0 | 0 |  |  | 2 | 10000
50 | VV4V306001 | 11 KV CT 200/1 Amp | No | 1900 | 0 | 0 |  |  | 3 | 5700
51 | VV4V305013 | 33 KV CT 200/100/1Amp | No | 5000 | 2 | 10000
52 | VV4V305014 | 33 KV CT 200/1Amp | No | 5000 | 1 | 5000
53 | YY1Y102002 | Battery charger 110 V/300 Ah (old & used) | No | 35000 | 1 | 35000
54 | SS0S002001 | 220 KV Bus-Isolator (Old & Used) | No | 50000 | 1 | 50000
55 |  | Structure for 220 KV isolator (old & used) | No | 20000 | 1 | 20000
56 | FF0F050025 | PN Structure (old & used) | No | 3000 | 6 | 18000
57 | PP1P126016 | TVM 3-Phase 4-wire 63.5x3(-/110V) | No | 11357 | 7 | 79499
58 | MM0M001007 | Distance protection relay Type YTG (old & used). | No | 2000 | 2 | 4000
59 | MM0M007013 | Neutral Imped. Replica Type YTG-31 (old & used). | No | 500 | 1 | 500
60 | MM0M019004 | Power swing blocking relay Type-YTG (old & used). | No | 500 | 1 | 500
61 | MM0M005006 | Instant earth fault relay Type-CAG (old & used). | No | 500 | 1 | 500
62 | MM0M010001 | Auxiliary relay Type-VAA (old & used). | No | 500 | 1 | 500
63 | MM0M016001 | Definite time relay Type - VTT (old & used). | No | 500 | 1 | 500
64 |  | 36 KV CT having ratio 600-300/1 Amp. | No | 21438 | 3 | 64314
65 | CC2C201003 | H.F.Cable | Mtr | 250 | 370 | 92500
66 | TT1T102006 | Work Permit Book | No | 207.9 | 2 | 415.8
67 |  | ACSR Deer Conductor (old & used) in bits | Mtr | 95 | 16 | 1520
68 | PP1P126016 | TVM 3-Phase 4-wire 63.5x3(-/110V) (old & used) | No | 4500 | 1 | 4500
69 | PP1P126016 | Energy meter Secure make (old & used) | No | 4900 | 12 | 58800
70 | CC0C001020 | 1.1KV 2x2.5sqmm. FRLS control cable. | Mtr | 69.866 | 50 | 3493.3
71 | II0I001007 | 70 KN Disk Insulator. | No | 421.71 | 10 | 4217.1
72 |  | Overhead Shield wire | Mtr | 51.05 | 34 | 1735.7
73 | FF1F101068 | GI Nuts & Bolts. | Kg | 90.42 | 19 | 1717.98
74 | JJ2J201003 | Closing Coil 220VDC,Old | No | 1900 | 0 | 0 |  |  | 3 | 5700
75 | JJ2J201001 | Tripping Coil 220VDC,Old | No | 2000 | 0 | 0 |  |  | 3 | 6000
76 | JJ7J701027 | Contactor 220VDC, 25A,Old | No | 2000 | 0 | 0 |  |  | 3 | 6000
77 | JJ7J701028 | Contactor 220VDC, 10A,Old | No | 1600 | 0 | 0 |  |  | 7 | 11200
78 |  | PD timer 220V DC old & used. | No | 2000 | 0 | 0 |  |  | 1 | 2000
79 | MM3M303006 | Digital Ampere meter CTR 500/1,Accuracy class 0.5 | No | 3606.75 | 4 | 14427
80 | MM3M303007 | Digital Ampere meter CTR 400/1,Accuracy class 0.5 | No | 3606.75 | 6 | 21640.5
81 | MM3M303009 | Digital Ampere meter CTR 200/1,Accuracy class 0.5 | No | 3377.75 | 4 | 13511
82 | MM3M303010 | Digital Ampere meter CTR 100/1,Accuracy class 0.5 | No | 3377.75 | 3 | 10133.25
83 | MM2M205004 | Digital MVAR meter, CTR 800/1,PTR 220kV/110V, Accuracy class 0.5 | No | 9217.25 | 1 | 9217.25
84 | JJ7J707001 | Sf-6 gas | Kg | 1825.13 | 10.5 | 19163.865
85 | MM0M010001 | Auxillary relay type VAA (old &used) | No | 200 | 3 | 600
86 | VV3V305003 | 33kV CT of ratio 1000/1 Amp | No | 49490 | 1 | 49490
87 | VV2V204001 | Transformer oil (fresh) drum each 209 Ltr. | Ltr | 54.089 | 836 | 45218.404
88 |  | Numerical relay Alstom make old & used | No | 500 | 1 | 500
89 | VV6V505002 | 36kV Potential transformer | No | 38044 | 2 | 76088
90 | VV6V505002 | 33kV PT(old & used) | No | 500 | 3 | 1500
91 | KK0K002001 | 220kV LA (old & used) | No | 1000 | 1 | 1000
92 | AA0A002003 | ACSR Zebra Conductor (old used & Damaged) in bits | Mtr | 25 | 255.5 | 6387.5
93 | SS0S002001 | 220 KV S&S make channel type Isolator w/o jaw & blade incomplete (old & used) | No | 5000 | 1 | 5000
94 | SS0S002001 | 220kV S&S make pipe type Isolator w/o jaw & blade (burnt) | No | 1000 | 1 | 1000
95 | II1I104002 | C-Wedgw Connector ACSR ZEBRA-PANTHER | No | 3920 | 5 | 19600
96 | II1I104003 | C-Wedgw Connector ACSR PANTHER-PANTHER | No | 3910 | 2 | 7820
97 | KK0K005001 | 33kV Lighting Arrester | No | 16400 | 5 | 82000
98 | FF1F101068 | GI Nut bolts | No | 12 | 139 | 1668
99 | II4I405003 | spacer cum dropper clamp for twin zebra bus to single zebra dropper | No | 1780 | 2 | 3560
100 | II5I502004 | Bolted type tension fitting for twin zebra conductor | No | 3050 | 4 | 12200
101 |  | Nitrogen Cylinder | No | 0 | 1 | 0
102 | P125 | Hose Pipe for Nitrogen | Set | 0 | 1 | 0
103 |  | Head Detectors | No | 0 | 3 | 0
104 | PP1P122007 | Regulator Assembly | No | 0 | 1 | 0
105 | VV2V204001 | EHV Grade Transformer Oil | Ltr | 73.4786 | 394 | 28950.5733
106 | SS6S604001 | 110V DC operated contactor schneider cad-32 | No | 10608.2 | 2 | 21216.4
107 | SS4S402020 | 33kV Bus Post Insulator | No | 3233.2 | 19 | 61430.8
108 | MM3M303004 | Digital Ampere Meter 800/1A | No | 7670 | 1 | 7670
109 | MM3M303003 | Digital Ampere Meter 0.5 to 5000/5A | No | 7493 | 1 | 7493
110 | SS6S606004 | Siemens Contactor 3TF30 10-0A | No | 8496 | 1 | 8496
111 | MM0M019028 | Siemens Thermal Overload Relay 3UA50 | No | 8496 | 1 | 8496
112 | JJ0J002002 | 220kV Circuit Breaker old & used Incomplete | No | 25000 | 1 | 25000
113 | CC1C103007 | Aluminium LT cable 3.5C | Mtr | 1058.46 | 110 | 116430.6
114 | KK0K002001 | 245kV Lightning arrester | No | 80000 | 1 | 80000
115 |  | 33kV Damaged SF-6 CB Pole | No | 1000 | 0 | 0 | [6 empty] | 3 | 3000
116 |  | 33kV Circuit Breaker (Old & Used) | No | 100000 | 1 | 100000
117 |  | Old & used (damaged) 33 KV CT. | No | 100 | 0 | 0 | [6 empty] | 1 | 100
118 |  | 33kV Circuit Breaker (Old & Used) Incomplete | No | 10000 | 2 | 20000
119 |  | 33kV (old & used) damaged Isolator | No | 1000 | 4 | 4000
120 |  | 33kV Circuit Breaker (Old & Used) Incomplete w/o poles | No. | 8000 | 1 | 8000
121 | VV3V305007 | 36kV CT of ratio 400/200/1 along with all accessories | No. | 61360 | 3 | 184080
122 | VV4V305013 | 36kV CT of ratio 200/100/1 along with all accessories | No. | 55460 | 1 | 55460
123 | VV3V302004 | 245kV CT of ratio 800/400/1A along with all accessories | No. | 303260 | 1 | 303260
124 | YY0Y003005 | 110V, 300AH Lead acid Battery VRLA type with all accessories | No. | 15104 | 1 | 15104
125 |  | Surge Counter for 198KV LA with all accessories | No. | 14160 | 5 | 70800
126 |  | 245KV Circuit Breaker (Old & used) with structure | No. | 50000 | 1 | 50000
127 |  | 245KV Current Transformer (Old & used) Accuracy class 1.0 | No. | 5000 | 2 | 10000
128 |  | 245KV Current Transformer (Old & used) Accuracy class 0.2 | No. | 15000 | 1 | 15000
129 | GG0G001001 | Patroleum jelly white | Kg. | 330.4 | 6.5 | 2147.6
130 | SS7S704003 | MCB 16A 240V 50HZ AC Single pole. | No | 277.3 | 1 | 277.3
131 |  | Female contact (Jaw)for S&S make isolator as per sample | No | 2478 | 2 | 4956
132 |  | Male contact for S&S make isolator as per sample | No | 2360 | 2 | 4720
133 |  | 220 KV Isolator clamp for S&S make Isolator as per sample | No | 2360 | 1 | 2360
134 |  | Bolted type fitting for single zebra conductor as per sample | No | 3540 | 6 | 21240
135 |  | 33 KV Palm type Isolator Clamp with 02 Nos of U-bolts suitable for zebra conductor as per sample | No | 1091.5 | 8 | 8732
136 |  | Change Over Switch Old & used, damaged | No. | 1000 | 0 | 0 | [6 empty] | 1 | 1000
137 |  | 48V Battery set (each Battery 2V) old & used, Defective | No. | 50 | 0 | 0 | [6 empty] | 24 | 1200
138 |  | Surge Counter old & used, Defective | No. | 10 | 0 | 0 | [6 empty] | 3 | 30
139 |  | 33kV C.T. old &used | No. | 5000 | 6 | 30000
140 |  | 33kV C.T. damaged &incomplete | No. | 50 | 0 | 0 | [6 empty] | 1 | 50
141 |  | Silica Gel | Kg. | 442.5 | 25.5 | 11283.75
142 |  | 33kV (old & used) damaged Isolator | No. | 500 | 1 | 500
143 |  | 5 Pin, 15 Amp. Socket | No. | 147.5 | 5 | 737.5
144 |  | 3-Pole MCCB, 125A,415V | No. | 13570 | 1 | 13570
145 |  | 3-Pole MCCB, 100A,415V | No. | 11800 | 1 | 11800
146 |  | Programmable digital Ampere meter CTR-/1A, PTR-/110V, Accuracy class 0.5 | No. | 8614 | 3 | 25842
147 |  | Programmable digital MW meter, 3 ph 4 wire, CTR-/1A, PTR-/110V, Accuracy class 0.5 | No. | 8260 | 2 | 16520
148 |  | Programmable digital MVAR meter 3 ph 4 wire, CTR-/1A, PTR-/110V, Accuracy class 0.5 | No. | 8260 | 2 | 16520
149 |  | Double pole 06Amp, 240V AC, MCB | No. | 796.5 | 6 | 4779
150 |  | Double pole 06Amp, 110V DC, MCB | No. | 1150.5 | 4 | 4602
151 |  | 245kV post insulator broken | No. | 50 | 1 | 50
152 |  | 33kV CT 500/1A old &used(leakage problem) | No. | 1000 | 3 | 3000
153 |  | 33kV PG Clamp Panther to Panther | No. | 767 | 7 | 5369
154 |  | 33kV PG Clamp Zebra to Panther | No. | 885 | 10 | 8850
155 |  | Liquid Spray cleaner | No. | 885 | 1 | 885
156 |  | 33kV Brass CT Sleeve | No. | 1003 | 6 | 6018
157 |  | DCDB old & used, Non repairable (Obsolete) | No. | 10000 | 1 | 10000
158 |  | 110V, 300AH Battery Charger old & used (Defective) | No. | 10000 | 1 | 10000
159 |  | 33kV Isolator Jaw | No. | 3687.5 | 3 | 11062.5
160 |  | Fuse NS Type 4 Amp. | No. | 166.38 | 10 | 1663.8
161 |  | Fuse NS Type 6 Amp. | No. | 224.2 | 4 | 896.8
162 |  | Fuse NS Type 10 Amp. | No. | 250.16 | 10 | 2501.6
163 |  | Fuse NS Type 16 Amp. | No. | 279.66 | 7 | 1957.62
164 |  | Voltmeter Selector Switch | No. | 1410.1 | 8 | 11280.8
165 |  | Ammeter Selector Switch | No. | 1097.4 | 8 | 8779.2
166 |  | 33KV Circuit Breaker Damaged | No. | 2500 | 1 | 2500
167 |  | 33kV VCB old & used with defective pole | No. | 5000 | 2 | 10000
168 |  | 33kV VCB old & used | No. | 5000 | 2 | 10000
169 |  | 33KV CT damaged (old & used) | No. | 5000 | 1 | 5000
170 |  | Cable Lug | No. | 118 | 86 | 10148
171 |  | 220KV LA (old & used) | No. | 1000 | 5 | 5000
172 |  | 220KV LA damaged (old & used) | No. | 100 | 1 | 100
173 |  | Surge Counter (old & used) | No. | 100 | 6 | 600
174 |  | 220KV LA (old & used) | No. | 1000 | 3 | 3000
175 |  | Surge Counter (old & used) | No. | 100 | 3 | 300
176 |  | 48V battery Charger Old & Defective | No. | 1000 | 1 | 1000
177 |  | Spring Charging Motor suitable for 220KV CGL Make SF6 CB | No. | 36934 | 1 | 36934
178 |  | Tripping coil/clossing coil suitable for 220KV CGL Make SF6 CB | No. | 9086 | 2 | 18172
179 |  | Limit Switch for 220 KV SF6 Circuit Breaker | No. | 2950 | 3 | 8850
180 |  | Closing coil/Tripping coil 110V DC For 36 KV VCB | No. | 6962 | 4 | 27848
181 |  | 33KV Isolator old & damaged | No. | 700 | 1 | 700
182 |  | 33KV Isolator old & used | No. | 1000 | 2 | 2000
183 |  | Control cable 2Cx2.5 Sqmm in cut piece(Old & used) | Mtr. | 10 | 97 | 970
184 |  | Control cable 4Cx2.5 Sqmm in cut piece(Old & used) | Mtr. | 12 | 50 | 600
185 |  | Control cable 6Cx2.5 Sqmm in cut piece(Old & used) | Mtr. | 13 | 65 | 845
186 |  | Control cable 10Cx2.5 Sqmm in cut piece(Old & used) | Mtr. | 15 | 118 | 1770
187 |  | ACSR Zebra Conductor in cut piece (old & used) | Mtr. | 25 | 90.7 | 2267.5
188 |  | ACSR Panther Conductor in cut piece (old & used) | Mtr. | 20 | 200.2 | 4004
189 |  | Clamp (Mix) Incomplete (old & used) | Kg. | 25 | 33 | 825
190 |  | 33KV Isolator Jaw with capacity of 800Amp | No. | 6490 | 6 | 38940
191 |  | 33KV Isolator Blade with capacity of 800Amp | No. | 7670 | 3 | 23010
192 |  | Copper Bond | No. | 1852.6 | 10 | 18526
193 |  | 245KV CT defective, old & used | No. | 5000 | 1 | 5000
194 |  | 245KV CT damaged(Incomplete), old & used | No. | 1500 | 1 | 1500
[5 empty] | Sub Total | 3223769.1623 |  | 0 |  | 52000 |  | 100000 |  | 7597
[5 empty] | Total | 3383366.1623
INVENTORY (Stock)
Name of Zone - Garhwal Zone
Name of Circle - O& M Circle Rishikesh
Name of Division- O&M Division 220 KV Sub Station Chamba Tehri Garhwal.
Name of Sub Station- 220 KV Sub Station Chamba T.G. Line
Month- |  | 2025-08-01
S.No. | Item Code | Name of item | Unit | Unit Rate in RS. | Useable |  | Unserviceable |  | Non-Moving |  | Obsolete |  | Scrap
[5 empty] | Qty. | Total Amount in Rs. | Qty. | Total Amount in Rs. | Qty. | Total Amount in Rs. | Qty. | Total Amount in Rs. | Qty. | Total Amount in Rs. | Total Inventory Amt.
1 | II2I202001 | S/T clamp Suitable for 7/9 SWG E/W | No. | 35 | 10 | 350
2 | PP0P018009 | D Shackle | No. | 20 | 5 | 100
3 |  | Extension Link | No. | 50 | 8 | 400
4 | FF0F042012 | Template 'C' Type (1 set) W/O Nut & Bolt | Mt. | 43115 | 1.087 | 46866.005 | [8 empty] | 40
5 | II3I301008 | Mid Span compression joint for earth wire size 7/3.66mm | No. | 96.98 | 18 | 1745.64 | [8 empty] | 23040
6 | II3I301003 | Mid span compression joint suitable for ACSR Zebra conductor | No. | 1773.8 | 18 | 31928.4 | [8 empty] | 5000
7 | II3I303004 | Vibration damper suitable for ACSR Zebra conductor | No. | 1436 | 94 | 134984 | [8 empty] | 23760
8 | II3I302003 | Repair Sleeve suitable for ACSR Zebra conductor | No. | 369.31 | 66 | 24374.46 | [8 empty] | 140000
9 | II0I005001 | PG clamp Zebra to Zebra | No. | 875.79 | 0 | 0 | [8 empty] | 500
10 | II0I001007 | Disc insulator 70 KN | No. | 340 | 0 | 0 | [8 empty] | 50000
11 |  | ACSR Zebra conductor Damaged in bits | Mt. | 20000 | 8.085 | 161700 | [8 empty] | 10000
12 | FF0F042005 | Template 220 KV DC 'C' type tower W/O Nut & Bolt( Incomplete) | Mt. | 106500 | 1.242 | 132273 | [8 empty] | 15000
13 | FF0F042013 | Template +6 mtr extension 'C' type tower W/O Nut & Bolt ( Incomplete) | Mt. | 43115 | 1.211 | 52212.265 | [8 empty] | 8000
14 | FF0F042011 | Template +6 Mtr. Extension 'B' type tower W/O Nut & Bolt (incomeplete) | Mt. | 43115 | 1.145 | 49366.675 | [8 empty] | 5000
15 |  | ACSR zebra conductor (Old used and dismantled) | Km. | 100000 | 17.648 | 1764800 | [8 empty] | 80000
16 |  | 7/9 SWG E/W (Old used and dismantled) | Km. | 20000 | 4.619 | 92380 | [8 empty] | 140000
17 |  | Disc insulator 160 KN ( Old used and dismantled) | No. | 100 | 396 | 39600 | [8 empty] | 100000
18 |  | Vibration damper for Zebra (Old used and dismantled) | No. | 50 | 154 | 7700 | [8 empty] | 100000
19 |  | Vibration damper for 7/9 SWG E/W ( Old used and dismantled) | No. | 25 | 22 | 550 | [8 empty] | 95000
20 |  | PG clamp Zebra to Zebra (Old used and dismantled) | No. | 50 | 16 | 800 | [8 empty] | 7269440
21 |  | G.I Nut Bolt& Washer (Old used and dismantled) | Kg. | 15 | 1106.17 | 16592.55 | [8 empty] | 1050
22 |  | G.I Tower part (Old used and dismantled) | Mt. | 15000 | 33.259 | 498885 | [8 empty] | 100
23 | II5I502004 | Double Tension fitting for ACSR Zebra conductor | Set. | 17277.91 | 2 | 34555.82 | [8 empty] | 150
24 | II5I504004 | Single suspension fitting for ACSR Zebra conductor suitable for 70 KN disc insulator | Set. | 2753.67 | 5 | 13768.35 | [8 empty] | 130
25 | II5I501009 | Tension fitting for GS Earth wire 7/9 SWG | No. | 2645.68 | 6 | 15874.08 | [8 empty] | 200
26 | II5I504009 | Suspension fitting for GS Earth wire 7/9 SWG | No. | 2645.68 | 2 | 5291.36 | [8 empty] | 800
27 | II0I001007 | Disc insulator 70 KN | No. | 777.23 | 3 | 2331.69 | [8 empty] | 20000
28 | II3I304003 | Hanger rod suitable for 220 KV D/C A type tower | No. | 701.91 | 22 | 15442.02 | [8 empty] | 5000
29 | FF0F021008 | B+6 type S/C tower, stub (galvanized) ( including nut bolt and washer) | Mt. | 106590.82 | 0.489 | 52122.911 | [8 empty] | 240
30 |  | MS Joint for Zebra cond. (Steel) | No. | 100 | 0 | 0 | [8 empty] | 20000
31 |  | Scrap for G.I. tower parts, fitting | Kg. | 15 | 0 | 0 | [6 empty] | 4392.756 | 65891.34 | 4500
32 |  | ACSR Deer conductor damaged in bits | Km. | 25000 | 0 | 0 | [6 empty] | 0.09 | 2250 | 4000
33 |  | G.I tower parts 220 KV C Type S/c Tower( Old used and dismantled) | Mt. | 15000 | 7.5 | 112500 | [8 empty] | 3000
34 | AA0A002003 | ACSR Zebra Conductor. | Km. | 264500 | 9.601 | 2539464.5 | [8 empty] | 10000
35 | AA1A101001 | G.I Earth wire 7/9 SWG(6.64x1)x1.02 | Km. | 49200 | 4.454 | 219136.8 | [8 empty] | 1200
36 | II3I303004 | Vibration damper for Zebra Conductor | No. | 650 | 15 | 9750 | [8 empty] | 15
37 | II3I303008 | Vibration damper for GS Earth Wire 7/9 SWG | No. | 450 | 7 | 3150 | [8 empty] | 30
38 |  | +6 Mtr. Extension of C type tower (Fabricated) | Kg. | 52 | 2415.74 | 125618.48 | [8 empty] | 70
39 | FF1F109005 | G.I washer 16x10 mm | kg. | 95 | 48.88 | 4643.6 | [8 empty] | 58425
40 | FF0F002213 | Super structure tower type'C' with stub & Cleat (Only stub and cleat) | Mt. | 159300 | 0.826 | 131581.8 | [8 empty] | 70154.6
41 | II5I501009 | Single Tension fitting for GS Earth wire 7/3.66 mm | No. | 2124 | 1 | 2124 | [8 empty] | 52120
42 | II3I302003 | Repair Sleeves for ACSR Zebra Conductor | No. | 177 | 3 | 531 | [8 empty] | 64960
43 | PP0P016006 | Steel wire rope 8 mm Thick | Mtr. | 233.64 | 115 | 26868.6 | [8 empty] | 11604
44 | II1I103001 | C wedge clamp Deer to Deer | No. | 4525.3 | 12 | 54303.6 | [8 empty] | 722.5
45 | II1I103002 | C wedge clamp Deer to Zebra | No. | 4484 | 14 | 62776 | [8 empty] | 1264
46 | FF1F101016 | G.I Nut and Bolt size 16x65 mm | No. | 16.58 | 628 | 10412.24 | [8 empty] | 391
47 | FF1F1101008 | Step Bolt 5/8"x175mm | No. | 20 | 63 | 1260 | [8 empty] | 2400
48 | II5I501004 | Tension Fitting for Single ACSR Zebra Conductor | Set. | 1997 | 2 | 3994 | [8 empty] | 200
49 |  | PG Clamp Zebra to Zebra | No. | 882 | 0 | 0 | [8 empty] | 5600
50 |  | PG Clamp (Old used and dismantled) | No. | 100 | 10 | 1000 | [8 empty] | 120
51 |  | Flexible copper bond for 7/3.66mm GS Earth wire or 7/9 SWG | No. | 472 | 20 | 9440 | [8 empty] | 48180
52 |  | PG clamp suitable for 7/9 SWG Earth Wire | No. | 365.8 | 30 | 10974 | [8 empty] | 5000
53 |  | Tension Fitting for GS Earth wire 7/3.66 SWG | No. | 601.8 | 10 | 6018 | [8 empty] | 1200
54 |  | Earthing Lug Suitable for Earth wire 7/9 SWG | No. | 106.2 | 32 | 3398.4 | [8 empty] | 33600
55 |  | Bull dofg grip clamp suitable for Earth wire 7/9 SWG | No. | 141.6 | 100 | 14160 | [8 empty] | 54300
56 |  | Turn Buckle 2 ton capacity | No. | 3186 | 20 | 63720 | [8 empty] | 33000
57 |  | Nuts and Bolts M 16x35mm | Kg. | 154.58 | 69 | 10666.02 | [8 empty] | 7500
58 |  | Nuts and Bolts M 16x50mm | Kg. | 154.58 | 47.6 | 7358.008 | [8 empty] | 28500
59 |  | Nuts and Bolts M 16x55mm | Kg. | 154.58 | 142.2 | 21981.276 | [8 empty] | 29400
60 |  | Nuts and Bolts M 16x60mm | Kg. | 154.58 | 141.8 | 21919.444 | [8 empty] | 2400
61 |  | Nuts and Bolts M 16x65mm | Kg. | 154.58 | 116.45 | 18000.841 | [8 empty] | 3000
62 |  | Nuts and Bolts M 16x70mm | Kg. | 154.58 | 75 | 11593.5 | [8 empty] | 100
63 |  | Nuts and Bolts M 16x75mm | Kg. | 154.58 | 100 | 15458 | [8 empty] | 240
64 |  | Tower part of 220 KV S/C B type tower | Mt. | 15000 | 5.161 | 77415 | [8 empty] | 120
65 |  | Single Tension fitting (160 KN) Single Zebra Conductor along with all accessories | Set. | 13540.5 | 38 | 514539 | [8 empty] | 9900
66 |  | Single Tension fitting (160 KN) Single Deer along with all accessories | Set. | 13540.5 | 10 | 135405 | [8 empty] | 29100
67 |  | Double Tension fitting (160 KN) for single Zebra (suitable for 1x2 insulator string) along with all accessories | Set. | 23600 | 13 | 306800 | [8 empty] | 400
68 |  | Double Tension fitting (160 KN) for single Deer (suitable for 1x2 insulator string) along with all accessories | Set. | 23688.5 | 6 | 142131 | [8 empty] | 600
69 |  | Repair sleeve for ACSR Deer along with all accessories | Nos. | 1504.5 | 5 | 7522.5 | [8 empty] | 2272
70 |  | Supply of Mid span compression joint for ACSR Zebra along with all accessories | Nos. | 1852.6 | 22 | 40757.2 | [8 empty] | 1500
71 |  | Mid span compression joint for ACSR Deer along with all accessories | Nos. | 1834.9 | 5 | 9174.5 | [8 empty] | 22800
72 |  | Preformed Armour Rod Suitable ACSR Zebra Conductor | Nos. | 7139 | 2 | 14278 | [8 empty] | 9000
73 |  | Disc Insulator 7000kg. Capacity | Nos. | 280 | 88 | 24640 | [8 empty] | 350
74 |  | Single supsension fitting for Zebra Conductor (90KN) | Set. | 10030 | 8 | 80240 | [8 empty] | 75
75 |  | Pilot fitting for zebra Conductor (90KN) | Nos. | 8850 | 3 | 26550 | [8 empty] | 6300
76 |  | Flexible Cu Bond For Earthwire | Nos. | 8850 | 1 | 8850 | [8 empty] | 14000
[5 empty] | 0 | 8109098.535 |  | 0 |  | 0 |  | 0 |  | 68141.34 | 5400
Stock Inventory
Name of Zone: Garhwal Zone, Roorkee
Name of Circle: 220 kV Substation, Rishikesh (132 kV)
Name of Division: 400 kV O&M Circle, Rishikesh
Name of Substation: 220 kV Substation, Rishikesh (132 kV)
Month & Year: August 2025
JE: Vishal Kumar Verma, 220/132/33 kv Substation, Rishikesh
S. No. | Item Code | Name of Item | Unit | Unit Rate (Rs.) | Usable |  | Unserviceable |  | Non Moving |  | Obsolete |  | Scrap |  | Total Inventory Amount (Rs.)
[5 empty] | Qty. | Total Amount (Rs.) | Qty. | Total Amount (Rs.) | Qty. | Total Amount (Rs.) | Qty. | Total Amount (Rs.) | Qty. | Total Amount (Rs.)
1 |  | Meter for 33 kV side Secure (3 Phase Engergy meter) | Nos. | 5000 | 2 | 10000 | [8 empty] | 10000
2 | II1I102004 | Moose to panther clamp | Nos. | 961.7 | 12 | 11540.4 | [8 empty] | 11540.4
3 | II0I001001 | Disc insulator 160 KN | Nos. | 820.98 | 4 | 3283.92 | [8 empty] | 3283.92
4 | II5I501001 | Bottled type busbar tension fitting having 6 bolt suitable for Tarantulla conductor | Nos. | 1400 | 8 | 11200 | [8 empty] | 11200
5 | II5I501005 | Bolted type busbar tension fitting having 4 bolt suitable for Panthor conductor | Nos. | 1350 | 5 | 6750 | [8 empty] | 6750
6 | II5I501002 | Bottled type busbar tension fitting having 6 bolt suitable for Moose conductor | Nos. | 1400 | 6 | 8400 | [8 empty] | 8400
7 | N.A | U Bolt suitable for 5 bolted type tension fitting for tarantulla conductor | Nos. | 30 | 75 | 2250 | [8 empty] | 2250
8 | N.A | Buldog Grips size 7/10 SWG Earth wire | Nos. | 50 | 30 | 1500 | [8 empty] | 1500
9 | N.A | Buldog Grips size 7/9 SWG Earth wire | Nos. | 50 | 40 | 2000 | [8 empty] | 2000
10 | SS5S501006 | Run through Clamp Isolator Tarantulla conductor | Nos. | 939.83 | 3 | 2819.49 | [8 empty] | 2819.49
11 | VV6V507003 | 145 kV CVT ( 1 Ph.) CGL make | Nos. | 247993 | 1 | 247993 | [8 empty] | 247993
12 | VV3V303002 | 145 kV CT ratio 800/400/1 A | Nos. | 109012.33 | 1 | 109012.33 | [8 empty] | 109012.33
13 |  | 132 kV Current Transformer, Ratio, 800/1A, 5Core | Nos. | 310300 | 1 | 310300 | [8 empty] | 310300
14 | AA0A002001 | ACSR Moose Conductor. | Km | 300000 | 0.695 | 208500 | [8 empty] | 208500
15 |  | ACSR Panther Conductor(old used and dismantled) | Km. | 75000 | 0.03 | 2250 | [8 empty] | 2250
16 | VV3V303002 | 145 kV CT ratio 800/400/1 A | Nos. | 147500 | 1 | 147500 | [8 empty] | 147500
17 |  | One way straight through connector for Deer conductor | Nos. | 300 | 4 | 1200 | [8 empty] | 1200
18 |  | P.G Clamp for ACSR Tarantula to Panther Conductor | Nos. | 1178.82 | 2 | 2357.64 | [8 empty] | 2357.64
19 |  | P.G Clamp for ACSR Tarantula to Panther Conductor | Nos. | 1504.5 | 2 | 3009 | [8 empty] | 3009
20 |  | Strip Type/Rod Type 132 kV Moving Head Assembly | Nos. | 15281 | 4 | 61124 | [8 empty] | 61124
21 |  | 33KV CT old, burnt & damage | Nos. | 2000 | [8 empty] | 1 | 2000 | 2000
22 |  | Electronic trivector energy meter 3 phase 4 wire 3x63.5 volt (L&T make model no. radean RD -31 SL. No.300266) | Nos. | 11357 | [8 empty] | 2 | 22714 | 22714
23 |  | Erction Block /F Bit 2281072 | Nos. | 50 | [6 empty] | 6 | 300 |  |  | 300
24 |  | Piston AG 433458 R-1 | Nos. | 100 | [6 empty] | 1 | 100 |  |  | 100
25 |  | Piston AG 518915 P-2 | Nos. | 100 | [6 empty] | 2 | 200 |  |  | 200
26 |  | Roll pin CS 4 x 25 mm MT 430189 P. 316 | Nos. | 100 | [6 empty] | 6 | 600 |  |  | 600
27 |  | Roll pin CS 4 x 8 mm MT 430189 P. 308 | Nos. | 100 | [6 empty] | 6 | 600 |  |  | 600
28 |  | Friction Black/F Bit | Nos. | 50 | [6 empty] | 6 | 300 |  |  | 300
29 |  | Packing AG 508472 P-4 | Nos. | 100 | [6 empty] | 12 | 1200 |  |  | 1200
30 |  | Guide Ring A333-625 P-3 | Nos. | 100 | [6 empty] | 6 | 600 |  |  | 600
31 |  | O' Ring AG 413762 P-16 | Nos. | 100 | [6 empty] | 3 | 300 |  |  | 300
32 |  | Plunger SWT 434198 P-3 | Nos. | 100 | [6 empty] | 6 | 600 |  |  | 600
33 |  | Plunger Assy.SWT 434297 P-1 | Nos. | 100 | [6 empty] | 6 | 600 |  |  | 600
34 |  | Stud. Assy. SWT 434297 P-1 | Nos. | 150 | [6 empty] | 6 | 900 |  |  | 900
35 |  | packing ring 509550 P-1 | Nos. | 100 | [6 empty] | 3 | 300 |  |  | 300
36 |  | Packing ring A 913506 p-29 | Nos. | 100 | [6 empty] | 6 | 600 |  |  | 600
37 |  | Packing ring A 913506 p-6 | Nos. | 100 | [6 empty] | 6 | 600 |  |  | 600
38 |  | Gasket for cartidge MT 431142 P-5 | Nos. | 100 | [6 empty] | 6 | 600 |  |  | 600
39 |  | Valve Dise A 514076 P-2 | Nos. | 100 | [6 empty] | 1 | 100 |  |  | 100
40 |  | Value Dise 517390 P-2 | Nos. | 100 | [6 empty] | 2 | 200 |  |  | 200
41 |  | Fiber jet plate for 33 KV MOCB BHEL make | Nos. | 50 | [6 empty] | 1 | 50 |  |  | 50
42 |  | Limit switch for 33 KV MOCB BHEL make 500 V AC | Nos. | 834 | [6 empty] | 2 | 1668 |  |  | 1668
43 |  | gasket B-9411035-2 | Nos. | 10 | [6 empty] | 7 | 70 |  |  | 70
44 |  | gasket D-9286048-1 | Nos. | 15 | [6 empty] | 6 | 90 |  |  | 90
45 |  | gasket D-9286024-1 | Nos. | 15 | [6 empty] | 11 | 165 |  |  | 165
46 |  | gasket B-941106-1 | Nos. | 10 | [6 empty] | 6 | 60 |  |  | 60
47 |  | gasket DG-9286024-1 | Nos. | 15 | [6 empty] | 16 | 240 |  |  | 240
48 |  | gasket DG-9286008-1 | Nos. | 10 | [6 empty] | 21 | 210 |  |  | 210
49 |  | gasket E-9211108-2 | Nos. | 10 | [6 empty] | 15 | 150 |  |  | 150
50 |  | O ring E-9211026-6 | Nos. | 10 | [6 empty] | 24 | 240 |  |  | 240
51 |  | Gasket D-9286023-1 | Nos. | 10 | [6 empty] | 10 | 100 |  |  | 100
52 |  | Closing coil suitable for 33 kv takako make OCB | Nos. | 2600 | [6 empty] | 2 | 5200 |  |  | 5200
53 |  | Vermin proofing cover pipe for connecting rod/lower and upper duct assly. Of 33 kv BHEL make OCB | Set | 500 | [6 empty] | 1 | 500 |  |  | 500
54 |  | Breather suitable for 33 kv MOCB BHEL make | Nos. | 833 | [6 empty] | 3 | 2499 |  |  | 2499
55 |  | U contact for biecco make OCB 400 amp | Nos. | 998 | [6 empty] | 5 | 4990 |  |  | 4990
56 |  | Hoist gear with chain & motor gear trolley working to raising chain (Damages) | Set | 2100 | [7 empty] | 0 | 1 | 2100 | 2100
57 |  | Box Insulator for 132 KV ingra make CB (Old & Used Damaged) | Nos. | 10 | [7 empty] | 0 | 2 | 20 | 20
58 |  | Catch/ Rathed wheel 452900-1 (Old & Used) | Nos. | 200 | [7 empty] | 0 | 2 | 400 | 400
59 |  | Catch/PAW 452900-700-4 (Old & Used) | Nos. | 250 | [7 empty] | 0 | 2 | 500 | 500
60 |  | Valve Disk AG 540641 (Old & Used) | Nos. | 100 | [7 empty] | 0 | 1 | 100 | 100
61 |  | Contractor 220 V AC (Damaged) | Nos. | 10 | [8 empty] | 3 | 30 | 30
62 |  | Lifting device set for making know /lifting for tank of 33 kV takaoka make OCB (old & used) | Set | 200 | [8 empty] | 1 | 200 | 200
63 |  | Wooden Battery stand | Nos. | 100 | [8 empty] | 7 | 700 | 700
64 |  | Battery container (Old & Used) | Nos. | 30 | [8 empty] | 9 | 270 | 270
65 |  | Varriac transformer suitable for 110 volt battery changer standard make (old & used damaged) | Nos. | 500 | [8 empty] | 1 | 500 | 500
66 |  | C.P. Controller (Old & Used Damaged) | Nos. | 100 | [8 empty] | 2 | 200 | 200
67 |  | PVC suction pipe 50 mm Dia (Old & Used) | Nos. | 45 | [8 empty] | 27 | 1215 | 1215
68 |  | Dimmer state 220 KV AC 8 AMP suitable for 110 volt battery charger (Old & Used) | Nos. | 4000 | [8 empty] | 1 | 4000 | 4000
69 |  | Telephone cable (Old & Used & damaged) | Mtr. | 5 | [8 empty] | 125 | 625 | 625
70 |  | Jaw Assembly suitable for EMC make Isolator (completely damaged) | Nos. | 10 | [8 empty] | 7 | 70 | 70
71 |  | ODC Switch (Old & Used) | Nos. | 100 | [8 empty] | 1 | 100 | 100
72 |  | Jery Can 20 Ltr. Capacity (Old & Used) | Nos. | 20 | [8 empty] | 3 | 60 | 60
73 |  | Copper Alloy | Kg. | 50 | [8 empty] | 24.8 | 1240 | 1240
74 |  | 132KV moving head assembly (strip type) (Damaged & brunt) | Nos. | 100 | [8 empty] | 1 | 100 | 100
75 |  | Sproket 19 teeth of C/machine | Nos. | 300 | [6 empty] | 1 | 300 |  | 0 | 300
76 |  | Clean Oil pump of C/machine | Nos. | 2000 | [6 empty] | 1 | 2000 |  | 0 | 2000
77 |  | 11 kV indoor type cable box without bushing (old & used) | Nos. | 100 | [8 empty] | 1 | 100 | 100
78 |  | 110 V DC contractor for OM2 EC make | Nos. | 250 | [8 empty] | 2 | 500 | 500
79 |  | Energy meter secure make 1 amp /110 v | Nos. | 5200 | [8 empty] | 2 | 10400 | 10400
80 |  | 33 kv electronic energy meter secure make (old used & Defective) | Nos. | 25 | [8 empty] | 3 | 75 | 75
81 |  | Data power energy meter 11 kv | Nos. | 25 | [8 empty] | 3 | 75 | 75
82 |  | Vacuum meter compound gauge 0-1.5 kg/sq.cm 0-76 cm hg (old used & Defective) | Nos. | 25 | [8 empty] | 1 | 25 | 25
83 |  | I.C.T.P.switch 325 A (old & used) Damaged | Nos. | 25 | [8 empty] | 2 | 50 | 50
84 |  | Panel mouting variac for oil testing set input 240 volt, 1 phase 50 Hz output 0-270 V rated current 2 A for oil testing set volt meter 0-150 V DC size 144x144 sq. mm (Old & Used) | Nos. | 150 | [8 empty] | 1 | 150 | 150
85 |  | 1 1/2" valve with flange (Old & Used) | Nos. | 50 | [8 empty] | 2 | 100 | 100
86 |  | MEM switch 30 A 660 V (old & used) Damaged | Nos. | 10 | [8 empty] | 2 | 20 | 20
|  | Total (in Rs.) |  |  |  | 1152989.78 | 0 | 0 | 0 | 0 |  | 27232 |  | 48639 | 1228860.78
Name of Zone:- Gharwal Zone
Name of Circle:- 400 kV O&M Circle, Rishikesh
Name of Division:- 220 kV O&M Division, Rishikesh
Name of Substation:- 220/132/33 kV Substation, Rishikesh
Month & Year:-August- 2025
S. NO. | ITEM CODE | NAME OF ITEMS | UNIT | UNIT RATE (in Rs.) | USEABLE |  | UN-SERVICEABLE |  | NON-MOVING |  | OBSOLETE |  | SCRAP |  | Total Inventory Amt.
[5 empty] | QTY | Total Amount ( in Rs.) | QTY | Total Amount ( in Rs.) | QTY | Total Amount (in Rs.) | QTY | Total Amount (in Rs.) | QTY | Total Amount (in Rs.)
1 | N.A | Old/Defctive/Damage 33 Kv C.B VCB & SF-6. Make:-( BHEL, CGL) | No | 2500 | [8 empty] | 2 | 5000 | 5000
2 | CC3C304005 | heat shrink indoor end terminalkit 33 kv 3x300 sq.mm XLPE cable | No | 10 | [8 empty] | 1 | 10 | 10
3 | CC3C304005 | 11 kv cable terminal kit indoor heat shrinkable for XLPE cable 3x185 sq. mm | No | 10 | [8 empty] | 3 | 30 | 30
4 |  | Old/Defctive/Damage 33 Kv CT 400/200/1 amp. | No | 500 | [8 empty] | 1 | 500 | 500
5 | VV3V305009 | Old & Used 33 KV C.T 800/400/200/1Amp. | No | 2500 | [8 empty] | 12 | 30000 | 30000
6 |  | Defctive/Damage T/F exhaust Cooling fan . | No | 100 | [8 empty] | 2 | 200 | 200
|  | Copper Scraps (Rs:- 40.00 Per/kg) | [12 empty] | 0
7 | N.A | coper blade & Jaw of 33 kv isolator (Old & Used & damaged & Burnt) | Kg | 40 | [8 empty] | 3 | 120 | 120
8 | N.A | copper rod suitable for 11 kv biecco make OCB | Kg | 40 | [8 empty] | 3 | 120 | 120
9 | N.A | Copper Scraps | Kg | 40 | [8 empty] | 11 | 440 | 440
|  | Alluminium Scrap (Rs:-20.00 Per/kg) | [12 empty] | 0
10 | N.A | Aluminium Conductor Scraps | Kg | 20 | [8 empty] | 55 | 1100 | 1100
11 | N.A | Aluminium alloys Scraps. | Kg | 20 | [8 empty] | 12 | 240 | 240
|  | M.S,G.I Iron Scrap (Rs:- 10.00 Per/kg) | [12 empty] | 0
12 | N.A | 33 kv bus isolator without insulators & clamps (used & defective) | Kg | 10 | [8 empty] | 0.5 | 5 | 5
13 | N.A | Iron Scraps (M.S/G.I). | Kg | 10 | [8 empty] | 51 | 510 | 510
|  | 33-132 KV & Control Building USEABLE MATERIAL | [12 empty] | 0
14 | II51501005 | single bolted tension fitting (gun type) compete suitable for panther conductor | No | 1887.67 | 3 | 5663.01 | [8 empty] | 5663.01
15 | SS0S005001 | 33KV Double end brake Isolator complete | No | 59160 | 1 | 59160 | [8 empty] | 59160
16 | II4I405001 | Spacer clamp twin moose Bus to single moose dropper. | No | 2360 | 8 | 18880 | [8 empty] | 18880
17 | II4I404004 | Spacer clamp twin moose conductor for Bus-bar. | No | 1770 | 8 | 14160 | [8 empty] | 14160
18 | VV3V305005 | 33 KV C.T 800/400/1 Amp. | No | 53100 | 1 | 53100 | [8 empty] | 53100
19 | VV3V305008 | 33 KV C.T 400/200/1 Amp. | No | 64900 | 1 | 64900 | [8 empty] | 64900
20 | VV6V505001 | 33 KV P.T 110 volt. | No | 53100 | 2 | 106200 | [8 empty] | 106200
21 | JJ7J701002 | Trip-Nuetral-Close control panel cum switch for 132 Kv with 8 NO + 8 NC, 20 Amp, 660 volt AC-DC supply. | No | 18715 | 1 | 18715 | [8 empty] | 18715
22 | SS6S606008 | Contactor for 132 Kv C.B Control panel with 2 NO + 2 NC, 20 Amp. | No | 4696 | 1 | 4696 | [8 empty] | 4696
23 |  | ACSR panther conductor (old used & Dismantled). | Km | 75000 | 0.025 | 1875 | [8 empty] | 1875
24 |  | T/F HV side bushing universal clamp. 40 dia bolted type heavy duty for 1200 amp. Aluminium alloy LM-6 make suitable for ACSR Panther conductor with all nuts,bolts & washers. | No | 1735 | 2 | 3470 | [8 empty] | 3470
25 |  | T/F LV side bushing universal clamp. 40 dia bolted type heavy duty for 2000 amp. Aluminium alloy LM-6 make suitable for ACSR Moose conductor with all nuts,bolts & washers. | No | 2336 | 2 | 4672 | [8 empty] | 4672
26 |  | 132 KV Lighting Arrester. | No | 65372 | 1 | 65372 | [8 empty] | 65372
27 |  | Chain link ( dismantled old & used ). | Sqmtr | 400 | 400 | 160000 | [8 empty] | 160000
28 |  | 30 KV, 10KA, Class-III Gapless Type Lighting Arrester with panther connector, Cu leads and lugs including No-rest,type, Cyclometric counter surge monitor & suitable clamp. | No | 29500 | 2 | 59000 | [8 empty] | 59000
29 |  | Transformer Oil. ( Used oil). | Ltr | 25 | 836 | 20900 | [8 empty] | 20900
30 |  | Empty Drum Transformer Oil. | No | 200 | 4 | 800 | [8 empty] | 800
31 |  | 33 KV C.B VCB along with clamps, mounting nut bolts & washers. | No | 1024830 | 1 | 1024830 | [8 empty] | 1024830
32 |  | Supply of 33KV CT (3 Core) (800/400/1A, 0.2S class) along with clamps, mounting nut bolts & washers without junction box | No | 107607 | 1 | 107607 | [8 empty] | 107607
33 |  | Juction box for 33 KV CT. | No | 51242 | 1 | 51242 | [8 empty] | 51242
34 |  | 6 core 2.5 Sqmm aromoured copper control cable (cut piece) | km | 540457 | 0.5 | 270228.5 | [8 empty] | 270228.5
35 |  | 10 core 2.5 Sqmm aromoured copper control cable (cut piece) | km | 876729 | 0.5 | 438364.5 | [8 empty] | 438364.5
36 |  | Supply of 120 KN Disc Insulator for tension fitting. | No | 1773 | 160 | 283680 | [8 empty] | 283680
37 |  | Supply of 70 KN Disc Insulator for tension fitting. | No | 973 | 40 | 38920 | [8 empty] | 38920
|  | Total ( in Rs ) |  |  |  | 2876435.01 |  | 0 |  | 0 |  | 0 |  | 38275 | 2914710.01
|  | Grand Total ( in Rs. ) |  |  |  | 2914710.01
Stock Inventory
Name of Zone: Garhwal Zone, Roorkee
Name of Circle: 400 kV O&M Circle, Rishikesh
Name of Division: 220 kV O&M Division, Rishikesh
Name of Substation: 220 kV Substation, Rishikesh
Month & Year: August 2025
JE: Rajeev Saini
S. No. | Item Code | Name of Items | Unit | Unit Rate (Rs.) | Useable |  | Unserviceable |  | Non Moving |  | Obsolete |  | Scrap |  | Total Inventory Amount (Rs.)
[5 empty] | Qty. | Total Amount (Rs.) | Qty. | Total Amount (Rs.) | Qty. | Total Amount (Rs.) | Qty. | Total Amount (Rs.) | Qty. | Total Amount (Rs.)
1 | NA | Isolator Male Arm with end contact, rotary head assembly suitable for 220 kV Isolator (S&S make - Channel type model) complete | Nos. | 17329.8 | 1 | 17329.8 | [8 empty] | 17329.8
2 | NA | Isolator Female Arm with end contact (Jaw), rotary head assembly suitable for 220 kV Isolator (S&S make - Channel type model) complete | Nos. | 17839.8 | 1 | 17839.8 | [8 empty] | 17839.8
3 | II5I501001 | Bolted Type Tension Fitting for Tarantulla Conductor | Nos. | 5168 | 12 | 62016 | [8 empty] | 62016
4 | NA | 220 kV Isolator Universal Connector Stud dia 32 mm suitable for Moose conductor | Nos. | 1176.4 | 6 | 7058.4 | [8 empty] | 7058.4
5 | II0I002001 | P.G. Clamp suitable for Tarantulla to Tarantulla Conductor with 03 Nos. GI bolts, nurs & washer | Nos. | 1171.8 | 9 | 10546.2 | [8 empty] | 10546.2
6 | NA | Universal type Connector suitable for single ACSR Moose Conductor and Stud dia 30 mm with GI Nut, Bolts, Washer complete | Nos. | 1351.13 | 11 | 14862.43 | [8 empty] | 14862.43
7 | NA | Isolator Connector for CT suitable for Twin Moose Conductor | Nos. | 1944.6 | 20 | 38892 | [8 empty] | 38892
8 | NA | Pad Clamp (Palm Type) suitable for Twin ACSR Moose Conductor, Pivot Grip Type | Nos. | 1882.1 | 20 | 37642 | [8 empty] | 37642
9 | JJ2J201007 | Close Coil 110 V DC suitable for 245 kV CB Type: 200SM-40S, CGL Make | Nos. | 4717.64 | 1 | 4717.64 | [8 empty] | 4717.64
10 | JJ2J201005 | Trip Coil 110 V DC suitable for 245 kV CB Type: 200SM-40S, CGL Make | Nos. | 4717.64 | 1 | 4717.64 | [8 empty] | 4717.64
11 | NA | Isolator Male Arm with end contact, rotary head assembly suitable for 220 kV Isolator (S&S make-Pipe Type model) complete | Nos. | 18874 | 1 | 18874 | [8 empty] | 18874
12 | NA | Isolator Female Arm with end contact (Jaw), rotary head assembly suitable for 220 kV Isolator (S&S make-Pipe Type model) complete | Nos. | 16508 | 1 | 16508 | [8 empty] | 16508
13 | II0I003001 | PG Clamp Moose to Moose Conductor complete with Bolts/Nuts with Washers | Nos. | 1239 | 21 | 26019 | [8 empty] | 26019
14 | NA | Junction Box for Fiber Optic Sensor with sensor cable 2 nos. | Nos. | 14500 | 1 | 14500 | [8 empty] | 14500
15 | NA | Isolator Female Contact Arm Al. U-Section Type suitable for 220 kV Isolator S&S make | Nos. | 22951 | 1 | 22951 | [8 empty] | 22951
16 | NA | Isolator Male Contact Arm Al. U-Section Type suitable for 220 kV Isolator S&S make | Nos. | 21712 | 1 | 21712 | [8 empty] | 21712
17 | NA | 245 kV Disconnector Arm (old, used & dismantled) | Nos. | 800 | 4 | 3200 | [8 empty] | 3200
18 | NA | Isolator Male Arm with End Contact, rotary head assembly suitable for 220 kV Isolator (S&S make-Pipe Type model) complete | Nos. | 18762 | 2 | 37524 | [8 empty] | 37524
19 | NA | Isolator Female Arm with End Contact (Jaw), rotary head assembly suitable for 220 kV Isolator (S&S make-Pipe Type model) complete | Nos. | 16461 | 2 | 32922 | [8 empty] | 32922
20 | II0I003003 | PG Clamp Moose to Zebra Conductor complete with GI Bolts, Nuts and Washers | Nos. | 1469.1 | 18 | 26443.8 | [8 empty] | 26443.8
21 | II0I003002 | PG Clamp Moose to Deer Conductor complete with GI Bolts, Nuts and Washers | Nos. | 1469.1 | 18 | 26443.8 | [8 empty] | 26443.8
22 | NA | 220 kV CT Connector Universal Type (Rod Dia 35 mm) suitable for Moose Conductor complete | Nos. | 1457.3 | 12 | 17487.6 | [8 empty] | 17487.6
23 | NA | 220 kV CT Connector Universal Type (Rod Dia 40 mm) suitable for Moose Conductor complete | Nos. | 1457.3 | 10 | 14573 | [8 empty] | 14573
24 | NA | 220 kV Female Contact (Jaw) Short Strips Type with SS Spring and Pins complete suitable for Isolator-S&S make Pipe type | Nos. | 5280.5 | 4 | 21122 | [8 empty] | 21122
25 | NA | 220 kV Female Contact (Jaw) Bend Strips Type assembled in fixture complete suitable for Isolator- Hi-Velm make | Nos | 5280.5 | 4 | 21122 | [8 empty] | 21122
26 | NA | 220 kV Earth Link Jaw Bend Strips Type assembled in fixture complete suitable for Isolator-Hivelm make | Nos | 4100.5 | 3 | 12301.5 | [8 empty] | 12301.5
27 | NA | 220 kV Circuit Breaker Terminal Connector L Type suitable for Moose Conductor | Nos | 1746.4 | 4 | 6985.6 | [8 empty] | 6985.6
28 | NA | 220 kV Circuit Breaker Terminal Connector Universal Type suitable for Moose Conductor | Nos | 1746.4 | 3 | 5239.2 | [8 empty] | 5239.2
29 | NA | 220 kV Run Through Connector suitable for Moose Conductor | Nos | 1746.4 | 5 | 8732 | [8 empty] | 8732
30 | NA | 220 kV Isolator Connector Palm Type suitable for Moose Conductor | Nos. | 1746.4 | 7 | 12224.8 | [8 empty] | 12224.8
31 | NA | 220 kV Suspension Type Fitting suitable for Moose Conductor | Nos | 2891 | 3 | 8673 | [8 empty] | 8673
32 | NA | 220 kV CT Terminal Clamp suitable for Moose Conductor | Nos | 1746.4 | 4 | 6985.6 | [8 empty] | 6985.6
33 | NA | Spring Charging Motor for 220 kV CGL make SF6 Circuit Breaker, Operating Voltage-230 V AC, 0.3kW, 850 RPM | Nos. | 29299 | 1 | 29299 | [8 empty] | 29299
34 | NA | 220 kV Take Off Assembly suitable for Isolator- HBB make Pipe Type | Nos. | 25116.3 | 3 | 75348.9 | [8 empty] | 75348.9
35 | NA | 220 kV Female Contact (Jaw) Short Strip Type with SS Spring and Pins complete suitable for Isolator-HBB make Pipe Type | Nos. | 6950.79 | 15 | 104261.85 | [8 empty] | 104261.85
36 | NA | 220 kV Male Contact (Blade) Short Strip Type with SS Spring and Pins complete suitable for Isolator-HBB make Pipe Type | Nos. | 10023.15 | 4 | 40092.6 | [8 empty] | 40092.6
37 | NA | 220 kV Terminal Rod dia. 30 mm suitable for Assenbly for Isolator-HBB make Pipe Type | Nos. | 4906.44 | 2 | 9812.88 | [8 empty] | 9812.88
38 | NA | 220 kV Isolator Male Arm (Pipe Type) suitable for Isolator-HBB make Pipe Type | Nos. | 41915.02 | 3 | 125745.06 | [8 empty] | 125745.06
39 | NA | 220 kV Isolator Female Arm (Pipe Type) suitable for Isolator-HBB make Pipe Type | Nos. | 41915.02 | 3 | 125745.06 | [8 empty] | 125745.06
40 | NA | Discrepancy Type Breaker Control Switch with built-in LED Lamp & Flasher Relay | Nos. | 28308 | 1 | 28308 | [8 empty] | 28308
41 | NA | 220 kV Female Contact (Jaw) suitable for G.Nandy make Isolator | Nos. | 5858.7 | 2 | 11717.4 | [8 empty] | 11717.4
42 | NA | Hot Dip Galvanized Iron (G.I.) Bolt with Nut and Plain Washers, Size M12x75 | Nos. | 29.2 | 150 | 4380 | [8 empty] | 4380
43 | NA | Hot Dip Galvanized Iron (G.I.) Bolt with Nut and Plain Washers, Size M12x120 | Nos. | 29.03 | 150 | 4354.5 | [8 empty] | 4354.5
44 | NA | Hot Dip Galvanized Iron (G.I.) Bolt with Nut and Plain Washers, Size M10x65 | Nos. | 29.15 | 150 | 4372.5 | [8 empty] | 4372.5
45 | NA | Energy Meters (old & used) | Nos. | 500 | 4 | 2000 | [8 empty] | 2000
46 | NA | 245 kV CVT(220 KV/110 V), Class 0.2 with junction box | Nos | 222430 | 1 | 222430 | [8 empty] | 222430
|  | Total |  |  |  | 1386033.56 |  | 0 |  | 0 |  | 0 |  | 0 | 1386033.56
INVENTORY FOR THE FOR MONTH ENDING August -2025
Name of Zone: Garhwal Zone, Roorkee
Name of Circle:400 kV O&M Circle, Rishikesh
Name of Division: 220 kV O&M Division, Rishikesh
Name of Substation: 132 kV Substation, Rishikesh
Month: August 2025
Name of JE: M.C. Gariyal
S. No. | Item Code | NAME OF ITEMS | UNIT | Unit rate in Rs. | Usable |  | Unserviceable |  | Non-Moving |  | Obsolete |  | Scrap |  | Total Inventory Amt.
[5 empty] | Qty. | Total Amount (Rs.) | Qty. | Total Amount (Rs.) | Qty. | Total Amount (Rs.) | Qty. | Total Amount (Rs.) | Qty. | Total Amount (Rs.)
1 |  | Spout assy for 11 KV Biecoo make OCB | No. | 3500 | 5 | 17500 |  | 0 |  | 0 |  | 0 |  | 0 | 17500
2 | JJ6J601043 | Rose contact for 11 KV Biecoo make OCB 800 A | No. | 588 | 7 | 4116 |  | 0 |  | 0 |  | 0 |  | 0 | 4116
3 |  | Rose contact for 11 KV Biecoo make OCB 400 A | No. | 588 | 25 | 14700 |  | 0 |  | 0 |  | 0 |  | 0 | 14700
4 | CC3C313012 | Cable gland 3/4" dia | No. | 55 | 1 | 55 |  | 0 |  | 0 |  | 0 |  | 0 | 55
5 | CC3C313013 | Cable gland 1/2" dia | No. | 55 | 32 | 1760 |  | 0 |  | 0 |  | 0 |  | 0 | 1760
6 |  | H.T. Bushing Bar Connector Clamp | No. | 30 |  | 0 |  | 0 |  | 0 |  | 0 | 6 | 180 | 180
7 |  | Terminal strip heavy duty 4 way ratio 60 A 600 V | No. | 15 | 1 | 15 |  | 0 |  | 0 |  | 0 |  | 0 | 15
8 |  | Al. lugs of good suitable for 625 mm2 Al. cable | No. | 20 | 3 | 60 |  | 0 |  | 0 |  | 0 |  | 0 | 60
9 | VV2V204007 | Empty Transformaer oil drum | No. | 200 | 2 | 400 |  | 0 |  | 0 |  | 0 |  | 0 | 400
10 |  | 110V DC Alarm suitabel for control panel | No. | 50 | 1 | 50 |  | 0 |  | 0 |  | 0 |  | 0 | 50
11 |  | T/F oil fresh | Ltr. | 40 | 124 | 4960 |  | 0 |  | 0 |  | 0 |  | 0 | 4960
12 |  | Transformer terminal clamp suitable for panther conductor | No. | 700 | 8 | 5600 |  | 0 |  | 0 |  | 0 |  | 0 | 5600
13 | SS3S301004 | 132 KV SMC Make isolator Jaw | N0 | 3325 | 3 | 9975 |  | 0 |  | 0 |  | 0 |  | 0 | 9975
14 | SS3S301004 | 132 KV EMC Make isolator JAW | N0 | 3299 | 2 | 6598 |  | 0 |  | 0 |  | 0 |  | 0 | 6598
15 | SS4S402001 | 33kv jaw of good quality suitable for 33kv isolator | No | 2814.8 | 2 | 5629.6 |  | 0 |  | 0 |  | 0 |  | 0 | 5629.6
16 |  | 25Amp bolted type HRC Fuse of good quality best company. | No | 113.5 | 9 | 1021.5 |  | 0 |  | 0 |  | 0 |  | 0 | 1021.5
17 |  | bituminous impregnated high tension insulated para tape curety paked in with 6 roll sineach tin good quality | No | 374.55 | 4 | 1498.2 |  | 0 |  | 0 |  | 0 |  | 0 | 1498.2
18 | AA1A101003 | 7/16 SWG, earth wire of good quality &reputed company | kg | 57.75 | 14 | 808.5 |  | 0 |  | 0 |  | 0 |  | 0 | 808.5
19 |  | 33 KV Isolator clamp suitable for A.C.S.R. Panther conductor with G.I Nats & bolts with washers. | Nos. | 950.35 | 3 | 2851.05 |  | 0 |  | 0 |  | 0 |  | 0 | 2851.05
20 |  | Energy meter 3 Phase 4 wire lectronic trivector meter ER 300P S.N. 10410330, 11070928,10410234, | Nos. | 15000 | 3 | 45000 |  | 0 |  | 0 |  | 0 |  | 0 | 45000
21 | CC1C103013 | Cable PVC Armound 3.5 core 25mm dia | Mtr. | 40 | 104 | 4160 |  | 0 |  | 0 |  | 0 |  | 0 | 4160
22 | MM0M007002 | Supply of Buchholz relay | Nos. | 24950 | 1 | 24950 |  | 0 |  | 0 |  | 0 |  | 0 | 24950
23 | MM0M004007 | 33k.v. over current/earth fualt realy mechnical old &used) | Nos. | 500 |  | 0 |  | 0 |  | 0 | 1 | 500 |  | 0 | 500
24 |  | 33 KV Current Transformer (400/200/1A/1PH) | No | 78942 | 1 | 78942 |  | 0 |  | 0 |  | 0 |  | 0 | 78942
25 |  | 145 KV (5Core ) Current Transformer 22/100/1 without Juction Box | No | 281349.58 | 1 | 281349.58 |  | 0 |  | 0 |  | 0 |  | 0 | 281349.58
26 |  | 120 KV Surge Arrestors / Lighting Arrestor with accessories complete | No | 75823.37 | 2 | 151646.74 |  | 0 |  | 0 |  | 0 |  | 0 | 151646.74
27 |  | 33KV PT (single Phase ) without Junction Box | No | 66489.28 | 1 | 66489.28 |  | 0 |  | 0 |  | 0 |  | 0 | 66489.28
[8 empty] | 0 |  | 0 |  | 0 |  | 0 | 0
|  | Total (in Rs.) |  |  |  | 730135.45 |  | 0 |  | 0 |  | 500 |  | 180 | 730815.45
Inventory
Name of Zone : Garhwal Zone, Roorkee PTCUL
Name of Circle: 400 kV O&M Circle, Rishikesh
Name of Division : 400 KV O&M Division Rishikesh
Name of Substation : 400 KV Substation, Virbhadra, Rishikesh
Name of J.E : Sh. Narendra Singh Chauhan
Month : August 2025
Sl. No. | Item Code | Name of Items | Unit | Unit Rate in Rs. | Useable |  | Unservicable |  | Non-Moving |  | Obsolete |  | Scrap |  | Total Inventory Amt.
[5 empty] | Qty. | Total Amount in Rs. | Qty. | Total Amount in Rs. | Qty. | Total Amount in Rs. | Qty. | Total Amount in Rs. | Qty. | Total Amount in Rs.
1 | MM0M007005 | PRV Suitable for 240 MVA BHEL make Transformer | No. | 53912.5 | 1 | 53912.5 | [8 empty] | 53912.5
2 | NA | Addon Block | Nos. | 451.33 | 15 | 6769.95 | [8 empty] | 6769.95
3 | NA | 3TH8280-OF (8 NO) This is Discontinued SUBSTITUTE MODEL WITH ADD ON BLOCK, WILL BE PROVIDED | Nos. | 2850.48 | 8 | 22803.84 | [8 empty] | 22803.84
4 | NA | 3TY4803-OMB4 Coil 220 V DC | Nos. | 1602 | 19 | 30438 | [8 empty] | 30438
5 | NA | Bus Bar pipe to Moose clamp as per sample | Nos. | 11520.25 | 2 | 23040.5 | [8 empty] | 23040.5
6 | NA | Take off assembly suitable for 220 KV Isolator (as per sample) | Nos. | 4540 | 7 | 31780 | [8 empty] | 31780
7 | II0I002001 | PG Clamp (Tarantula to Tarantula) | Nos. | 1374 | 6 | 8244 | [8 empty] | 8244
8 | II0I002002 | PG Clamp (Tarantula to Moose) | Nos. | 1374 | 10 | 13740 | [8 empty] | 13740
9 | NA | Clamps suitable for 400 KV CGL make SF-6 Circuit Breaker (as per sample) | Nos. | 11335.5 | 7 | 79348.5 | [8 empty] | 79348.5
10 | NA | Clamps Suitable for 220 KV CGL make SF-6 Circuit Breaker (as per Sample) | Nos. | 11335.5 | 3 | 34006.5 | [8 empty] | 34006.5
11 | NA | Housing of Pantograph earthing | Nos. | 28052.5 | 1 | 28052.5 | [8 empty] | 28052.5
12 | SS5S501005 | 400KV Post Insulator Clamps suitable for Tarantula Conductor. (As per sample) | Nos. | 7729 | 6 | 46374 | [8 empty] | 46374
13 | SS5S501005 | 400KV "C" Isolator clamp suitable for Tarantula Conductor. (As per sample) | Nos. | 5900 | 6 | 35400 | [8 empty] | 35400
14 | SS5S501008 | 400KV T- clamp suitable for moose to moose. (As per sample) | Nos. | 3540 | 7 | 24780 | [8 empty] | 24780
15 | NA | SF-6 Gas with cylinder | Kg. | 7032.8 | 59 | 414935.2 | [8 empty] | 414935.2
16 | NA | SPARE PARTS FOR 8TJ (9040) SOLENOID Y1 Y2 220V AL:H ECCH:N | Nos. | 87264.57 | 8 | 698116.56 | [8 empty] | 698116.56
17 | NA | SPARE PARTS FOR 8TJ (90 W) SOLENOID Y1 Y2 220V AL:H ECCH:N | Nos. | 87264.57 | 4 | 349058.28 | [8 empty] | 349058.28
18 | NA | PG Clamp with required Nuts & Bolt and Spring Washers suitable for Moose to Tarantulla conducto. | Nos. | 2640.84 | 5 | 13204.2 | [8 empty] | 13204.2
19 | NA | PG Clamp with required Nuts & Bolt and Spring Washers suitable for Moose to Moose conductor. | Nos. | 2525.2 | 15 | 37878 | [8 empty] | 37878
20 | NA | Pad Type Twin moose Clamp with required Nuts & Bolt and Spring Washers suitable for 220 kV Isolator. | Nos. | 2938.2 | 3 | 8814.6 | [8 empty] | 8814.6
21 | NA | CT Clamp with required Nuts & Bolt and Spring Washers suitable for 220 kV CT | Nos. | 4106.4 | 3 | 12319.2 | [8 empty] | 12319.2
22 | NA | CVT Clamp with required Nuts & Bolt and Spring Washers suitable for 220 kV CVT | Nos. | 4118.2 | 3 | 12354.6 | [8 empty] | 12354.6
23 | NA | Run through twin moose clamp with required Nuts & Bolt and Spring Washers suitable for 220 kV Post insulator. | Nos. | 4118.2 | 2 | 8236.4 | [8 empty] | 8236.4
24 | NA | Isolator Male arm with end contact, rotary head assembly suitable for 220 kV isolator (Avilum Make-channel type model) complete. | Nos. | 37406 | 1 | 37406 | [8 empty] | 37406
25 | NA | Isolator Female arm with end contact, rotary head assembly suitable for 220 kV isolator (Avilum Make-channel type model) complete. | Nos. | 37465 | 1 | 37465 | [8 empty] | 37465
26 | NA | Clamp suitable for 4" AL pipe bus bar to HT bushing connection. | Nos. | 6490 | 3 | 19470 | [8 empty] | 19470
27 | NA | 312.5 kVA A.C Generator with panel (Old, Used and Defective) | No. | 25988.5 | [8 empty] | 1 | 25988.5 | 25988.5
28 | NA | AC Plant and accessories (Old, Used and Defective) a) Motor compressor set b) Water pump for AC plant c) Water tank and pipes d) Air Handling Unit (A.H.U.) | Set, | 25500 | [8 empty] | 1 | 25500 | 25500
29 | NA | POLY PROPLENE ROPE 12 MM | Kg. | 130 | 1.9 | 247 | [8 empty] | 247
30 | NA | Anti pumping Relay-8Pin | Nos. | 2396.91 | 10 | 23969.1 | [8 empty] | 23969.1
31 | NA | Spring Charging motor suitable for 220 kV CGL make SF-6 Circuit breaker operating voltage-230V AC/DC, 0.3 KW, 850 RPM, KPT make Type-C22. | Nos. | 41890 | 1 | 41890 | [8 empty] | 41890
32 | NA | Tripping coil suitable for 220 kV CGL make (Type: 200-SFM-40S) SF-6 Circuit breaker, operating voltage 220V DC. | Nos. | 8850 | 3 | 26550 | [8 empty] | 26550
33 | NA | Closing coil suitable for 220 kV CGL make SF-6 Circuit breaker, operating voltage 220V DC. | Nos. | 9440 | 3 | 28320 | [8 empty] | 28320
34 | NA | 220 V DC operated contactor, Schneider make. | Nos. | 4130 | 3 | 12390 | [8 empty] | 12390
35 | NA | Limit Switch for 220KV CGL Make SF6 Circuit Breaker. | Nos. | 2891 | 3 | 8673 | [8 empty] | 8673
36 | NA | Main moving blade with copper profile contacts and turn and twist arrangement (For 220 kV isolator having 1600 Amp. Current carrying capacity). | Nos. | 24898 | 2 | 49796 | [8 empty] | 49796
37 | NA | Main fixed contact assembly (For 220 kV 1600 Amps 3 fingars without earth switch) with nylon stopper and stainless steel spring suited for existing bangging type isolator mechanism. | Nos. | 17641 | 2 | 35282 | [8 empty] | 35282
38 | NA | Hot Dip G.I bolt with nut including two paint washers in each set size M 12x60 mm. | Set, | 53.1 | 125 | 6637.5 | [8 empty] | 6637.5
39 | NA | LV Side Bushing clamp having dia 40 mm suitable for moose condoctor with required Nuts & Bolt and Spring Washers for 240 MVA Transformer | Nos. | 6018 | 2 | 12036 | [8 empty] | 12036
40 | NA | LV Side Bushing clamp having dia 60 mm suitable for moose condoctor with required Nuts & Bolt and Spring Washers for 315 MVA Transformer. | Nos. | 6254 | 2 | 12508 | [8 empty] | 12508
41 | NA | 250 W copper blast HPSV choke | Nos. | 2784.8 | 5 | 13924 | [8 empty] | 13924
42 | NA | 150 W copper blast HPSV choke | Nos. | 2784.8 | 10 | 27848 | [8 empty] | 27848
43 | NA | 250 W HPSV Lamp, 220V AC Supply | Nos. | 1121 | 13 | 14573 | [8 empty] | 14573
44 | NA | 150 W HPSV Lamp, 220V AC Supply | Nos. | 1121 | 14 | 15694 | [8 empty] | 15694
45 | NA | Capacitor suitable for 250W/150W HPSV Fitting | Nos. | 342.2 | 13 | 4448.6 | [8 empty] | 4448.6
46 | NA | Ignitor suitable for 250W/150W HPSV Fitting. | Nos. | 342.2 | 14 | 4790.8 | [8 empty] | 4790.8
TOTAL AMOUNT (IN RS.) | [5 empty] | 2427525.33 |  | 0 |  | 0 |  | 0 |  | 51488.5 | 2479013.83
Inventory
Name of Zone : Garhwal Zone, Roorkee PTCUL
Name of Circle: 400 kV O&M Circle, Rishikesh
Name of Division : 400 KV O&M Division Rishikesh
Name of Substation : 400 KV Substation, Virbhadra, Rishikesh
Name of J.E : Smt. Neha Joshi
Month : August 2025
Sl. No. | Item Code | Name of Items | Unit | Unit Rate in Rs. | Useable |  | Unservicable |  | Non-Moving |  | Obsolete |  | Scrap |  | Total Inventory Amt.
[5 empty] | Qty. | Total Amount in Rs. | Qty. | Total Amount in Rs. | Qty. | Total Amount in Rs. | Qty. | Total Amount in Rs. | Qty. | Total Amount in Rs.
1 | NA | 220 V DCDB box with following specification a) Operating Voltage:220V DC b) Separate copper bus bar provision for each battery bank Ist and 2nd. c) 2 Nos. Input volt meter for each bus. d) 2 Nos. DC Amp. Meter for each bus. e) DCDB size: height 1.5 Mtr X width 1 Mtr. X dept 0.5 Mtr. f) 10 Nos. output (5Nos. for each bus section) g) 01 No. Bus coupler used for connected both input DC bus bar. h) Double pole MCB (32Amp) for each output DCDB. i) 2 Nos. MCCB/Switch (100amp) for input of each bus. j) Indication (red color) for each output bay (10 Nos.) k) Provision for earthing point by nut bolt etc. l) Cable termination of input-output is mounted side of the DCDB. | No. | 102534.8 | 1 | 102534.8 | [8 empty] | 102534.8
2 | VV6V507001 | 420 KV CVT 1Phase | No. | 497681.46 | 1 | 497681.46 | [8 empty] | 497681.46
3 | MM4M401020 | Energy Meter L&T make old & used | Nos. | 500 | 2 | 1000 | [8 empty] | 1000
4 | NA | Buchholz relay suitable for 240 MVA BHEL make T/F (Old & Defective) (Received Back) | Nos. | 2000 | [8 empty] | 2 | 4000 | 4000
5 | NA | ACSR Moose conductor Scrap | Kg. | 10 | [8 empty] | 49 | 490 | 490
6 | NA | ODS switch (TNC switch) Dismantal & damaged | No. | 10 | [8 empty] | 1 | 10 | 10
7 | NA | Take off assembly suitable for 220 KV Isolator (Dismantal & damaged) | No. | 25 | [8 empty] | 2 | 50 | 50
8 | NA | Battery Cell 2V Old, Dismantal & damaged | No. | 100 | [8 empty] | 22 | 2200 | 2200
9 | NA | Panel Meter (Old & Defective) | No. | 2 | [8 empty] | 22 | 44 | 44
10 | NA | M.S. Scrap | Kg. | 5 | [8 empty] | 197 | 985 | 985
11 | NA | ACSR Moose Conductor Scrap (Old and Used) | Kg. | 10 | [8 empty] | 23 | 230 | 230
12 | NA | Empty Drum of transformer oil | No | 200 | 184 | 36800 | [8 empty] | 36800
13 | NA | Transformer oil (old, used ) | Ltr. | 25 | 4180 | 104500 | [8 empty] | 104500
14 | NA | 420 KV CT (2000/1000/500/1A) Accuracy Class:-0.2S, Core:- 5 core (4 prot. & 1 Metering) with junction box. | Nos. | 842520 | 2 | 1685040 | [8 empty] | 1685040
15 | NA | 420KV CVT (400KV/110V), Class 0.2 with junction box. | Nos. | 414180 | 2 | 828360 | [8 empty] | 828360
16 | NA | 400KV Surge Arrestor | Nos. | 237770 | 3 | 713310 | [8 empty] | 713310
17 | NA | 245KV CT (1600/800/1) Accuracy Class:-0.2S, Core:- 5 core (4 prot. & 1 Metering) with junction box. | Nos. | 324500 | 2 | 649000 | [8 empty] | 649000
18 | NA | 245KV CVT (220KV110V), Class 0.2 with junction box. | Nos. | 222430 | 2 | 444860 | [8 empty] | 444860
19 | NA | MOTOR 0.4 KV | NO. | 1600 | 1 | 1600 | [8 empty] | 1600
20 | NA | HEAD COVER "O" RING FOR 240 MVA T/F BHEL | NO. | 1447.66 | 12 | 17371.92 | [8 empty] | 17371.92
21 | NA | LOWER RIM GASKET OF TANK OF 240 MVA T/F BHEL | NO. | 15000 | 1 | 15000 | [8 empty] | 15000
22 | NA | GASKET OF OLTC HEAD TEN K 630 X 740 | NO. | 500 | 3 | 1500 | [8 empty] | 1500
23 | NA | OIL LEVEL INDICATOR SL. NO. 10598/43 | 0 | 2088 | 1 | 2088 | [8 empty] | 2088
24 | NA | THREADED STEM 16 mm DIA 35 mm LONG | NO. | 10 | 7 | 70 | [8 empty] | 70
25 | NA | STOP BLOCK | NO. | 29 | 5 | 145 | [8 empty] | 145
26 | NA | WHEEL FIXING STUD M 20 X65 | NOS. | 100 | 4 | 400 | [8 empty] | 400
27 | NA | CATTER PIN | NO. | 100 | 4 | 400 | [8 empty] | 400
28 | NA | OIL TEMPERATURE INDICATOR (O.T.I.) | NO. | 3880 | 1 | 3880 | [8 empty] | 3880
29 | NA | PVC CABLE 2C X 25 mm. | MTRS | 10 | 10 | 100 | [8 empty] | 100
30 | NA | CABLE FOR BHEL 19 CX2.5MM2 | MTS | 15 | 100 | 1500 | [8 empty] | 1500
31 | NA | HV BUSHING 36 KV 1000 A | NO. | 2500 | 1 | 2500 | [8 empty] | 2500
32 | NA | 33 KV REACTOR BUSHING W/O CLAMP | NO. | 3000 | 1 | 3000 | [8 empty] | 3000
33 | NA | 33 KV H.T SIDE BUSHING CLAMP FOR 25 MVAR REACTOR | NO. | 1245 | 2 | 2490 | [8 empty] | 2490
34 | II2I206001 | CONDUCTOR HOLDING CLAMP FOR 25 MVAR REACTOR | NOS | 644.8 | 2 | 1289.6 | [8 empty] | 1289.6
35 | NA | OIL LEVEL INDICATOR | NO. | 35880 | 1 | 35880 | [8 empty] | 35880
36 | VV2V208002 | MAGNETIC OIL GAUGE FOR OIL LEVEL INDICATOR | NOS. | 3546 | 2 | 7092 | [8 empty] | 7092
37 | NA | STARTOR FOR 25 MVR REACTOR FANS STADARD MAKE 9 TO 15 AMP TYPE MF-2 415V 50HZ. | NOS. | 865.28 | 1 | 865.28 | [8 empty] | 865.28
38 | NA | SOLENOIDE COIL Y1 220V DC FOR 8TJ2 COMMODITY CODE 85389099 | NOS. | 49587.65 | 6 | 297525.9 | [8 empty] | 297525.9
39 | NA | SOLENOIDE COIL Y2 220V DC FOR 8TJ2 COMMODITY CODE 85389099 | NOS. | 49587.65 | 5 | 247938.25 | [8 empty] | 247938.25
40 | NA | EA ENABLING MODULE FOR INTER LOCKING PANEL 8TJ3OO1 AL:H ECCH:N | NOS. | 348791.7 | 1 | 348791.7 | [8 empty] | 348791.7
41 | NA | FLEXIBLE TERMINAL CONNECTORS OF 400 KV CT | NOS. | 1176 | 2 | 2352 | [8 empty] | 2352
42 | NA | CLAMP TERMINAL OF 400 CT | NOS. | 300 | 2 | 600 | [8 empty] | 600
43 | NA | TERMINAL PORECELAIN | NOS. | 500 | 6 | 3000 | [8 empty] | 3000
44 | NA | INSULATING TUBE EPOXIBLE | NOS. | 200 | 4 | 800 | [8 empty] | 800
45 | NA | N2 SEALING CORT | NOS. | 500 | 5 | 2500 | [8 empty] | 2500
46 | NA | GASKET OF EXPENSION CHAMBER | NOS. | 810 | 3 | 2430 | [8 empty] | 2430
47 | FF1F106007 | EYE BOLT | NOS. | 5 | 5 | 25 | [8 empty] | 25
48 | NA | DIAPHRAM | NOS. | 10 | 3 | 30 | [8 empty] | 30
49 | NA | FIRE FLY GASKET OF TERMINAL CONNECTORS | NOS. | 10 | 16 | 160 | [8 empty] | 160
50 | VV2V201013 | OIL LEVEL GUAGE GASKET | NOS. | 10 | 4 | 40 | [8 empty] | 40
51 | NA | OTHER GASKET | NOS. | 5 | 30 | 150 | [8 empty] | 150
52 | NA | BIMETALIC COPPER SLEAVE FOR TERMINAL CONNECTOR | NOS. | 25 | 1 | 25 | [8 empty] | 25
53 | NA | OIL LEVEL GLASS | NOS. | 10 | 4 | 40 | [8 empty] | 40
54 | NA | G.I. CSK BOLT 5/8" X 2" | NOS. | 5 | 11 | 55 | [8 empty] | 55
55 | NA | 420 KV CT SL NO 10646 C&G MAKE | NOS. | 180000 | 1 | 180000 | [8 empty] | 180000
56 | NA | TWIN MOOSE CONDUTOR CLAMP FOR 220 KV ABB MAKE 'CT' | NOS. | 2008.2 | 5 | 10041 | [8 empty] | 10041
57 | VV5V406010 | LINK TYPE CONNECTORS FOR PT/CT JUNCTION BOX | NOS. | 86.31 | 35 | 3020.85 | [8 empty] | 3020.85
58 | NA | CT CLAMP ABB FOR SINGLE MOOSE OLD AND USED | NOS. | 10 | 1 | 10 | [8 empty] | 10
59 | NA | 400 KV CT OF RATIO 2000-1000/1AMP. 5 CORE WITH MARSHALLING BOX AND TERMINAL CONNECTORS | NOS. | 632200 | 1 | 632200 | [8 empty] | 632200
60 | NA | SECONDERY TERMINAL | NOS. | 2000 | 1 | 2000 | [8 empty] | 2000
61 | NA | METALIC BELLOW | NOS. | 3000 | 1 | 3000 | [8 empty] | 3000
62 | NA | SET OF GASKET (7 PIE.) | NOS. | 2200 | 1 | 2200 | [8 empty] | 2200
63 | NA | GUN METAL PACKING OF TERMINAL CONNECTORS W/O BOLT & NUT (4 PIE.) | NOS. | 200 | 2 | 400 | [8 empty] | 400
64 | VV7V701004 | TERMINAL CLAMP SUITABLE FOR ACSR MOOSE TO 220 KV CVT | NOS. | 2600 | 4 | 10400 | [8 empty] | 10400
65 | NA | TERMINAL CONNECTOR SUITABLE FOR 4" IPS PIPE EXPANSION TYPE CONNECTORS | NOS. | 1000 | 1 | 1000 | [8 empty] | 1000
66 | NA | 420 KV CVT S/NO 6168975 WITH TERMINAL CONNECTORS (BHEL) | NO. | 432590 | 1 | 432590 | [8 empty] | 432590
67 | NA | PORCELAIN SUPPORT INSULATOR | NOS. | 5725 | 17 | 97325 | [8 empty] | 97325
68 | NA | ROTATING COLUMN | NOS. | 5000 | 25 | 125000 | [8 empty] | 125000
69 | NA | UPPER SECTION ISOLATOR TYPE TF-4165 | NOS. | 63000 | 4 | 252000 | [8 empty] | 252000
70 | NA | MOTOR OPERATED MACHINE TYPE G.M.F.-1-6 (CONTACTOR C1&C2-1 NO EACH OF 1 NO. MACHINE ISSUED TO SHRI P.K. JAIN J.E. IN 6/99) | NOS. | 76000 | 4 | 304000 | [8 empty] | 304000
71 | NA | TRAPZIES (WITH CORONA SPHEROIDE -10 NO. SPACER -20 | NOS. | 306 | 5 | 1530 | [8 empty] | 1530
72 | NA | COUPLING TUBE | NOS. | 200 | 6 | 1200 | [8 empty] | 1200
73 | NA | PART NO. 61-157-235-01 CONNECTING ASSY. FOR COUPLING TUBE | NOS. | 100 | 30 | 3000 | [8 empty] | 3000
74 | NA | BOLT WITH NUTS & SPRING WASHER EACH SET OF 10 NOS. | NOS. | 5 | 10 | 50 | [8 empty] | 50
75 | NA | CYLINDER SCREW 16 KT FUZK M16 X 35 | NOS. | 2 | 24 | 48 | [8 empty] | 48
76 | NA | HEXAGONAL (NUT SUZK M-16) | NOS. | 2 | 72 | 144 | [8 empty] | 144
77 | NA | LOCK WASHER NERO -16 | NOS. | 0.5 | 552 | 276 | [8 empty] | 276
78 | NA | SET OF SCREW | NOS. | 5 | 26 | 130 | [8 empty] | 130
79 | NA | HEXAGONAL SCREW FUZK/M16X 40 | NOS. | 2 | 458 | 916 | [8 empty] | 916
80 | NA | WASHER NERO NO.-12 | NOS. | 0.25 | 24 | 6 | [8 empty] | 6
81 | NA | LIMIT SWITCH FOR PILOT DUTY 2 NO + 2NC 220 V DC 2 AMP FOR 400 KV STANDARD ISOLATOR | NOS. | 500 | 10 | 5000 | [8 empty] | 5000
82 | NA | LOCK WASHER NERO -10 | NOS. | 0.25 | 24 | 6 | [8 empty] | 6
83 | NA | HEXAGONAL (NUT M-10) | NOS. | 2 | 25 | 50 | [8 empty] | 50
84 | NA | POLY CONE INSULATOR OF 220 KV S/S (1 NO. PORCELINE COLLER CHIPPED) | NOS. | 244 | 3 | 732 | [8 empty] | 732
85 | NA | BUS SUPPORT CLAMP FOR SINGLE MOOSE - (OLD AND USED ) | NOS. | 10 | 8 | 80 | [8 empty] | 80
86 | VV1V103044 | TERMINAL CONNECTOR TWIN MOOSE | NO. | 220 | 2 | 440 | [8 empty] | 440
87 | NA | RIGID TYPE TERMINAL CONNECTOR FOR 2" IPS ALUMINIUM TUBES | NO. | 150 | 2 | 300 | [8 empty] | 300
88 | NA | TERMINAL CONNECTOR 2' IPS ALUMINIUM TUBE TO 33 KV ISOLATOR | NO. | 202 | 2 | 404 | [8 empty] | 404
89 | SS4S402001 | JAW FOR 33 KV ISOLATOR | NO. | 4680 | 2 | 9360 | [8 empty] | 9360
90 | NA | BLADE BASE FOR 33 KV ISOLATOR | NO. | 10340 | 3 | 31020 | [8 empty] | 31020
91 | NA | 4"- IPS ALUMINIUM SLEAVES | NO. | 10 | 3 | 30 | [8 empty] | 30
92 | II0I002001 | PG CLAMP FOR TARANTULLA TO TARANTULLA | NO. | 500 | 1 | 500 | [8 empty] | 500
93 | II0I002002 | PG CLAMP FOR SINGLE TARAMTULLA TO MOOSE | NO. | 500 | 2 | 1000 | [8 empty] | 1000
94 | BB1B103001 | 33 KV REACTOR CONNECTOR | NO. | 100 | 3 | 300 | [8 empty] | 300
95 | NA | 2" IPS PAD CONNECTOR | NO. | 200 | 1 | 200 | [8 empty] | 200
96 | NA | TERMINAL CONNECTOR FOR 400 KV P.G. ISOLATOR SUITABLE FOR 4" IPS AL TUBE | NO. | 1000 | 1 | 1000 | [8 empty] | 1000
97 | NA | TERMINAL CONNECTOR FOR LA | NO. | 100 | 4 | 400 | [8 empty] | 400
98 | BB1B103001 | SADDLE FOR MOOSE CONDUCTOR | NO. | 40 | 10 | 400 | [8 empty] | 400
99 | NA | TERMINAL CLAMP | NO. | 50 | 6 | 300 | [8 empty] | 300
100 | NA | EARTH WIRE CLAMP | NO. | 50 | 1 | 50 | [8 empty] | 50
101 | NA | SAG COMPENSATING SPRING WITH COPPER LOOP 18.5 SQ mm. | NO. | 300 | 1 | 300 | [8 empty] | 300
102 | NA | FLEXIBLE TERMINAL CONNECTORS FOR 400 KV ISOLATOR FOR 4" IPS AL. TUBE | NO. | 2000 | 3 | 6000 | [8 empty] | 6000
103 | NA | H.T. HEX HEAD SCREW 16 X 50 WITHOUT NUTS & SPRING WASHER | NO. | 2 | 406 | 812 | [8 empty] | 812
104 | NA | MIDDLE UNIT OF 400 KV BUS ISOLATOR POST SUPPORT INSULATORS H.F.C. MAKE | NO. | 5000 | 1 | 5000 | [8 empty] | 5000
105 | NA | 22 KV POST INSULATOR S | NO. | 120 | 1 | 120 | [8 empty] | 120
106 | NA | 30 mm. NUTS | NO. | 0.5 | 85 | 42.5 | [8 empty] | 42.5
107 | NA | 30mm. SPRING WASHER | NO. | 0.5 | 52 | 26 | [8 empty] | 26
108 | NA | 16 mm. NUTS | NO. | 0.5 | 450 | 225 | [8 empty] | 225
109 | NA | G.I. BOLTS & NUTS 1X 1*1/2 | NO. | 8 | 30 | 240 | [8 empty] | 240
110 | NA | G.I. BOLTS & NUTS 1 X2*1/4 | NO. | 8 | 70 | 560 | [8 empty] | 560
111 | NA | G.I. BOLTS & NUTS 1 X3*1/2 | NO. | 10 | 50 | 500 | [8 empty] | 500
112 | NA | G.I. BOLTS & NUTS 2" X 16 mm.DIA | NO. | 1 | 590 | 590 | [8 empty] | 590
113 | NA | 30 mm. SLOTS PACKING WASHER | NO. | 3 | 50 | 150 | [8 empty] | 150
114 | NA | 1/2" NUT | NO. | 0.5 | 340 | 170 | [8 empty] | 170
115 | NA | BOLTS & NUTS OF PALE FENCING | NOS. | 0.2 | 601 | 120.2 | [8 empty] | 120.2
116 | NA | G.I. BOLT & NUTS (5/8" X 1*1/4") | KG | 16 | 11.5 | 184 | [8 empty] | 184
117 | NA | G.I. BOLTS & NUTS (5/8" X 1*1/4 TO 3") | KG | 16 | 487.5 | 7800 | [8 empty] | 7800
118 | NA | SQUARE WASHER 5/8" | NOS. | 0.1 | 1800 | 180 | [8 empty] | 180
119 | NA | SCREWS 5/32 | NOS. | 0.1 | 200 | 20 | [8 empty] | 20
120 | NA | 5/8" X 3/4" G.I. BOLTS & NUTS WITH SPRING WASHERS | NO. | 3 | 95 | 285 | [8 empty] | 285
121 | NA | 5/8" X 2-1/2 G.I. BOLTS & NUT & SPRING WASHERS | NO. | 2 | 60 | 120 | [8 empty] | 120
122 | NA | FLAT WASHER ROUND | NO. | 1 | 800 | 800 | [8 empty] | 800
123 | NA | TERMINAL CONNECTOR | NO. | 50 | 2 | 100 | [8 empty] | 100
124 | NA | BIMETALIC TERMINAL CONNECTOR FOR P.T | NO. | 150 | 1 | 150 | [8 empty] | 150
125 | NA | TRANSFORMER CLAMP OF COPPER | NO. | 500 | 3 | 1500 | [8 empty] | 1500
126 | NA | L CLAMP FOR 40 KV A | NO. | 100 | 2 | 200 | [8 empty] | 200
127 | NA | SPACERS | NO. | 613.6 | 9 | 5522.4 | [8 empty] | 5522.4
128 | NA | HT BUSHING CLAMP 4" AL PIPE BUS BAR | NO. | 6510 | 1 | 6510 | [8 empty] | 6510
129 | NA | BUS BAR CLAMP OF AL ALLOY FOR HOLDING 1" | NO. | 17160 | 2 | 34320 | [8 empty] | 34320
130 | NA | 22 KV POST INSULATOR S | NO. | 400 | 3 | 1200 | [8 empty] | 1200
131 | NA | U CLEVICE | NO. | 30 | 37 | 1110 | [8 empty] | 1110
132 | NA | EYE CLEVICE | NO. | 25 | 10 | 250 | [8 empty] | 250
133 | NA | BOLT AND EYE CLEVICE | NO. | 50 | 25 | 1250 | [8 empty] | 1250
134 | II2I202001 | EARTH WIRE TENSION FITTING FOR 7/9 SWG EARTH WIRE | NO. | 100 | 3 | 300 | [8 empty] | 300
135 | NA | TENSION FITING FOR EARTH WIRE SUIT ABLE FOR 400KV LINE | NO. | 2756.5 | 2 | 5513 | [8 empty] | 5513
136 | VV7V701003 | 400 KV CVT CLAMP SUITABLE FOR TWIN MOOSE CONDUCTOR | NO. | 15890 | 2 | 31780 | [8 empty] | 31780
137 | NA | ANCHOR SHAKLE | NO. | 10 | 1 | 10 | [8 empty] | 10
138 | II4I406010 | STEEL FERRULES | NO. | 10 | 1 | 10 | [8 empty] | 10
139 | II4I406002 | CLEAT WITH SOCKET EYE | NO. | 15 | 1 | 15 | [8 empty] | 15
140 | NA | COMPRESSION DEAD END | NO. | 15 | 1 | 15 | [8 empty] | 15
141 | II4I406004 | GRADING RING | NO. | 35 | 2 | 70 | [8 empty] | 70
142 | NA | SOCKET CLEVICE | NO. | 15 | 1 | 15 | [8 empty] | 15
143 | NA | YOKE PLATE | NO. | 20 | 1 | 20 | [8 empty] | 20
144 | FF0F045001 | CLEAT | NO. | 50 | 12 | 600 | [8 empty] | 600
145 | II4I406004 | GRADING RING | NO. | 50 | 12 | 600 | [8 empty] | 600
146 | NA | BOLT LINK FOR HARD WARE FITTING | NO. | 195 | 3 | 585 | [8 empty] | 585
147 | NA | 120 KV L.A. | NOS. | 30000 | 3 | 90000 | [8 empty] | 90000
148 | NA | INSULATING BASE | NOS. | 2000 | 1 | 2000 | [8 empty] | 2000
149 | NA | CORONA RING ASSY. | NOS. | 40 | 4 | 160 | [8 empty] | 160
150 | NA | GRADING RING ASSY. TOP | NOS. | 40 | 3 | 120 | [8 empty] | 120
151 | NA | GRADING RING ASSY. (BOTTOM) | NOS. | 40 | 3 | 120 | [8 empty] | 120
152 | NA | ARMS | NOS. | 350 | 9 | 3150 | [8 empty] | 3150
153 | NA | CLAMPS | NOS. | 10 | 9 | 90 | [8 empty] | 90
154 | NA | CARRIAGE BOLT 1/8" X 1/2" | NOS. | 5 | 9 | 45 | [8 empty] | 45
155 | NA | H.T HEX HEAD (SCREW) 1/2" X 3/8" | NOS. | 2 | 12 | 24 | [8 empty] | 24
156 | NA | SPACER 3/8" THICK TO 1/4 THICK | NOS. | 60 | 18 | 1080 | [8 empty] | 1080
157 | NA | BRACKET FOR GROUND TERMINAL ASSY. | NOS. | 60 | 3 | 180 | [8 empty] | 180
158 | NA | CLAMPS | NOS. | 10 | 3 | 30 | [8 empty] | 30
159 | NA | 198 KV 10KA RATED METOVER MATAL OXIDE SURGE ARRESTOR | NOS. | 39632.42 | 3 | 118897.26 | [8 empty] | 118897.26
160 | NA | 36 KV LIGHTING ARRESTOR MAKE CROMPTOM GREAVES | NOS. | 14787 | 4 | 59148 | [8 empty] | 59148
161 | NA | 1/2" VALVES DIAPHRAM OF STOP VALVE | NOS. | 10 | 2 | 20 | [8 empty] | 20
162 | NA | BLACK RUBBER SEATING OF FRONT COVER OF 6" DELUGE VALUE | NOS. | 50 | 1 | 50 | [8 empty] | 50
163 | NA | DIAPHARM FOR 6" DELUGE VALVE | NOS. | 100 | 4 | 400 | [8 empty] | 400
164 | NA | MOULDED RUBBER DISC FOR 4" DELUGE VALVE | NOS. | 100 | 1 | 100 | [8 empty] | 100
165 | NA | RUBBER COMRISING SEATING FOR 6" VALVE | NOS. | 50 | 4 | 200 | [8 empty] | 200
166 | NA | PROJECTOR SPRAY NOZZLE FOR MULSIFIRE | NOS. | 300 | 10 | 3000 | [8 empty] | 3000
167 | NA | PRIMARY VALVE COMPLETE FOR DELUGE VALVE | NOS. | 100 | 2 | 200 | [8 empty] | 200
168 | NA | QB DETECTOR F TYPE WITH YELLOW BULB | NOS. | 320 | 5 | 1600 | [8 empty] | 1600
169 | NA | PRESSURE SWITCH FOR MULSIFIRE SYSTEM | NO. | 520 | 1 | 520 | [8 empty] | 520
170 | NA | ELEMENT PART NO 136750 | NO. | 400 | 28 | 11200 | [8 empty] | 11200
171 | NA | ELEMENT PART NO 95679 | NO. | 400 | 15 | 6000 | [8 empty] | 6000
172 | NA | ELEMENT PART NO 158 39 | NO. | 400 | 9 | 3600 | [8 empty] | 3600
173 | NA | RUBBER GASKET PART NO AR 3245214 | NO. | 150 | 16 | 2400 | [8 empty] | 2400
174 | NA | RUBBER GASKET OF PART NO AR 3245215 | NO. | 150 | 32 | 4800 | [8 empty] | 4800
175 | NA | RUBBER GASKET OF PART NO AR 3245217 | NO. | 150 | 32 | 4800 | [8 empty] | 4800
176 | NA | RUBBER GASKET OF PART NO AR 3245216 | NO. | 150 | 32 | 4800 | [8 empty] | 4800
177 | NA | ELEMENT OUTER PART NO 3226018 | NO. | 150 | 4 | 600 | [8 empty] | 600
178 | NA | ELEMENT INNER PART NO 3226819 | NO. | 150 | 4 | 600 | [8 empty] | 600
179 | NA | ROTATING RECTIFIRE ASSY SUITABLE FOR BUSH LOSS GUNERATOR (AB 345016) | NO. | 470 | 1 | 470 | [8 empty] | 470
180 | NA | BEARING DE NO NA 324 | NO. | 1000 | 1 | 1000 | [8 empty] | 1000
181 | NA | BEARING NDE NO 6324 | NO. | 1000 | 1 | 1000 | [8 empty] | 1000
182 | NA | WATER FILTER FOR D.G. SET MADE OF ANTICOROSIN MATEL | NO. | 600 | 1 | 600 | [8 empty] | 600
183 | NA | L&T MAKE CONTACTER ML - 12 415 V 3 PHASE | NO | 17992 | 1 | 17992 | [8 empty] | 17992
184 | NA | L&T MAKE SINGLE PHASE PREVENTOR TYPE ES-100 1415 V FOR 1 HP MOTOR | NO | 1934.4 | 1 | 1934.4 | [8 empty] | 1934.4
185 | NA | L&T MAKE SINGLE PHASE PREVENTOR TYPE ES 100 415 V FOR 3 HP MOTOR | NOS | 1934.4 | 1 | 1934.4 | [8 empty] | 1934.4
186 | NA | L&T MAKE SINGLE PHASE PREVENTOR TYPE ES 100 415 V FOR 5 HP MOTOR | NOS | 1934.4 | 2 | 3868.8 | [8 empty] | 3868.8
187 | NA | L&T MAKE SINGLE PHASE PREVENTOR TYPE ES 100 415 V FOR 10 HP MOTOR | NOS | 1934.4 | 1 | 1934.4 | [8 empty] | 1934.4
188 | NA | SWITCH FUSE UNIT WITH SUITABLE BOX TYPE ENCLOSURERATING-160 AMP SET OF TWO NO WITH REQUIRED LENGTH OF CABLE AND LUGS | SET | 74035.32 | 1 | 74035.32 | [8 empty] | 74035.32
189 | NA | 3 PHASE 415 V FOOT MOUNTED (DUTY S-1) MOTOR FOR AIR COMPRESSOR 0.5 HP 1370 RPM NGEF | NOS | 7650.31 | 1 | 7650.31 | [8 empty] | 7650.31
190 | NA | 3 PHASE 415 V FOOT MOUNTED (DUTY S-1) MOTOR FOR VACUUM PUMP(SGR500) 1.5 HP 1400 RPM NGEF | NOS | 9254.41 | 1 | 9254.41 | [8 empty] | 9254.41
191 | NA | 3 PHASE 415 V FOOT MOUNTED MOTOR FOR ROOTS PUMP MB(3000) 10 HP, 1440 RPM NGEF |  | 27763.24 | 1 | 27763.24 | [8 empty] | 27763.24
192 | NA | 3 PHASE 415 V FOOT MOUNTED (DUTY S-1) MOTOR 5 HP, 2880 RPM JYOTI MAKE FOR CENTRIFUGAL PUMP | NOS | 16688.79 | 1 | 16688.79 | [8 empty] | 16688.79
193 | NA | EDGE FILTER CANDLE, ACTIVE LENGTH 1130 (SET OF 32 NOS) | SET | 53459.76 | 2 | 106919.52 | [8 empty] | 106919.52
194 | NA | 65 UL DISCHARGE PUMP | NOS | 45509.93 | 1 | 45509.93 | [8 empty] | 45509.93
195 | NA | GEAR PUMP RT/125 WITHOUT MOTOR | NOS | 48966.4 | 1 | 48966.4 | [8 empty] | 48966.4
196 | NA | HEATER 5.5 KW FOR 6000 LPH CENTRIFUGING OIL FILTRATION PLANT | NOS | 9647.5 | 36 | 347310 | [8 empty] | 347310
197 | NA | OIL PIPES WITH STELL FLANGES SUITABLE FOR 6000 LPH CAP. CENTRIFUGING MACHINE NITRILE RUBBER HOSE PIPES WITH BOTH END CONNECTING FLANGES SUITABLE FOR OIL AND TEMPERATURE OF 100 DEG MAXIMUM SIZE 40NB X 20 MTR. LONG. | NOS | 70370 | 2 | 140740 | [8 empty] | 140740
198 | NA | DECT BASE STATION | NO. | 11319 | 2 | 22638 | [8 empty] | 22638
199 | NA | DECT HAND SET | NO. | 2829.75 | 2 | 5659.5 | [8 empty] | 5659.5
200 | NA | MAIN DISTRIBUTION BOX 50 PAIRS | NOS. | 794.5 | 1 | 794.5 | [8 empty] | 794.5
201 | NA | MAIN DISTRIBUTION BOX 30 PAIRS | NOS. | 522.1 | 3 | 1566.3 | [8 empty] | 1566.3
202 | NA | MAIN DISTRIBUTION BOX 10 PAIRS | NOS. | 238.35 | 3 | 715.05 | [8 empty] | 715.05
203 | NA | 100 AMP. MCCB | NOS. | 10782.5 | 5 | 53912.5 | [8 empty] | 53912.5
204 | NA | RELAY TYPE VAJC MODEL NU VATC 220 V-DC HBF 34 | NOS. | 300 | 17 | 5100 | [8 empty] | 5100
205 | NA | RELAY VTQ M -15 BMA -22398 | NOS. | 3200 | 1 | 3200 | [8 empty] | 3200
206 | NA | COVER GLASS ASSY. | NOS. | 50 | 1 | 50 | [8 empty] | 50
207 | NA | METER CASE WITH GLASS 144Sq mm. | NOS. | 60 | 1 | 60 | [8 empty] | 60
208 | NA | COVER GLASS OF RELAY | NOS. | 200 | 3 | 600 | [8 empty] | 600
209 | NA | COVER GLASS OF RELAY 1/2 VAA -22 | NOS. | 250 | 1 | 250 | [8 empty] | 250
210 | NA | PRINT TYPE E2-EF | NOS. | 500 | 3 | 1500 | [8 empty] | 1500
211 | NA | RESISTANCE 35 W, 3.3 OHM | NOS. | 50 | 3 | 150 | [8 empty] | 150
212 | NA | ODL BASE LAMP HOLDER | NOS. | 10 | 6 | 60 | [8 empty] | 60
213 | NA | ODL 220 V BLANK LABLE | NOS. | 2 | 8 | 16 | [8 empty] | 16
214 | NA | SEMAPHORE DISC OF VAM 12 | NOS. | 50 | 1 | 50 | [8 empty] | 50
215 | NA | SEMAPHORE LENCE FOR ODL LAMP(RED& GREEN) | NOS. | 13 | 16 | 208 | [8 empty] | 208
216 | NA | COVER GLASS ASSY. | NOS. | 50 | 5 | 250 | [8 empty] | 250
217 | NA | RESISTANCE 4 K OHM 35 W | NOS. | 50 | 3 | 150 | [8 empty] | 150
218 | NA | AMPERE METER 0-30 RANGE | NOS. | 100 | 1 | 100 | [8 empty] | 100
219 | NA | RESISTANCE 4 K OHM 12 W FOR ANNANCIATION RELAY. | NOS. | 20 | 12 | 240 | [8 empty] | 240
220 | NA | SPARE KNOB FOR 100 AMP T. P.N. SWITCH | NOS. | 50 | 5 | 250 | [8 empty] | 250
221 | NA | SPARE KNOB FOR VTQM RELAY- TIE -300 | NOS. | 30 | 3 | 90 | [8 empty] | 90
222 | NA | INDICATION KNOB FOR TIE-300 | NOS. | 90 | 12 | 1080 | [8 empty] | 1080
223 | NA | K.W.H. METER 3 X 4, 10 AMP. | NOS. | 500 | 1 | 500 | [8 empty] | 500
224 | NA | MVAR METER 0-30 | NOS. | 100 | 1 | 100 | [8 empty] | 100
225 | NA | ODS SWITCH 16/N/120/SRL2 Phn 101 HAVING 7+1 BLOCK FOR T/F CB. | NOS. | 15990 | 1 | 15990 | [8 empty] | 15990
226 | NA | DIGITAL PANNEL METER FOR 220 KV PANNEL RANGE 0-1000 AMP. | NOS. | 2867 | 2 | 5734 | [8 empty] | 5734
227 | NA | DIGITAL PANNEL METER TO DISPLAY CURRENT IN AMP 132 KV PANNEL RANGE 0-500 AMP | NOS. | 2835 | 1 | 2835 | [8 empty] | 2835
228 | NA | FERQUENCY METER | NOS. | 100 | 1 | 100 | [8 empty] | 100
229 | SS6S610016 | HRC FUSE 20 AMP | NOS. | 34.65 | 17 | 589.05 | [8 empty] | 589.05
230 | SS6S610014 | FUSE 25 AMP BOLTED TYPE | NOS. | 144.36 | 34 | 4908.24 | [8 empty] | 4908.24
231 | SS6S610014 | HRC FUSE BOLTED TYPE 25 AMP | NOS. | 144.36 | 25 | 3609 | [8 empty] | 3609
232 | NA | HRC FUSE GEAR BL MAKE TYPE NHS 8001, 415 V, 160 AMP | NOS. | 823.66 | 6 | 4941.96 | [8 empty] | 4941.96
233 | NA | HRC FUSE 400 AMP. L&T MAKE | NOS. | 933.75 | 2 | 1867.5 | [8 empty] | 1867.5
234 | NA | FUSE 315 AMP. TSK 315 415 V | NOS. | 933.75 | 3 | 2801.25 | [8 empty] | 2801.25
235 | NA | BOTILE TYPE FUSE SUITABLE FOR ELGI MAKE COMPRESSOR 16 AMP. | NOS. | 275.62 | 1 | 275.62 | [8 empty] | 275.62
236 | SS6S610004 | HRC FUSE 200 AMP | NOS. | 692.35 | 3 | 2077.05 | [8 empty] | 2077.05
237 | SS6S610003 | 400 AMP HRC FUSE | NOS. | 959.075 | 3 | 2877.225 | [8 empty] | 2877.225
238 | SS6S610006 | 100 AMP HRC FUSE | NOS. | 732.075 | 9 | 6588.675 | [8 empty] | 6588.675
239 | SS6S610008 | 63 AMP HRC FUSE | NOS. | 505.075 | 15 | 7576.125 | [8 empty] | 7576.125
240 | SS6S610010 | 32 AMP HRC FUSE | NOS. | 454 | 7 | 3178 | [8 empty] | 3178
241 | SS6S613001 | 32 AMP BOTTLE TYPE FUSE | NOS. | 454 | 20 | 9080 | [8 empty] | 9080
242 | SS6S613002 | 16 AMP BOTTLE TYPE FUSE | NOS. | 278.075 | 6 | 1668.45 | [8 empty] | 1668.45
243 | SS6S610020 | 10 AMP HRC FUSE | NOS. | 62.425 | 15 | 936.375 | [8 empty] | 936.375
244 | SS6S610022 | 6 AMP HRC FUSE | NOS. | 62.425 | 38 | 2372.15 | [8 empty] | 2372.15
245 | SS6S610026 | 4 AMP HRC FUSE | NOS. | 45.4 | 40 | 1816 | [8 empty] | 1816
246 | SS6S610003 | 400 AMP HRC | NOS. | 959.075 | 6 | 5754.45 | [8 empty] | 5754.45
247 | SS6S610006 | 100 AMP HRC | NOS. | 732.075 | 15 | 10981.125 | [8 empty] | 10981.125
248 | SS6S610008 | 63 AMP HRC | NOS. | 505.075 | 15 | 7576.125 | [8 empty] | 7576.125
249 | SS6S610010 | 32 AMP HRC | NOS. | 454 | 20 | 9080 | [8 empty] | 9080
250 | SS6S613001 | 32 AMP BOTTLE TYPE | NOS. | 454 | 20 | 9080 | [8 empty] | 9080
251 | SS6S613002 | 16 AMP BOTTLE TYPE | NOS. | 278.075 | 25 | 6951.875 | [8 empty] | 6951.875
252 | SS6S610020 | 10 AMP HRC | NOS. | 62.425 | 28 | 1747.9 | [8 empty] | 1747.9
253 | SS6S610022 | 6 AMP HRC | NOS. | 62.425 | 33 | 2060.025 | [8 empty] | 2060.025
254 | SS6S610027 | 2 AMP HRC | NOS. | 45.4 | 25 | 1135 | [8 empty] | 1135
255 | SS6S610027 | 2 AMP HRC FUSE | NOS. | 45.4 | 45 | 2043 | [8 empty] | 2043
256 | NA | L&T MAKE ET 100 TIMER CAT NO SE 92005 V 240/415 V AC | NO | 866.32 | 1 | 866.32 | [8 empty] | 866.32
257 | NA | G.I. ROUND WASHER (5/8" X 6MM) | KG. | 16 | 40 | 640 | [8 empty] | 640
258 | NA | BOLTS NUTS & WASHER OF PRDESTAL LINE TRAP | NOS. | 5 | 24 | 120 | [8 empty] | 120
259 | NA | U" BOLT WITH DOUBLE NUT TO SPRING WASHER | NOS. | 1 | 48 | 48 | [8 empty] | 48
260 | NA | FLAT WASHER ROUND | NOS. | 0.1 | 501 | 50.1 | [8 empty] | 50.1
261 | NA | HEX SCREW | NOS. | 1 | 21 | 21 | [8 empty] | 21
262 | NA | ANCHOR BOLT WITH DOUBLE NUT 32 MM | NOS. | 2 | 20 | 40 | [8 empty] | 40
263 | NA | PVC CONTROL CABLE ARMOURED 37C X 2.5 Sqmm. CU 310+503 length | MTS | 98 | 813 | 79674 | [8 empty] | 79674
264 | NA | PVC ARMOURED CABLE 4 X 16 Sqmm., ALUMINIUM (IN PIECES ) | MTS | 10 | 76.2 | 762 | [8 empty] | 762
265 | NA | L.T. CABLE 3*1/2C X 50 Sqmm. | KM | 10 | 0.023 | 0.23 | [8 empty] | 0.23
266 | NA | 4" IPS ALUMINIUM TUBE 40 Mtr IN CUT LENGTH | MTS | 300 | 561.5 | 168450 | [8 empty] | 168450
267 | NA | 2" IPS ALUMINIUM TUBE IN CUT LENGTH | MTS | 140 | 27.7 | 3878 | [8 empty] | 3878
268 | NA | 75 Ohm HP CABLE (OLD/SCRAP) | MTS | 10 | 313 | 3130 | [8 empty] | 3130
269 | NA | P.V.C. POWER CABLE ARMOURED (3/1/2 CORE X 400 SQ mm.) | MTS | 2700 | 484 | 1306800 | [8 empty] | 1306800
270 | NA | P.V.C. POWER CABLE ARMOURED (3/1/2 CORE X 25 SQ mm.)IN CUT LENGTH | MTS | 15 | 27 | 405 | [8 empty] | 405
271 | NA | HEAT SHIRNKING OUT DOOR AND TERMINATION KIT SUITABLE FOR 33 KV 3X50 SQ MM XLPE COLDE | NOS | 14560 | 1 | 14560 | [8 empty] | 14560
272 | NA | CABLE AL-XLPE 3X300 MM2 33 KV ARMOURED CABLE | MTR | 1428.5 | 11 | 15713.5 | [8 empty] | 15713.5
273 | PP1P146002 | DRILL BIT 5/8" (OLD & USED) | NOS. | 80 | 2 | 160 | [8 empty] | 160
274 | PP1P146002 | DRILL BIT 1/2" (OLD & USED) | NOS. | 50 | 1 | 50 | [8 empty] | 50
275 | NA | SPECIAL CLAMPS | NOS. | 30 | 9 | 270 | [8 empty] | 270
276 | NA | PLASTIC CONTAINER 20 LIT EMPTY | NOS. | 10 | 4 | 40 | [8 empty] | 40
277 | NA | BRUSH ABLE THERMA PLASTIC CAPLYMER BASE INSULATION COATING MATERIAL OF DICLET , IC STRENGTH OF 55 KV/MM | KG. | 9000 | 5 | 45000 | [8 empty] | 45000
278 | NA | 11 KV DISC INSULATOR (11500 KG X PIN) | NOS. | 100 | 240 | 24000 | [8 empty] | 24000
279 | CC3C317001 | ALUMINUM TAP ROL 2" | NOS. | 936.375 | 5 | 4681.875 | [8 empty] | 4681.875
280 | VV2V204001 | TRANSFORMER OIL (FRESH) DRUM EACH 209 LITER | NOS. | 11304.6 | 1 | 11304.6 | [8 empty] | 11304.6
281 | NA | EHV GRADE T/F OIL DRUM CONFERMING TO IS 335/1993 | LTR. | 69.78 | 54 | 3768.12 | [8 empty] | 3768.12
282 | FF3F302005 | M.S. RAILS 90 LBS 9 TO 10 M LONG | NOS. | 1000 | 4 | 4000 | [8 empty] | 4000
283 | NA | LOCKING DEVICE FOR 90 Lbs RAIL | NOS. | 50 | 4 | 200 | [8 empty] | 200
284 | FF4F401006 | RS JOIST 8" X 6" (6 TO 6.5 M LONG) | NOS. | 1000 | 2 | 2000 | [8 empty] | 2000
285 | FF4F401002 | RS JOIST 100 X100X16 MM. 9.5 M LONG | NOS. | 500 | 1 | 500 | [8 empty] | 500
286 | FF4F401003 | RS JOIST 75X150 MM 9.5 M LONG | NOS. | 700 | 1 | 700 | [8 empty] | 700
287 | FF4F401004 | RS JOIST 75X150 MM IN BEND CONDITION | NOS. | 200 | 1 | 200 | [8 empty] | 200
288 | NA | CABLE GLAND 3*1/2 X 128 MM. | NOS. | 50 | 6 | 300 | [8 empty] | 300
289 | CC3C313002 | CABLE GLAND 3*1/2 X 400 MM. | NOS. | 150 | 14 | 2100 | [8 empty] | 2100
290 | CC3C313001 | CABLE GLAND 1C X 400 MM. | NOS. | 150 | 6 | 900 | [8 empty] | 900
291 | NA | CABLE GLAND COMPRESSOR TUBE FOR 1 C X 400 SQ.MM. CABLE | NOS. | 40 | 60 | 2400 | [8 empty] | 2400
292 | NA | CABLE LUGS COMPRISION TYPE FOR 400 K.V. S/S AL. POWER CABLE | NOS. | 100 | 3 | 300 | [8 empty] | 300
293 | NA | CU. LUGS 2.5 MM. | NOS. | 0.3 | 608 | 182.4 | [8 empty] | 182.4
294 | NA | CU LUGS 4.0MM. | NOS. | 0.4 | 885 | 354 | [8 empty] | 354
295 | NA | CABLE MARKER | NOS. | 30 | 6 | 180 | [8 empty] | 180
296 | NA | 11 KV HEAT STRINK TYPE STRAIGHT THROUGH CABLE JOINTING KIT 3X400 XCPF | NO. | 9412 | 1 | 9412 | [8 empty] | 9412
297 | NA | M SEEAL PUSH ON OUTDOOR END TERMINATION FOR 11 KV X LPECABLE OF ISZE 3X300 SQMM. | NO. | 4500 | 1 | 4500 | [8 empty] | 4500
298 | NA | STAY WIRE ROPES 3/4 " DIA | MTR | 10 | 35 | 350 | [8 empty] | 350
299 | NA | G.I. EARTH WIRE 26*5 SQMM | KG | 10 | 210 | 2100 | [8 empty] | 2100
300 | PP0P016005 | FLEXIBLE STEEL WIRE ROPE 10 MM DIA | MTR | 10 | 200 | 2000 | [8 empty] | 2000
301 | NA | SISAL ROPE 1" DIA | KG | 20 | 20 | 400 | [8 empty] | 400
302 | PP0P016006 | STEEL WIRE ROPE 8 MM | MTR | 114.4 | 100 | 11440 | [8 empty] | 11440
303 | PP0P016004 | STEEL WIRE ROPE 12 MM | MTR | 156 | 75 | 11700 | [8 empty] | 11700
304 | PP0P015016 | POLY PROPLENE ROPE 12 MM | KG. | 130 | 20.1 | 2613 | [8 empty] | 2613
305 | NA | POLY PROPLENE ROPE 20 MM | KG. | 130 | 50 | 6500 | [8 empty] | 6500
306 | NA | 7/9 SWG EARTH WIRE | KM. | 78375 | 2 | 156750 | [8 empty] | 156750
307 | II2I202001 | TENSION CLAMP SUITABLE FOR 7/9 SWG EARTH WIRE | NOS | 1149.5 | 2 | 2299 | [8 empty] | 2299
308 | FF0F015002 | GALVANIZED TOWER PARTS (OLD & DISMANTE) | MT | 10000 | 1.21 | 12100 | [8 empty] | 12100
309 | NA | EARTH WIRE 7/9 SWG | MTR | 10 | 144 | 1440 | [8 empty] | 1440
310 | PP0P016014 | STAY WIRE ROPES 7/10 SWG | KG | 10 | 90 | 900 | [8 empty] | 900
311 | NA | G.I. WIRE NOS 8 | KG | 10 | 45 | 450 | [8 empty] | 450
312 | NA | TEMPLATE 400 KV B TYPE TOWER | SET | 36380 | 1 | 36380 | [8 empty] | 36380
313 | II3I301001 | JOINT MID SPAIN FOR MOOSE CONDUCTOR COMPLETE | NOS | 1000 | 3 | 3000 | [8 empty] | 3000
314 | NA | REPAIR SLEAVE FOR MOOSE CONDUCTOR | NOS. | 300 | 1 | 300 | [8 empty] | 300
315 | II3I301008 | JOINT MID SPAIN FOR EARTH WIRE 7/9 SWG | NOS. | 505 | 6 | 3030 | [8 empty] | 3030
316 | NA | STUB AND CLEAT FOR TOWR TYPE "MAT" LKMATIH L 200X200X18H BSE .4363.00MM LENGTH LKMAT2H L 100X100X6H-BSEI 400.00 MM LENGTH LKMAT3LH L100X100X6H-BSEL 265.00MM LENGTH LKMAT 3RH L 100X100X6H-BSEI 265.00 | NOS. | 76006 | 3 | 228018 | [8 empty] | 228018
317 | A102 | STAY WIRE | KG. | 15 | 10 | 150 | [8 empty] | 150
318 | NA | STUB AND CLEAT FOR TOWER TYPE "MAT" LKMATIH L 200X200X18 H BSE .4363.00MM LENGTH LKMAT2H L 100X100X6H-BSEI 400.00 MM LENGTH LKMAT3LH L100X100X6H-BSEL 265.00 MM LENGTH LKMAT 3RH L 100X100X6H-BSEI 265.00 | SET | 73006 | 3 | 219018 | [8 empty] | 219018
319 | NA | COMPRESSION TYPE TENSION CLAMP SUITABLE FOR 7/9 SWG GS EARTH WIRE FOR 400 KV LINE | NOS. | 1702.5 | 15 | 25537.5 | [8 empty] | 25537.5
320 | NA | BUNDLE SPACERS COMPLETE WITH PA ROAD SUITABLE ROD TWIN MOOSE CONDUCTOR OF 400 KV LINE. | NOS. | 2837.5 | 10 | 28375 | [8 empty] | 28375
321 | II3I303001 | VIBRATION DAMPER SUITABLE FOR ACSR MOOSE CONDUCTOR OF 400 KV LINE | NOS. | 2270 | 2 | 4540 | [8 empty] | 4540
322 | NA | Polymer insulator string of 160 KN suitable for 400 KV line tension tower | NOS. | 16399.6 | 13 | 213194.8 | [8 empty] | 213194.8
323 | NA | MVAR meter range (-200 to +200) CTR 500/1A PTR-110KV/110V | No. | 11200 | 1 | 11200 | [8 empty] | 11200
324 | NA | Siemens make 3 phase contractor 3TA4822, 415V-498V, 50HZ 60 HZ | No. | 9534 | 1 | 9534 | [8 empty] | 9534
325 | MM3M304001 | Digital power meter, 3 phase, 3E-4W. 400 KV /110 Volt Ac, MKW meter, Accuracy class 0.2. Size: (140 mm x 140 mm) or (96 mm x 96 mm) as per availability in market and CTR: 2000/1 | No. | 10669 | 2 | 21338 | [8 empty] | 21338
326 | MM3M304001 | Digital power meter, 3 phase, 3E-4W, 400 KV/110 Volt AC, MKVAR Meter, Acuracy class 0.2. Size: (140 mm X 140mm) or (96 mm x 96 mm) as per availability in market and CTR: 2000/1 | No. | 10669 | 2 | 21338 | [8 empty] | 21338
327 | VV2V206002 | Digital Repeater OTI (oil Temp. Indicator) Meter, Temp. 150 oC 40-53 HZ, Aux supply 90-260V AC/DC | No. | 13960.5 | 2 | 27921 | [8 empty] | 27921
328 | VV2V207003 | Digital Repeater WTI (winding Temp. Indicator) Meter, Temp. 150oC 40-53 Hz, Aux Supply 90-260 V AC/DC | No. | 11009.5 | 2 | 22019 | [8 empty] | 22019
329 | SS6S610003 | HRC Fuse 400 Amp. good quality of ISI mark | No. | 1106.63 | 7 | 7746.41 | [8 empty] | 7746.41
330 | SS6S610001 | HRC fuse 850 Amp. | No. | 2809.13 | 2 | 5618.26 | [8 empty] | 5618.26
331 | SS6S610002 | HRC fuse 660 Amp. | No. | 2497 | 1 | 2497 | [8 empty] | 2497
332 | NA | Earthing plate top side made by copper as per direction of Engineer Incharge | No. | 2218.92 | 4 | 8875.68 | [8 empty] | 8875.68
333 | NA | Anti Oxidant forging terminal stud brass make 10 x50 mm size with 2 Nos. washer and chuk nuts. | No. | 90.8 | 33 | 2996.4 | [8 empty] | 2996.4
334 | JJ1J101026 | Y1 Coil-LA 516771 AY | No. | 7549.24 | 2 | 15098.48 | [8 empty] | 15098.48
335 | JJ1J101027 | Y2 Coil-LA 516771 AY | No. | 7549.24 | 2 | 15098.48 | [8 empty] | 15098.48
336 | NA | Overload and Single phasing Prevener 4.5A-5.5A | No. | 1702.5 | 2 | 3405 | [8 empty] | 3405
337 | NA | Timer ET-100 Voltage -220V AL | No. | 1702.5 | 2 | 3405 | [8 empty] | 3405
338 | NA | 220Volt heavy duty DC Hooter sound output range is 90db to 110 db | No. | 2718.5 | 1 | 2718.5 | [8 empty] | 2718.5
339 | JJ1J101003 | Closing Coil-126 Ohm, 220V DC-400 KV Sp/SP Breaker | No. | 3886.875 | 4 | 15547.5 | [8 empty] | 15547.5
340 | JJ1J101001 | Tripping coil-80Ohm, 220V DC-400 KV Sp/SP Breaker | No. | 3886.875 | 4 | 15547.5 | [8 empty] | 15547.5
341 | SS7S701003 | MCB-220V DC 16A | No. | 1036.5 | 5 | 5182.5 | [8 empty] | 5182.5
342 | NA | PD timer 400 KV SP/Sp Breaker OMRON make H3DK2-AZ-220 V DC | No. | 15936.19 | 5 | 79680.95 | [8 empty] | 79680.95
343 | NA | Contactor for PD 3 NO+2NC, 220V DC SCHNEIDER or equivalent make | No. | 3044.72 | 6 | 18268.32 | [8 empty] | 18268.32
344 | NA | DC Supervision change over contactor 3 No+2NC, 220 DC SCHNEIDER make | No. | 3044.72 | 5 | 15223.6 | [8 empty] | 15223.6
345 | NA | (a) Add on Block 2 No+2NC | No. | 842.16 | 4 | 3368.64 | [8 empty] | 3368.64
346 | NA | (b) Add on Block 4 No | No. | 842.16 | 4 | 3368.64 | [8 empty] | 3368.64
347 | NA | Gas filling valve (Gas filling device consisting of Gas regulator, Gas pipe 3 Mtr. Length, gas filling adaptor) | No. | 18365.48 | 1 | 18365.48 | [8 empty] | 18365.48
348 | MM2M202005 | 110V/220 KV Volt meter (AE/Schneider/L&T) with following specification:- 1. Operating Voltage:– 90V-270V AC, 50Hz 2. Digit:– 4 digit display 3. Display Color:– Red 4. Accuracy class:– 1.0 | Nos. | 2773 | 2 | 5546 | [8 empty] | 5546
349 | JJ2J201003 | Closing Coil for 245 KV SF6 CB 220V DC | Nos. | 1200 | 9 | 10800 | [8 empty] | 10800
350 | JJ2J201001 | Tripping coil for 245 KV SF6 CB 220V DC | Nos. | 1200 | 8 | 9600 | [8 empty] | 9600
351 | NA | S3 SPARE1 CU PIPE WITH ADAPTOR WITH O RING | No. | 13126.32 | 1 | 13126.32 | [8 empty] | 13126.32
352 | MM2M203004 | Amper meter | No. | 2914.6 | 2 | 5829.2 | [8 empty] | 5829.2
353 |  | Pipe type structure of 400 KV CT | No. | 50000 | 1 | 50000 | [8 empty] | 50000
354 |  | ACDB Panel (Old and used) Received back | No. | 10000 | 1 | 10000 | [8 empty] | 10000
355 |  | 400KV DOUBLE BREAK MOTOR OPERATED ISOLATOR WITH EARTH SWITCH | No. | 1241800.02 | 2 | 2483600.04 | [8 empty] | 2483600.04
356 |  | 220KV DOUBLE BREAK MOTOR OPERATED ISOLATOR WITH EARTH SWITCH | NO. | 350401.62 | 4 | 1401606.48 | [8 empty] | 1401606.48
357 | NA | RESISTANCE BULB TYPE 3300330-01 GI NO. 583203 | NOS | 10 | [6 empty] | 1 | 10 |  |  | 10
358 | NA | COMPLETE SET OF GASKET | NOS | 7789 | [6 empty] | 1 | 7789 |  |  | 7789
359 | NA | THERMAL RELAY TYPE H.T.H.-62 A THERMOMETER | NOS | 1145 | [6 empty] | 1 | 1145 |  |  | 1145
360 | NA | THERMAL RELAY TYPE H.T.H.-64 A | NOS | 9058 | [6 empty] | 1 | 9058 |  |  | 9058
361 | NA | FAN BW | NOS | 415.8 | [6 empty] | 1 | 415.8 |  |  | 415.8
362 | NA | INDICATOR OF TEMPERATURE LN -11 A CLASS 2-O NO. 591, 94-0001 | NOS | 4158 | [6 empty] | 1 | 4158 |  |  | 4158
363 | NA | POWER SUPPLY TYPE T-100 R OUTPUT 1.1 KV 20 m | NOS | 2820 | [6 empty] | 1 | 2820 |  |  | 2820
364 | NA | CHANGER SWITCH MT-22 | NOS | 230 | [6 empty] | 1 | 230 |  |  | 230
365 | NA | DIAL OIL LEVEL GAUGE | NOS | 2020 | [6 empty] | 1 | 2020 |  |  | 2020
366 | NA | OIL PUMP RK2 5413 | NOS | 17380 | [6 empty] | 1 | 17380 |  |  | 17380
367 | NA | COMPRESSION TERMINAL TU-200 H X2 X 12 | NOS | 4500 | [6 empty] | 1 | 4500 |  |  | 4500
368 | NA | CLAMP TERMINAL OF MV BUSHING | NOS | 1800 | [6 empty] | 1 | 1800 |  |  | 1800
369 | NA | FUSE 3A FOR COOLER CONTROL PANEL | NOS | 50 | [6 empty] | 2 | 100 |  |  | 100
370 | NA | TERMINAL FOR MV BUSHING | NOS | 1000 | [6 empty] | 1 | 1000 |  |  | 1000
371 | NA | FLEXIBLE TERMINAL HV-0698 | NOS | 4500 | [6 empty] | 2 | 9000 |  |  | 9000
372 | NA | RING FOR FLEXIBLE TERMINAL | NOS | 2500 | [6 empty] | 3 | 7500 |  |  | 7500
373 | NA | UPPER TERMINAL FLEXIBLE | NOS | 4500 | [6 empty] | 3 | 13500 |  |  | 13500
374 | NA | MV BUSHING TYPE 37-245 KV 800 AMP. | NOS | 137100 | [6 empty] | 1 | 137100 |  |  | 137100
375 | VV2V207001 | Winding temperature indicator provided with four mercury switches suitable for -: 240 MVA 400/220/33 kv auto T/F mitsubishi make installed at 400 kv s/s Rishikesh | NOS | 20342.5 | [6 empty] | 2 | 40685 |  |  | 40685
376 | NA | CU" PIPE SUITABLE FOR FITTING IN HYDRAULIC AND OTHER INTER LOCKING PIPE OF (DIFFERENT SIZE) INTER LOCKING PIPE | NOS | 200 | [6 empty] | 7 | 1400 |  |  | 1400
377 | JJ1J101052 | CU" PIPE BUSH | NOS | 70 | [6 empty] | 2 | 140 |  |  | 140
378 | JJ1J101040 | GASKET FOR DRIVING ROD 429,5441-0015 | NOS | 400 | [6 empty] | 2 | 800 |  |  | 800
379 | JJ1J101040 | GASKET FOR DRIVING ROD 42905442-0014 | NOS | 300 | [6 empty] | 1 | 300 |  |  | 300
380 | NA | CABLE SEALING 445 mmLONG 44063012 | NOS | 5 | [6 empty] | 50 | 250 |  |  | 250
381 | NA | O'RING (DIFFERENT SIZE ) | NOS | 20 | [6 empty] | 102 | 2040 |  |  | 2040
382 | NA | SUPPORT RING SRA-1005 | NOS | 25 | [6 empty] | 2 | 50 |  |  | 50
383 | JJ1J101024 | SUPPORT RING 8214/15 300-9 | NOS | 35 | [6 empty] | 2 | 70 |  |  | 70
384 | NA | SEAL PACKING (O) | NOS | 30 | [6 empty] | 1 | 30 |  |  | 30
385 | NA | SEAL PACKING A1911 | NOS | 30 | [6 empty] | 1 | 30 |  |  | 30
386 | NA | O-RING FOR N2 PUSH ROD | NOS | 30 | [6 empty] | 2 | 60 |  |  | 60
387 | NA | 220 V D C COIL FOR MV CONTACTOR OF DC BOARD | NOS | 400 | [6 empty] | 6 | 2400 |  |  | 2400
388 | NA | PACKING-RD-10 | NOS | 10 | [6 empty] | 1 | 10 |  |  | 10
389 | NA | CONTACTOR K2 3TH ,8280 OB | NOS | 300 | [6 empty] | 1 | 300 |  |  | 300
390 | NA | COIL FOR CONTACTOR 3TA, 610B-220V | NOS | 200 | [6 empty] | 19 | 3800 |  |  | 3800
391 | JJ1J101033 | CONTACTOR 3TA-61 | NOS | 300 | [6 empty] | 1 | 300 |  |  | 300
392 | NA | O RING SG 90032025 | NOS | 100 | [6 empty] | 36 | 3600 |  |  | 3600
393 | NA | DOWTY SEAL SG90034018 | NOS | 200 | [6 empty] | 6 | 1200 |  |  | 1200
394 | NA | CLOSING COIL FOR TELK CB | NOS. | 3736 | [6 empty] | 2 | 7472 |  |  | 7472
395 | NA | COVER 333042 | NOS. | 7000 | [6 empty] | 3 | 21000 |  |  | 21000
396 | NA | NOZZLE 3V-33045 | NOS. | 7320 | [6 empty] | 3 | 21960 |  |  | 21960
397 | NA | CONTACTOR (W-3V 34029) | NOS. | 10000 | [6 empty] | 3 | 30000 |  |  | 30000
398 | NA | CONTACTOR W-34982 | NOS. | 10000 | [6 empty] | 3 | 30000 |  |  | 30000
399 | NA | GASKET 3V 31749-C | NOS. | 1500 | [6 empty] | 2 | 3000 |  |  | 3000
400 | NA | GASKET 3V 31749-B | NOS. | 1700 | [6 empty] | 2 | 3400 |  |  | 3400
401 | NA | GASKET 3V 31749-D | NOS. | 1948 | [6 empty] | 2 | 3896 |  |  | 3896
402 | NA | AIR COMPRESSOR MOTOR 3 PHASE ,5HP | NOS. | 5720 | [6 empty] | 1 | 5720 |  |  | 5720
403 | NA | TAKE OF ASSEMBLY SUITABLE FOR 220 KV ISOLATOR | NOS. | 16911.5 | [6 empty] | 2 | 33823 |  |  | 33823
404 | NA | Z BREAKET (SWT 432105 P1) | NOS. | 1200 | [6 empty] | 36 | 43200 |  |  | 43200
405 | NA | SUPPORT (SWT -432148 P1) | NOS. | 180 | [6 empty] | 96 | 17280 |  |  | 17280
406 | NA | FORK (SWT -332096-P1) | NOS. | 5 | [6 empty] | 36 | 180 |  |  | 180
407 | NA | PIN (SWT-532032P) | NOS. | 1 | [6 empty] | 47 | 47 |  |  | 47
408 | NA | HEX BOLT M 12 X 100X 33 MT 430222 | NOS. | 0.5 | [6 empty] | 6 | 3 |  |  | 3
409 | NA | HEX SCREW M8 X 20 MT 430174 P-610 | NOS. | 0.6 | [6 empty] | 6 | 3.6 |  |  | 3.6
410 | NA | HEX SCREW M12X35 MT 430106 P-6815 | NOS. | 0.6 | [6 empty] | 31 | 18.6 |  |  | 18.6
411 | NA | HEX SCREW M16 X 40 MT 430106 | NOS. | 0.6 | [6 empty] | 73 | 43.8 |  |  | 43.8
412 | NA | HEX SCREW M16 X 25 MT 430106 | NOS. | 0.6 | [6 empty] | 10 | 6 |  |  | 6
413 | NA | HEX NUTS 8D X M16 MT 430108 P-4022 | NOS. | 1 | [6 empty] | 110 | 110 |  |  | 110
414 | NA | SPRING WASHER B-16 MT 430177 | NOS. | 0.5 | [6 empty] | 64 | 32 |  |  | 32
415 | NA | PIN | NOS. | 1 | [6 empty] | 6 | 6 |  |  | 6
416 | NA | PUNCHED WASHER MT 480827 P-3022 | NOS. | 0.1 | [6 empty] | 323 | 32.3 |  |  | 32.3
417 | NA | HEX BOLTS M16 X 136 MT 43022 P-7828 | NOS. | 1 | [6 empty] | 144 | 144 |  |  | 144
418 | NA | PUNCHED WASHER MT 430828 P-2015 | NOS. | 0.2 | [6 empty] | 12 | 2.4 |  |  | 2.4
419 | NA | COMMON CONTROL CABINET OF 400 KV ISOLATOR | NOS. | 197 | [6 empty] | 1 | 197 |  |  | 197
420 | NA | HEX BOLT M16 X 50 MT 432022 P-7023 | NOS. | 0.5 | [6 empty] | 96 | 48 |  |  | 48
421 | NA | HEX BOLT M16 X 100 | NOS. | 1 | [6 empty] | 6 | 6 |  |  | 6
422 | NA | PUNCHED WASHER (OFF SIZE ) | NOS. | 0.1 | [6 empty] | 468 | 46.8 |  |  | 46.8
423 | NA | G.I. NUT 5/8" | NOS. | 5 | [6 empty] | 230 | 1150 |  |  | 1150
424 | NA | CONTACTOR 3 TA-61( DEFECTIVE) | NOS. | 60 | [6 empty] | 9 | 540 |  |  | 540
425 | NA | Pole insulator for 400 kv isolator type SDF-420P HBB make height of post insulator 1675mm no. of colors in each post insulator 30 no. | NOS. | 56181.56 | [6 empty] | 2 | 112363.12 |  |  | 112363.12
426 | NA | 132/220 KV SUSPENSION TYPE FITTING FOR DEAR CONDUCTOR | NOS | 200 | [6 empty] | 15 | 3000 |  |  | 3000
427 | NA | CIDF PIPE 250 NB (5NO.) | M | 250 | [6 empty] | 26.5 | 6625 |  |  | 6625
428 | NA | CIDF PIPE 200 NB | M | 180 | [6 empty] | 78.23 | 14081.4 |  |  | 14081.4
429 | NA | C.I. TEE (200X200X100) | NOS. | 500 | [6 empty] | 2 | 1000 |  |  | 1000
430 | NA | C.I. BAND 200NB | NOS. | 200 | [6 empty] | 2 | 400 |  |  | 400
431 | NA | C.I.BAND 250 NB | NOS. | 250 | [6 empty] | 1 | 250 |  |  | 250
432 | NA | TAFLON ROD 12 MM DIA | CM. | 13.8 | [6 empty] | 100 | 1380 |  |  | 1380
433 | NA | TAFLON ROD 25 MM.DIA | CM. | 36.7 | [6 empty] | 60 | 2202 |  |  | 2202
434 | NA | COIL | NOS. | 10 | [6 empty] | 2 | 20 |  |  | 20
435 | NA | HOSE PIPE 1.5 M LONG | NOS. | 40 | [6 empty] | 1 | 40 |  |  | 40
436 | NA | COIL 220 V DC 4216161 | NOS. | 200 | [6 empty] | 3 | 600 |  |  | 600
437 | NA | MOTOR STARTER (9585264-3) | NOS. | 20 | [6 empty] | 1 | 20 |  |  | 20
438 | NA | LIMIT SWITCH 5661338-A | NOS. | 20508 | [6 empty] | 2 | 41016 |  |  | 41016
439 | NA | PISTON RING SET (34453) | NOS. | 130 | [6 empty] | 1 | 130 |  |  | 130
440 | NA | WIRING HORNS (152319) | NOS. | 2000 | [6 empty] | 1 | 2000 |  |  | 2000
441 | NA | WIRING HORNS INDICATING (1507911) | NOS. | 115 | [6 empty] | 1 | 115 |  |  | 115
442 | NA | RING OUTER (85072) | NOS. | 50 | [6 empty] | 2 | 100 |  |  | 100
443 | KK0K002001 | 216 KV Surge Arrestor (old & Dismantle) | Nos. | 500 | [6 empty] | 4 | 2000 |  |  | 2000
444 | SS0S001001 | 400 KV Isolator (Old & Dismantle) | Nos. | 15000 | [6 empty] | 5 | 75000 |  |  | 75000
445 | SS0S002001 | 220 KV Isolator (Old & Dismantle) | Nos. | 5000 | [6 empty] | 4 | 20000 |  |  | 20000
446 | VV3V302001 | 220 KV CT 1 Ph. (Old & Dismantle) | Nos. | 6000 | [6 empty] | 6 | 36000 |  |  | 36000
447 | VV3V301001 | 400 KV CT (Old & Dismantle) (420 KV CT) | Nos. | 5000 | [6 empty] | 12 | 60000 |  |  | 60000
448 | VV6V507001 | 400 KV CVT (Old & Dismantle) | Nos. | 4000 | [6 empty] | 8 | 32000 |  |  | 32000
449 | KK0K001001 | 400 KV LA (Old & Dismantle) (390 KV Surge Arrestor) | Nos. | 100 | [6 empty] | 9 | 900 |  |  | 900
450 | NA | Galvanized tower parts (Old and dismantle) | MT. | 10000 | [6 empty] | 0.5 | 5000 |  |  | 5000
451 | NA | 220 KV Isolator Mechanism (old & Dismantle) | Nos. | 400 | [6 empty] | 4 | 1600 |  |  | 1600
452 | NA | 220 KV earth Mechanism (old & dismantle) | Nos. | 600 | [6 empty] | 6 | 3600 |  |  | 3600
453 | NA | Copper cable (old & dismantle) in peaces | Mtr. | 5 | [6 empty] | 100 | 500 |  |  | 500
454 | CC2C201004 | HF Cable (Old & Dismantle) | Mtr. | 5 | [6 empty] | 300 | 1500 |  |  | 1500
455 | MM4M401020 | Energy Meter (Old & used) | Nos. | 500 | [6 empty] | 2 | 1000 |  |  | 1000
456 | NA | Supply of take of assembly for 400 KV C-Type Isolator made by cast iron, copper,brass. | Nos. | 28052.5 | [6 empty] | 6 | 168315 |  |  | 168315
457 | NA | THERMOMETER (DEFECTIVE ) | NO. | 373.36 | [8 empty] | 1 | 373.36 | 373.36
458 | NA | RUPTURE DISC 429008810013 | NOS. | 2 | [8 empty] | 1 | 2 | 2
459 | NA | CRONA SHIELD RING OLD SCRAP EACH SET 9 NOS | SET | 20 | [8 empty] | 2 | 40 | 40
460 | NA | BLAST CYLENDER (PARA PARA MAKE ) | NO. | 100 | [8 empty] | 2 | 200 | 200
461 | NA | BLAST CYLINDER (PARA PARA MAKE ) | NO. | 50 | [8 empty] | 9 | 450 | 450
462 | NA | PISTON BIG SIZE SUITABLE FOR (PARAMPOSE MAKE ) FOR BLAST CYLINDER | NOS | 100 | [8 empty] | 6 | 600 | 600
463 | NA | 400 V DC VOLT METER 48X48 MM. | NO | 2 | [8 empty] | 3 | 6 | 6
464 |  | MOUNTING DEVICE | NO. | 5 | [8 empty] | 18 | 90 | 90
465 | NA | OPERATING ROD | NO | 10 | [8 empty] | 1 | 10 | 10
466 | NA | INTACTOR UNIT INTERRUXTER | NO | 30 | [8 empty] | 1 | 30 | 30
467 | NA | BASE W/O N2 ACCUMULATOR FOR R&B POLE | NO | 250 | [8 empty] | 2 | 500 | 500
468 | NA | OPERATING ROD | NO | 50 | [8 empty] | 3 | 150 | 150
469 | NA | INTERPOLE CONNECTING CHANNEL WITH CU PIPE | NO | 100 | [8 empty] | 2 | 200 | 200
470 | NA | SET OF GASKET OF 400 kv/220kv/33kv CT K.V/220KV/33KV CT (TERMITE EFFECTED U/S) | NOS. | 10 | [8 empty] | 1 | 10 | 10
471 | NA | CRONA SHIELD RINGH FOR LA | SET | 18 | [8 empty] | 2 | 36 | 36
472 | NA | TYRE OF OIL FILTER MACHINE (SCRAP) | NO. | 10 | [8 empty] | 5 | 50 | 50
473 | NA | TUBE OF OIL FILTER MACHINE (SCARP) | NO | 5 | [8 empty] | 5 | 25 | 25
474 | NA | 3 PHASE 415 V 5 HP MOTOR (DEFECTIVE) | NO | 100 | [8 empty] | 1 | 100 | 100
475 | NA | 3 PHASE 415 V 5 HP MOTOR (DEFECTIVE) | NO | 100 | [8 empty] | 1 | 100 | 100
476 | NA | FLAP FOR ABOVE (SCRAP) | NO | 2 | [8 empty] | 5 | 10 | 10
477 | NA | FIXTURE FOR 4 X 20 W F TUBE WITHOUT CHOWK TUBE STARTER | NOS. | 30 | [8 empty] | 13 | 390 | 390
478 | NA | BULK HEAD LIGHT FITTING | NOS. | 100 | [8 empty] | 2 | 200 | 200
479 | NA | MURCURY FITTING OLD & DISMENTLED WITHOUT CHOCK & BULB | NOS. | 10 | [8 empty] | 9 | 90 | 90
480 | NA | KWH METER (OLD & DISMENTELLED) | NOS. | 50 | [8 empty] | 1 | 50 | 50
481 | NA | FLOOD LIGHT 500W W/O GLASS & LAMP HOLDER (OLD & USED) | NOS. | 100 | [8 empty] | 2 | 200 | 200
482 | NA | FLOOD LIGHT 100W W/O GLASS & LAMP HOLDER (OLD & USED) | NOS. | 100 | [8 empty] | 1 | 100 | 100
483 | NA | 144 Sqmm. FRAME WITH GLASS | NOS. | 5 | [8 empty] | 3 | 15 | 15
484 |  | MVAR METER (250-0-250) (1 NO. GLASS DAMAGED) | NOS. | 10 | [8 empty] | 2 | 20 | 20
485 |  | MVAR METER (250-0-250) | NOS | 1800 | [8 empty] | 1 | 1800 | 1800
486 |  | CORNER BOX CHANNAL WITH EARTH BUS COUPLING LINK | NOS. | 50 | [8 empty] | 2 | 100 | 100
487 | NA | 2" IPS ALUMINIUM TUBE SCRAP | MTR. | 25 | [8 empty] | 1.5 | 37.5 | 37.5
488 | NA | EMPTY PLASTIC JERYCANE (OLD & USED) | NOS. | 10 | [8 empty] | 16 | 160 | 160
489 | NA | 120 KN Disc (Old & Dismantel) | Nos. | 0.2 | [8 empty] | 931 | 186.2 | 186.2
490 | NA | 14.00.20 SAND GRIP N22 (TYRES) | NOS. | 50 | [8 empty] | 4 | 200 | 200
491 | NA | 14.00.20 TUBE | NOS. | 20 | [8 empty] | 4 | 80 | 80
492 | NA | 14.00.20 FLAP | NOS. | 10 | [8 empty] | 4 | 40 | 40
493 | NA | TELEPHON EXCHANGE (SCRAP) WITH ACCESSONUES | NO. | 500 | [8 empty] | 1 | 500 | 500
494 | NA | TYRES OF JEEP (U/S) | NOS | 10 | [8 empty] | 12 | 120 | 120
495 | NA | TUBES OF JEEP (U/S) | NOS | 5 | [8 empty] | 8 | 40 | 40
496 | NA | FLAP OF TRUCK (U/S) | NOS | 2 | [8 empty] | 3 | 6 | 6
497 | NA | OLD GASKET (U/S) | NOS. | 5 | [8 empty] | 200 | 1000 | 1000
498 | NA | COPPER SCRAP | KG | 50 | [8 empty] | 1.2 | 60 | 60
499 | NA | WOODEN BALLIES 15' | NOS | 5 | [8 empty] | 2 | 10 | 10
500 | NA | WOODEN BALLIES 20' | NOS | 5 | [8 empty] | 2 | 10 | 10
501 | NA | EMPTY WOODEN CABLE DRUM | NOS | 2 | [8 empty] | 2 | 4 | 4
502 | NA | EARTH WIRE SCRAP | KG. | 15 | [8 empty] | 90 | 1350 | 1350
503 | NA | 7/9 SWG GS EARTH WIRE (SCRAP) | KG | 10 | [8 empty] | 1155.46 | 11554.6 | 11554.6
504 | VV2V204000 | TRANSFORMER OIL OLD & BURNED | LIT. | 10 | [8 empty] | 142 | 1420 | 1420
505 | VV2V204007 | Empty drum of transformer oil each 209 liter. | NO. | 200 | [8 empty] | 53 | 10600 | 10600
506 | VV3V301001 | 400 KV CT (Old & Dismantle) (420 KV CT) | Nos. | 5000 | [8 empty] | 1 | 5000 | 5000
507 | NA | Copper scrap | Kg. | 50 | [8 empty] | 0.6 | 30 | 30
508 | NA | Old Compressor suitable for 2 Ton (Defective) | Nos. | 500 | [8 empty] | 8 | 4000 | 4000
509 | NA | Taflon Rod 13.7mm dia (20Cm.) | No. | 36.75 | [8 empty] | 1 | 36.75 | 36.75
510 | NA | Empty SF-6 Gas cylinder 25 Kg. | No. | 200 | [8 empty] | 1 | 200 | 200
511 | NA | OSR Relay (Old & Dismantled) | No. | 50 | [8 empty] | 4 | 200 | 200
512 | NA | Take of Assembly Suitable for 220 KV Isolator (old & Used) | No. | 25 | [8 empty] | 1 | 25 | 25
513 | NA | PG Clamp (Tarantula to Moose) (Old & Used) | No. | 10 | [8 empty] | 2 | 20 | 20
514 | NA | ACSR MOOSE CONDUCTOR (OLD & USED) | Mtr. | 10 | [8 empty] | 36 | 360 | 360
515 | NA | 220 V Battery Charger (Make Martin Burn Ltd.) Old, used and defective | No. | 6597 | [8 empty] | 2 | 13194 | 13194
516 | NA | SF-6 Gas Density Monitor (Old, Used and Defective) | No. | 50 | [8 empty] | 3 | 150 | 150
517 | NA | 400 KV CT (Old, Used & Defective) | No. | 5000 | [8 empty] | 1 | 5000 | 5000
518 | NA | EA ENABLING MODULE FOR INTER LOCKING PANEL 8TJ3OO1 AL:H ECCH:N (Old & Defective) | No. | 100 | [8 empty] | 1 | 100 | 100
519 | NA | Tin Sheets, Old & Dismantled (Different Size and Shapes) | Kg. | 1.5 | 150 | 225 | [8 empty] | 225
TOTAL AMOUNT (IN RS.) | [5 empty] | 16740638.885 |  | 0 |  | 0 |  | 1093115.82 |  | 69650.41 | 17903405.115
Inventory
Name of Zone : Garhwal Zone, Roorkee PTCUL
Name of Circle: 400 kV O&M Circle, Rishikesh
Name of Division : 400 KV O&M Division Rishikesh
Name of Substation : 400 KV Substation, Virbhadra, Rishikesh
Name of J.E : Sh. Upendra Aswal
Month : August 2025
Sl. No. | Item Code | Name of Items | Unit | Unit Rate in Rs. | Useable |  | Unservicable |  | Non-Moving |  | Obsolete |  | Scrap |  | Total Inventory Amount in Rs.
[5 empty] | Qty. | Total Amount in Rs. | Qty. | Total Amount in Rs. | Qty. | Total Amount in Rs. | Qty. | Total Amount in Rs. | Qty. | Total Amount in Rs.
1 | AA0A002001 | ACSR Moose Conductor | KM | 300000 | 1.2223 | 366690 | [8 empty] | 366690
2 | FF0F041012 | 400 kV SC C type tower with bolts, nuts and stubs (Galvanized) (1 No of Tower Template) | MT | 130095 | 1.856 | 241456.32 | [8 empty] | 241456.32
3 | FF0F015002 | Galvanized tower parts (Old and Dismantal) | MT | 10000 | [6 empty] | 30.25 | 302500 |  |  | 302500
4 |  | Disc Insulator 120 KN (Old & Dismantal) | Nos. | 0.2 | [6 empty] | 135 | 27 |  |  | 27
5 |  | ACSR Moose Conductor (Scrap) | MTR | 10 | [8 empty] | 6100 | 61000 | 61000
6 |  | 7/9 SWG GS earth wire (Scrap) | KG | 10 | [8 empty] | 65155 | 651550 | 651550
7 |  | ACSR Moose Conductor(scrap) | Kg | 20 | [8 empty] | 110 | 2200 | 2200
8 | - | Disc Insulator 120 KN | Nos. | 1121 | 1 | 1121 | [8 empty] | 1121
9 |  | 120 KN Disc insulator old & dismantled (scrap) | Nos. | 0.2 | [8 empty] | 1845 | 369 | 369
10 | - | Disc Insulator 120 KN | Nos. | 972.32 | 200 | 194464 | [8 empty] | 194464
11 | II0I001001 | 160KN DISC INSULATOUR | Nos. | 798.79 | 198 | 158160.42 | [8 empty] | 158160.42
12 | - | 160 KN Disc insulator old & dismantled (scrap) | Nos. | 0.2 | [8 empty] | 6520 | 1304 | 1304
13 | II0I001002 | Polymer insulator string of 160 KN suitable for 400 kV line tension tower | Nos. | 16399.6 | 4 | 65598.4 | [8 empty] | 65598.4
14 | FF4F403007 | Flexible copper bond for 7/3.66mm GS earth wire or 7/9 SWG. | Nos. | 1728.7 | 2 | 3457.4 | [8 empty] | 3457.4
15 | II3I303001 | Vibration damper for ACSR Moose conductor | Nos. | 1752.3 | 16 | 28036.8 | [8 empty] | 28036.8
16 | - | Ball clevis (horn holder type) suitable for 120 KN 400 kV Disc Insulator for Suspension fitting with nut-bolts. (As per sample) | Nos. | 1646.1 | 2 | 3292.2 | [8 empty] | 3292.2
17 | - | Ball socket suitable for 120 KN 400 kV Disc Insulator for Suspension fitting with nut-bolts. (As per sample) | Nos. | 1646.1 | 2 | 3292.2 | [8 empty] | 3292.2
18 | AA1A101001 | 7/9 SWG GS earth wire | Km. | 39716.6 | 0.35 | 13900.81 | [8 empty] | 13900.81
Total (In Rs.) = | [5 empty] | 1079469.55 |  | 0 |  | 0 |  | 302527 |  | 716423 | 2098419.55
INVENTORY (STOCK)
Name of Circle/Zone: Garhwal
Name of Division: 400kV O&M Division, Srinagar (G)
Name of Substation: 400/220/132 kV Substation, Srinagar (G)
MONTH : August, 2025
Sr. No. | Item Code | Name of Item | Unit | Unit rate in Rs. | Useable |  | Unserviceable |  | Non Moving |  | Obsolete |  | Scrap |  | Total Inventory Amount
[5 empty] | Qty. | Total Amount in Rs. | Qty. | Total Amount in Rs. | Qty. | Total Amount in Rs. | Qty. | Total Amount in Rs. | Qty. | Total Amount in Rs.
(A) | JE (SUBSTATION) Shobha Rana (102010700)
1 | AA0A002002 | ACSR MOOSE CONDUCTOR DRUM & 70 Mtr. In Length pieces | Mtr. | 286.7386 | 992 | 284444.7011 | [8 empty] | 284444.7011
2 | II0I001001 | 160 KN INSULATOR | Nos | 996.44 | 67 | 66761.48 | [8 empty] | 66761.48
3 | FF4F403008 | FLEXIBLE COOPER BOUND | Nos | 461.05 | 0 | 0 | [8 empty] | 0
4 | II4I404003 | RIGID SPACER | Nos | 517.14 | 18 | 9308.52 | [8 empty] | 9308.52
5 | I303 | CONDUCTOR VD (2 Nos. without breaket) | Nos | 959.82 | 16 | 15357.12 | [8 empty] | 15357.12
6 | II4I404003 | BUNDLE SPACER | Nos | 863.85 | 1792 | 1548019.2 | [8 empty] | 1548019.2
7 | FF2F201004 | EARTHING MATERIAL MS ROUND 36 MM DIA | Mtr. | 56589 | 0.00912 | 516.0917 | [8 empty] | 516.0917
8 | G201 | HF CABLE | KM. | 266298 | 0.1 | 26629.8 | [8 empty] | 26629.8
9 | JJ3J301003 | CLOSING COIL FOR 132 KV CB | Nos. | 11318 | 3 | 33954 | [8 empty] | 33954
10 | JJ3J301001 | TRIPPING COIL 132 KV CB | Nos. | 11318 | 3 | 33954 | [8 empty] | 33954
11 | SS3S301004 | COPPER CONTECT FINGER ISOLATOR 132 KV | Nos. | 19972 | 1 | 19972 | [8 empty] | 19972
12 | SS3S301011 | ROTORY BEARING ISOLATOR 132 KV | Nos. | 11983 | 1 | 11983 | [8 empty] | 11983
13 | MM0M012004 | Set of Trip relay for 132 kv control panel 1nos. Each type | set | 33287 | 1 | 33287 | [8 empty] | 33287
14 | MM0M010002 | Set of Aux. relay for 132 kv control panel 1nos. Each type | set | 33287 | 1 | 33287 | [8 empty] | 33287
15 | PP0P016004 | STEEL WIRE ROPE WITH FIBER COR STAND 12 MM DIA | Mtr. | 310.295 | 400 | 124118 | [8 empty] | 124118
16 | N/A | STEEL WIRE ROPE SINGLE SLING | Nos. | 1385.45 | 4 | 5541.8 | [8 empty] | 5541.8
17 | N/A | STEEL WIRE ROPE DOUBLE SLING | Nos. | 1385.45 | 4 | 5541.8 | [8 empty] | 5541.8
18 | N/A | STEEL WIRE ROPE TRIPLE SLING | Nos. | 1385.45 | 4 | 5541.8 | [8 empty] | 5541.8
19 | N/A | STEEL WIRE ROPE QUAD SLING | Nos. | 1385.45 | 4 | 5541.8 | [8 empty] | 5541.8
20 | K302 | 22 KN BUS POST ISULTOR | SET | 3091.5 | 25 | 77287.5 | [8 empty] | 77287.5
21 | SS4S402003 | 33 KV ISOLATOR JOW (1200AMP) | Nos. | 6183 | 18 | 111294 | [8 empty] | 111294
22 | PP3P301008 | GUM BOOT | Pair | 1470.28 | 4 | 5881.12 | [8 empty] | 5881.12
23 | N/A | Silicon sealant | Nos. | 249.6 | 13 | 3244.8 | [8 empty] | 3244.8
24 | C3 | Cat 6 SFTP,PVC 4 pair cable | Mtr. | 207 | 895 | 185265 | [8 empty] | 185265
25 | SS3S301005 | Male Contact assembly with Arm for 145 KV single break horizontal type isolator | Nos. | 23364 | 5 | 116820 | [8 empty] | 116820
26 | SS3S301006 | Female Contact assembly with Arm for 145 KV single break horizontal type isolator | Nos. | 23364 | 5 | 116820 | [8 empty] | 116820
27 | II0I004001 | Bimetallic Aluminum alloy PG Clamp Dear/zebra to tarantulla conductor | Nos. | 1982.4 | 30 | 59472 | [8 empty] | 59472
28 | II0I005002 | Bimetallic Aluminum alloy Isolator PG Clamp zebra to panther conductor | Nos. | 1866.76 | 22 | 41068.72 | [8 empty] | 41068.72
29 | II0I002004 | Bimetallic Aluminum alloy Isola Clamp zebra to tarantulla conductor | Nos. | 1866.76 | 18 | 33601.68 | [8 empty] | 33601.68
30 |  | Bimetallic Aluminum Alloy CT- Clamp suitable for Zebra conductor | Nos. | 1746.4 | 16 | 27942.4 | [8 empty] | 27942.4
31 | VV7V701006 | Bimetallic Aluminum Alloy PT- Clamp suitable for Zebra conductor | Nos. | 1746.4 | 24 | 41913.6 | [8 empty] | 41913.6
32 | K | Quic 'C' Wedge Connector Taruntulla to Zebra connector | Nos. | 3286.3 | 30 | 98589 | [8 empty] | 98589
33 | K | Quic 'C' Wedge Connector Zebra to panther connector | Nos. | 3286.3 | 36 | 118306.8 | [8 empty] | 118306.8
34 | SS6S610026 | HRC FUSE 4 AMP | Nos. | 73.6 | 11 | 809.6 | [8 empty] | 809.6
35 | N/A | HRC FUSE 8 AMP | Nos. | 85.3248 | 6 | 511.9488 | [8 empty] | 511.9488
36 | SS6S610020 | HRC FUSE 10AMP | Nos. | 92.4416 | 4 | 369.7664 | [8 empty] | 369.7664
37 | N/A | (3-1/2)X70MM POWER CBLE | KM. | 183745 | 0.012 | 2204.94 | [8 empty] | 2204.94
38 | AA0A001001 | AAAC TARANTULLA CONDUCTOR | Mtr. | 598 | 69 | 41262 | [8 empty] | 41262
39 | II0I001001 | DISC INSULATOR | NOS. | 281 | 60 | 16860 | [8 empty] | 16860
40 | N/A | TWO WAY TERMINAL BLOCK | NOS. | 29.26 | 95 | 2779.7 | [8 empty] | 2779.7
41 | N/A | DISCONECTOR TYPE TB 32 | NOS. | 62.08 | 10 | 620.8 | [8 empty] | 620.8
42 | N/A | DISCONECTOR TYPE TB 16 | NOS. | 44.84 | 10 | 448.4 | [8 empty] | 448.4
43 | N/A | G TYPE STRIP FOR FIXING TB | MTR. | 112.12 | 2 | 224.24 | [8 empty] | 224.24
44 | N/A | Thermal over load relay | Nos | 2351.74 | 4 | 9406.96 | [8 empty] | 9406.96
45 | N/A | set of illumination lamp | set | 11983 | 1 | 11983 | [8 empty] | 11983
46 | N/A | set of contol switch 1 nos. each type | set | 11983 | 1 | 11983 | [8 empty] | 11983
47 | V5 | 220KV CVT-220/110V (FAIL,NONFUNCTIONAL) | Nos | 4000 |  | 0 | 4 | 16000 | [6 empty] | 16000
48 | V3 | 132KV CT 800/400/1A (Redhotted, leakage CT) | Nos | 40000 |  | 0 | 1 | 40000 | [6 empty] | 40000
49 | N/A | Aluminium & Aluminium alloy scrap brunt conductor, connector ,clamp&conductor | kg | 25 |  | 0 |  | 0 |  |  |  |  | 5 | 125 | 125
50 | V5 | 400KV CVT ,400KV/110V CVT(FAIL,NONFUNCTIONAL) | Nos | 5000 |  | 0 | 5 | 25000 | [6 empty] | 25000
51 | Y | 12V Exide make 180Ah battery old & used | nos. | 500 |  | 0 | 8 | 4000 | [6 empty] | 4000
52 | N/A | Supply of Hydraulic oil for centrifusing machine (As per sample) | Ltr's | 387.04 | 10 | 3870.4 |  | 0 | [6 empty] | 3870.4
53 | S603 | Contactor TPI-D09 10AC3-9A |  | 5870.5 | 2 | 11741 | [8 empty] | 11741
54 | LL0L003004 | HPSV LAMPS 250W | No. | 823.64 | 34 | 28003.76 | [8 empty] | 28003.76
55 | LL0L003005 | HPSV LAMPS 150W | No. | 649 | 25 | 16225 | [8 empty] | 16225
|  | 420KV SF6 CIRCUIT Breaker | [12 empty] | 0
56 | JJ1J101006 | 01 complete pole of CB with pole volumn and interrupter but without PIR and with MB & operating machenism and without support structure | No. | 952300 | 1 | 952300 | [8 empty] | 952300
57 | J707 | SF6 GAS QUANTITY | KG. | 755 | 1.5 | 1132.5 | [8 empty] | 1132.5
58 | J703 | Rubber gaskets, Drins seals for sf6 gas (complete replacement for one breaker | set's | 65000 | 1 | 65000 | [8 empty] | 65000
59 | JJ1J101001 | Trip coil with resistor | No. | 30000 | 4 | 120000 | [8 empty] | 120000
60 | JJ1J101003 | Closing coil with resistor | No. | 30000 | 4 | 120000 | [8 empty] | 120000
61 | JJ7J710031 | Molecular filter for SF6 circuit for 1 pole of CB | set's | 2800 | 3 | 8400 | [8 empty] | 8400
62 | JJ7J701010 | Density /Pressure Monitor for SF6 circuit for one pole of CB | No. | 45000 | 1 | 45000 | [8 empty] | 45000
63 | J6 | Fixed, Moving and Arching contacts including insulating nozzels for one pole of cb | set's | 78000 | 1 | 78000 | [8 empty] | 78000
64 | JJ1J101004 | closing coils assembly/valve | No. | 38000 | 1 | 38000 | [8 empty] | 38000
65 | JJ1J101002 | Trip coil with resistor assembly / valve | No. | 37000 | 1 | 37000 | [8 empty] | 37000
66 | N/A | Pressure Guage and coupling device of each type | set's | 34000 | 1 | 34000 | [8 empty] | 34000
67 | JJ7J710028 | Operation counter | no. | 28500 | 1 | 28500 | [8 empty] | 28500
68 | N/A | All type of coupling for SF6 Gas | set's | 26000 | 1 | 26000 | [8 empty] | 26000
69 | N/A | Terminal pads and connectors | no. | 7000 | 1 | 7000 | [8 empty] | 7000
70 | N/A | Corona Rings | no. | 12000 | 1 | 12000 | [8 empty] | 12000
71 | N/A | Relay's,power contractor's, switch - fuse unit's , limit switches , push buttons, timer's ans MCB'S ETC. | set's | 72000 | 1 | 72000 | [8 empty] | 72000
|  | Spring Operating Mechanism (If applicable) | [12 empty] | 0
72 | JJ1J101016 | Complete spring operating mechanism | no. | 360000 | 1 | 360000 | [8 empty] | 360000
73 | JJ7J710005 | Closing dashpot | set's | 37000 | 1 | 37000 | [8 empty] | 37000
74 | JJ7J710006 | Opening dahspot | set's | 38000 | 1 | 38000 | [8 empty] | 38000
75 | JJ7J710007 | Opening catch gear | set's | 27800 | 1 | 27800 | [8 empty] | 27800
76 | JJ7J710008 | Closing catchgear | set's | 27800 | 1 | 27800 | [8 empty] | 27800
| SS0S001001 | 420 KV Isolator | [12 empty] | 0
77 | N/A | One complete pole of Isolator including support insulator with 1 E/S with operating mechanism for main isolator and earth switch (excluding structure) | No. | 253000 | 1 | 253000 | [8 empty] | 253000
78 | N/A | Copper contact fingers for female & male contracts | set's | 36000 | 2 | 72000 | [8 empty] | 72000
79 | N/A | Relay's,power contractor's,MCB'S, switch - fuse unit's , push buttons and resistor's for electrical control circuit as per approved sechematic |  | 24000 | 1 | 24000 | [8 empty] | 24000
80 | N/A | Terminal connector's | No. | 7000 | 3 | 21000 | [8 empty] | 21000
81 | N/A | Terminal pads and connectors | No. | 6000 | 3 | 18000 | [8 empty] | 18000
82 | N/A | Limit switch and auxilliary contact contact (complete for one MOM box of Isolator) | set's | 10900 | 2 | 21800 | [8 empty] | 21800
83 | N/A | Rotor housing bearing assembly | No. | 8000 | 1 | 8000 | [8 empty] | 8000
84 | N/A | Corona shielding rign of each type | set's | 2100 | 2 | 4200 | [8 empty] | 4200
85 | N/A | Bearings | set's | 3000 | 1 | 3000 | [8 empty] | 3000
86 | N/A | Interlocking coils with resistor | No. | 1500 | 5 | 7500 | [8 empty] | 7500
87 | SS1S101013 | Support Insulator | No. | 11000 | 1 | 11000 | [8 empty] | 11000
88 | VV3V301001 | 420 KV Current Transformers 420KV, 120% extended 5core CT complete in all respects including termianl connectors and support stool for erecting on standard support structure (2000A rated) | No. | 1785075 | 2 | 3570150 | [8 empty] | 3570150
89 | KK0K001001 | 390 KV Surge Arrestor 390 kv Surge Arrestor complete with insulating base and terminal connectors | No. | 431000 | 3 | 1293000 | [8 empty] | 1293000
90 | N/A | Surge Monitor/Moniter | No. | 47000 | 3 | 141000 | [8 empty] | 141000
| JJ0J002002 | 245KV SF6Circuit Breaker | [12 empty] | 0
91 | N/A | One Complete pole of 1600 a CB withpole column and Interruptor but without PIR and with MB & operating mechanism and without support structure | No. | 575500 | 1 | 575500 | [8 empty] | 575500
92 | JJ7J707001 | SF6 GAS QUANTITY | KG. | 755 | 70 | 52850 | [8 empty] | 52850
93 | JJ1J101006 | Rubber gaskets , O rings seals for SF6 gas (complete replacement for one breaker | sets | 30000 | 1 | 30000 | [8 empty] | 30000
94 | J707 | Trip coils with resistor | No. | 12550 | 3 | 37650 | [8 empty] | 37650
95 | J703 | closing coils with resistor | No. | 12550 | 4 | 50200 | [8 empty] | 50200
96 | JJ1J101001 | Molecular filter for SF6 circuit for 1 pole of CB | sets | 2667 | 3 | 8001 | [8 empty] | 8001
97 | JJ1J101003 | Density /Pressure Monitor for SF6 circuit for one pole of CB | No. | 45000 | 1 | 45000 | [8 empty] | 45000
98 | JJ7J710031 | Fixed, Moving and Arching contacts including insulating nozzels for 1 pole of CB | sets | 85000 | 1 | 85000 | [8 empty] | 85000
99 | JJ7J701010 | closing coils assembly/valve | No. | 14550 | 1 | 14550 | [8 empty] | 14550
100 | J6 | Trip coil assembly/valve | No. | 14550 | 1 | 14550 | [8 empty] | 14550
101 | JJ1J101004 | Pressure Guage and coupling device of each type | sets | 22000 | 1 | 22000 | [8 empty] | 22000
102 | JJ1J101002 | Operation counter | No. | 29000 | 1 | 29000 | [8 empty] | 29000
103 | N/A | All type of coupling for SF6 Gas | Set | 22000 | 1 | 22000 | [8 empty] | 22000
104 | JJ7J710028 | Terminal pads and connectors | No. | 6000 | 2 | 12000 | [8 empty] | 12000
105 | N/A | Corona Rings | No. | 8000 | 1 | 8000 | [8 empty] | 8000
106 | N/A | Relays, power contractors, switch fuse units, limit switches,push buttons , timers and MCBs etc. | sets | 30000 | 1 | 30000 | [8 empty] | 30000
107 | N/A | Control Valves | sets | 14000 | 1 | 14000 | [8 empty] | 14000
108 | N/A | Pressure switches | sets | 24000 | 1 | 24000 | [8 empty] | 24000
|  | Spring Operating Mechanism (If applicable) | [12 empty] | 0
109 | JJ1J101016 | Complete spring operating mechanism | no. | 249999 | 1 | 249999 | [8 empty] | 249999
110 | JJ7J710005 | Closing dashpot | sets | 24000 | 1 | 24000 | [8 empty] | 24000
111 | JJ7J710006 | Opening dahspot | sets | 24000 | 1 | 24000 | [8 empty] | 24000
112 | JJ7J710007 | Opening catch gear | sets | 18000 | 1 | 18000 | [8 empty] | 18000
113 | JJ7J710008 | Closing catchgear | sets | 18000 | 1 | 18000 | [8 empty] | 18000
| SS0S002001 | 245KV Isolator | [12 empty] | 0
114 | N/A | One complete pole of Isolator including support insulator with 1 E/S with operating mechanism for main isolator and earth switch (excluding structure) | No. | 278000 | 1 | 278000 | [8 empty] | 278000
115 | N/A | Copper contact fingers for female & male contracts | sets | 42000 | 2 | 84000 | [8 empty] | 84000
116 | N/A | Relays, power contractors, MCBs ,switch fuse units, push buttons and resistors for electrical control circuit as per approved schematic | Set | 36000 | 1 | 36000 | [8 empty] | 36000
117 | N/A | Terminal connector's | No. | 3600 | 3 | 10800 | [8 empty] | 10800
118 | N/A | Terminal pads | No. | 4500 | 3 | 13500 | [8 empty] | 13500
119 | N/A | Limit switch and auxilliary contract contract (complete for one MOM box of Isolator) | sets | 5800 | 2 | 11600 | [8 empty] | 11600
120 | N/A | Rotor housing bearing assembly | No. | 4600 | 1 | 4600 | [8 empty] | 4600
121 | N/A | Corona shielding rign of each type | sets | 3200 | 2 | 6400 | [8 empty] | 6400
122 | N/A | Bearings | sets | 7000 | 1 | 7000 | [8 empty] | 7000
123 | N/A | Interlocking coils with resistor | No. | 2600 | 5 | 13000 | [8 empty] | 13000
124 | N/A | Support Insulator | No. | 4000 | 1 | 4000 | [8 empty] | 4000
125 | KK0K002001 | 216KV Surge arrester 216 KV Surge arrester complete with insulating base and surge monitor and terminal connectors | No. | 102000 | 2 | 204000 | [8 empty] | 204000
CONTROL AND RELAY PANEL
Control Panel Equipment Spares
126 | N/A | Ammeter with transducer | No. | 7500 | 2 | 15000 | [8 empty] | 15000
127 | N/A | Wattmeter with transducer | No. | 6100 | 1 | 6100 | [8 empty] | 6100
128 | N/A | var meter with transducer | No. | 8200 | 1 | 8200 | [8 empty] | 8200
129 | N/A | Voltmeter with transducer | No. | 8800 | 1 | 8800 | [8 empty] | 8800
130 | N/A | Voltmeter selector switch | No. | 8400 | 1 | 8400 | [8 empty] | 8400
131 | N/A | Control switch for breaker | No. | 9500 | 2 | 19000 | [8 empty] | 19000
132 | N/A | Control switch for Isolator | No. | 7800 | 2 | 15600 | [8 empty] | 15600
133 | N/A | Semaphore indicator for Earthswitch | No. | 45000 | 2 | 90000 | [8 empty] | 90000
134 | N/A | Red/Green/White indicating lamp with complete assembly (3 no's for each colour) | set | 8500 | 1 | 8500 | [8 empty] | 8500
135 | N/A | Annunciation windows with necessary annunciation relay | No. | 27000 | 1 | 27000 | [8 empty] | 27000
136 | N/A | Push Button | No. | 3250 | 1 | 3250 | [8 empty] | 3250
137 | N/A | sybchronising socket | No. | 7600 | 1 | 7600 | [8 empty] | 7600
138 | N/A | Synchronising selector switch (If applicable) | No. | 8600 | 1 | 8600 | [8 empty] | 8600
|  | Breaker Relay Panel spares | [12 empty] | 0
139 | N/A | Breaker failure relay | No. | 37000 | 1 | 37000 | [8 empty] | 37000
140 | N/A | Trip circuit supervision relay | No. | 38000 | 1 | 38000 | [8 empty] | 38000
141 | N/A | Auto reclose relay with check synchronising relay and dead line charging relay (If stand alone) | No. | 22000 | 1 | 22000 | [8 empty] | 22000
142 | N/A | Self reset trip relay (one relay of each type), if applicable | No. | 47000 | 1 | 47000 | [8 empty] | 47000
143 | N/A | Hand reset trip relay (one relay of each type), if applicable | No. | 450000 | 1 | 450000 | [8 empty] | 450000
144 | N/A | Timer relay (one relay of each type), If applicable | No. | 21000 | 1 | 21000 | [8 empty] | 21000
145 | N/A | DC supervision relays (if applicable) | No. | 34000 | 1 | 34000 | [8 empty] | 34000
146 | N/A | Flag relay (one relay of each type), if applicable | No. | 41500 | 1 | 41500 | [8 empty] | 41500
147 | N/A | Auxiliary relay (one relay of each type) | No. | 37000 | 1 | 37000 | [8 empty] | 37000
148 |  | Line Protection Panel Equipment Spares | [12 empty] | 0
149 | N/A | Main-1 Neumerical distance relay(excluding external trip relays)with software and cable for front panel communication to pc 1set | sets | 1938000 | 1 | 1938000 | [8 empty] | 1938000
|  | Transformers Protection Panel Spares | [12 empty] | 0
150 | N/A | Over fluxing relay (If stand only) | sets | 100000 | 1 | 100000 | [8 empty] | 100000
151 | N/A | Overload relay with timer | sets | 65000 | 1 | 65000 | [8 empty] | 65000
|  | Reactor Protection Panel Spares | [12 empty] | 0
152 | N/A | Back up forimpedence relay | sets | 72000 | 1 | 72000 | [8 empty] | 72000
|  | Common Spares | [12 empty] | 0
153 | N/A | Inter-posing CT & PT each | sets | 38000 | 1 | 38000 | [8 empty] | 38000
154 | N/A | Metrosil (non - linear resistor) each type if applicable | No. | 47000 | 1 | 47000 | [8 empty] | 47000
155 | N/A | Power supply module of bus-bar protection | No. | 12000 | 1 | 12000 | [8 empty] | 12000
156 | N/A | Restricted earth fault Protection relay with non -linear resistor | No. | 58000 | 1 | 58000 | [8 empty] | 58000
157 | N/A | Back up Impedence relay | sets | 35000 | 1 | 35000 | [8 empty] | 35000
|  | SAS System | [12 empty] | 0
158 | N/A | Longest optical cable with end equipment | sets | 34000 | 1 | 34000 | [8 empty] | 34000
| N5 | PLCC Equipments | [12 empty] | 0
159 | N/A | Each type of card of carrier | Set | 270000 | 1 | 270000 | [8 empty] | 270000
160 | N/A | Set of Prints for EPAX (24/8) | Set | 900 | 1 | 900 | [8 empty] | 900
161 | N/A | Coupling device without base plate | Set | 74000 | 2 | 148000 | [8 empty] | 148000
162 | N/A | Telephone 4 wire with necessary connecting cable | Set | 38000 | 2 | 76000 | [8 empty] | 76000
163 | N/A | Co-axial connector | Set | 8100 | 2 | 16200 | [8 empty] | 16200
164 | N/A | Straight through joint | Set | 8700 | 1 | 8700 | [8 empty] | 8700
165 | N/A | Set of prints for Protection coupler | Set | 12000 | 1 | 12000 | [8 empty] | 12000
|  | Lighting | [12 empty] | 0
|  | Fluorescent Lights | [12 empty] | 0
166 | N/A | Botton strips | sets | 55 | 20 | 1100 | [8 empty] | 1100
167 | L301 | Complete fittings | No. | 4200 | 10 | 42000 | [8 empty] | 42000
|  | Sodium Vapour/ Mercury Vapour Lamps | [12 empty] | 0
168 | L006 & L007 | Covers and Reflectors | sets | 400 | 20 | 8000 | [8 empty] | 8000
169 | N/A | Complete fittings | No. | 4000 | 10 | 40000 | [8 empty] | 40000
|  | CFL (Compressed fluorsecent lamps) | [12 empty] | 0
170 | L402 | CFL | Sets | 120 | 18 | 2160 | [8 empty] | 2160
171 | L404 | Holders | sets | 12 | 20 | 240 | [8 empty] | 240
172 | N/A | Complete fittings of all types | No. | 7000 | 10 | 70000 | [8 empty] | 70000
173 | L603 | Junction boxes | sets | 640 | 5 | 3200 | [8 empty] | 3200
| Q201 | Fire Protection System |  |  |  | 0 | [8 empty] | 0
|  | HVW spray pumps |  |  |  | 0 | [8 empty] | 0
174 | N/A | Shaft sleeves | sets | 7000 | 1 | 7000 | [8 empty] | 7000
|  | Diesel Engine drive |  |  |  | 0 | [8 empty] | 0
175 | N/A | Self Starter | No. | 43247 | 1 | 43247 | [8 empty] | 43247
|  | Hydrant pumps & Jockey pumbs | [12 empty] | 0
176 | N/A | Shaft sleeves | sets | 4000 | 1 | 4000 | [8 empty] | 4000
|  | General |  |  |  | 0 | [8 empty] | 0
177 | N/A | Quarzold bulb detectors | No. | 3137 | 5 | 15685 | [8 empty] | 15685
178 | N/A | Projector(Merxies) | No. | 3200 | 2 | 6400 | [8 empty] | 6400
179 | N/A | Smoke Detectors | No. | 800 | 2 | 1600 | [8 empty] | 1600
180 | N/A | Heat Detectors | No. | 800 | 3 | 2400 | [8 empty] | 2400
181 | N/A | Deluge Valve | sets | 69711 | 1 | 69711 | [8 empty] | 69711
182 | N/A | Isolation Valves (each size each type) | sets | 7000 | 1 | 7000 | [8 empty] | 7000
183 | N/A | Electricals control panel Annuciation printed circuit bosrds (for solid state annunciation) in the control panel | sets | 6000 | 1 | 6000 | [8 empty] | 6000
184 | N/A | Strainer | No. | 13942 | 1 | 13942 | [8 empty] | 13942
185 | N/A | Level Switch | No. | 8500 | 1 | 8500 | [8 empty] | 8500
186 | N/A | Safety valve for hydro pneumatic system | No. | 6000 | 1 | 6000 | [8 empty] | 6000
187 | N/A | Pressure Switch | No. | 3782 | 1 | 3782 | [8 empty] | 3782
188 | N/A | Hydrant Valve | No. | 7000 | 0 | 0 | [8 empty] | 0
189 | N/A | Pressure Guage and coupling device of each type | No. | 4400 | 1 | 4400 | [8 empty] | 4400
|  | DG Set | [12 empty] | 0
190 | N/A | Set of filters(Lub oil/fuel/air ckt.) |  | 2693 | 1 | 2693 | [8 empty] | 2693
191 | N/A | Self starter assembly | No. | 80000 | 1 | 80000 | [8 empty] | 80000
192 | N/A | Solenoid coil assembly | No. | 22000 | 1 | 22000 | [8 empty] | 22000
193 | N/A | Switches | sets | 750 | 1 | 750 | [8 empty] | 750
194 | N/A | Timer | sets | 2400 | 1 | 2400 | [8 empty] | 2400
195 | N/A | D.C. Starter assembly with clutch engaging and dis angaging arrangements complete with motor | No. | 28000 | 1 | 28000 | [8 empty] | 28000
196 | N/A | Lube oil pressure safety control | No. | 1200 | 1 | 1200 | [8 empty] | 1200
197 | N/A | High water temperature safety control | No. | 1600 | 1 | 1600 | [8 empty] | 1600
198 | N/A | AVR cord of each type | No. | 5800 | 1 | 5800 | [8 empty] | 5800
|  | Batteries & Battery chargers | [12 empty] | 0
| Y0 | Battary 220 V |  |  |  | 0 | [8 empty] | 0
199 | N/A | Spare Battary cells | No. | 9500 | 5 | 47500 | [8 empty] | 47500
200 | N/A | Inter cell connectors with bolts and nuts | No. | 250 | 15 | 3750 | [8 empty] | 3750
| Y0 | Battery 48 V |  |  |  | 0 | [8 empty] | 0
201 | N/A | Spare battery cells | N0. | 7600 | 5 | 38000 | [8 empty] | 38000
202 | N/A | Inter cells connectors with bolts and nuts | N0. | 250 | 15 | 3750 | [8 empty] | 3750
| Y1 | Battery chargers (220V) |  |  |  | 0 | [8 empty] | 0
203 | N/A | Set of control cards (All PCB cards) | Set | 35000 | 1 | 35000 | [8 empty] | 35000
204 | N/A | Set of relays | Set | 40000 | 1 | 40000 | [8 empty] | 40000
205 | N/A | Set of contactor | Set | 750 | 1 | 750 | [8 empty] | 750
206 | N/A | Filter capacitor |  | 300 | 1 | 300 | [8 empty] | 300
207 | N/A | Thyristor/diode | Set | 450 | 1 | 450 | [8 empty] | 450
208 | N/A | Set of wound resistor(IF applicable) | Set | 500 | 1 | 500 | [8 empty] | 500
209 | N/A | Set of switches | Set | 750 | 1 | 750 | [8 empty] | 750
210 | N/A | Potentiometer | Nos. | 498 | 1 | 498 | [8 empty] | 498
211 | N/A | Fuses of thyristor with indicator | Nos. | 605 | 6 | 3630 | [8 empty] | 3630
| Y1 | Spares of Battery Charger (48 V) | [12 empty] | 0
212 | N/A | Set of relays | Set | 36000 | 1 | 36000 | [8 empty] | 36000
213 | N/A | Set of contactor | Set | 750 | 1 | 750 | [8 empty] | 750
214 | N/A | Filter capacitor | No. | 300 | 1 | 300 | [8 empty] | 300
215 | N/A | Thyristor /diode | Set | 450 | 1 | 450 | [8 empty] | 450
216 | N/A | Set of wound resistor (if applicable ) | Set. | 500 | 1 | 500 | [8 empty] | 500
217 | N/A | Set of switches | Set. | 750 | 1 | 750 | [8 empty] | 750
218 | N/A | Potentiometer | No. | 498 | 1 | 498 | [8 empty] | 498
219 | N/A | Fuses of thyristor with indicator | Nos. | 630 | 6 | 3780 | [8 empty] | 3780
|  | LT Switchgear |  |  |  | 0 | [8 empty] | 0
220 | N/A | Relays of each type | Set. | 71000 | 1 | 71000 | [8 empty] | 71000
221 | N/A | CT,PT(each type ) | Set. | 46000 | 1 | 46000 | [8 empty] | 46000
222 | N/A | Switch ,Push buttons ,Meters | Set. | 40000 | 1 | 40000 | [8 empty] | 40000
|  | A/C and Ventilation |  |  |  | 0 | [8 empty] | 0
223 | N/A | A/C System(1unit) as per specification | Set | 98800 | 1 | 98800 | [8 empty] | 98800
|  | CONDUCTORS / AL. TUBE |  |  |  | 0 | [8 empty] | 0
224 | N/A | 7 | Nos. | 9933 | 13 | 129129 | [8 empty] | 129129
225 | N/A | 5.5 | Nos. | 7805 | 5 | 39025 | [8 empty] | 39025
226 | N/A | 4 | Nos. | 5676 | 4 | 22704 | [8 empty] | 22704
227 | AA3A302004 | Welding Sleeves with PIN | Nos. | 1150 | 13 | 14950 | [8 empty] | 14950
| N/A | BUS SUPPORT INSULATORS |  |  |  | 0 | [8 empty] | 0
228 | N/A | Bus support insulators Voltage Rating | Nos | 46100 | 5 | 230500 | [8 empty] | 230500
| II0I001003 | INSULATOR STRINGS (DISC INSULATOR) |  |  |  | 0 | [8 empty] | 0
229 | II0I001003 | Double Tension Insulator String (without hardware) suitable for twin ACSR Moose conductor Quantity of Disc Insulator | Nos. | 890 | 180 | 160200 | [8 empty] | 160200
230 | II0I001003 | Double Tension Insulator String (without hardware) suitable for quad ACSR Moose conductor Quantity of Disc Insulator | Nos. | 890 | 240 | 213600 | [8 empty] | 213600
231 | II0I001003 | Single suspension Insulator String (without hardware) for twin ACSR Moose conductor Quantity of Disc Insulator | Nos. | 890 | 30 | 26700 | [8 empty] | 26700
232 | II0I001003 | Single suspension Insulator String (without hardware) for quad ACSR Moose conductor Quantity of Disc Insulator | Nos. | 890 | 19 | 16910 | [8 empty] | 16910
|  | INSULATOR HARDWARE |  |  |  | 0 | [8 empty] | 0
233 | II0I001003 | Double Tension-Double String-Twin Moose without Turn Buckle per conductor, 450 mmsub conductor spacing | Nos. | 14700 | 2 | 29400 | [8 empty] | 29400
234 | II0I001003 | Double Tension-Double String-Twin Moosewith Turn Buckle per conductor, 450 mm sub conductor spacing | Nos. | 18600 | 2 | 37200 | [8 empty] | 37200
235 | II0I001003 | Double Tension-Double String-Quad Moose without Turn Buckle per conductor, 450 mm sub conductor spacing | Nos. | 24000 | 3 | 72000 | [8 empty] | 72000
236 | II0I001003 | Double Tension-Double String-Quad Moosewith Turn Buckle per conductor, 450 mmsub conductor spacing | Nos. | 25500 | 3 | 76500 | [8 empty] | 76500
|  | Single Tension Insulator Hardware with Single anchoring point with all hardware accessories for Moose conductor |  |  |  | 0 | [8 empty] | 0
237 | II0I001003 | Single Suspension -Single String-Twin Moose - Through'450 mm sub conductor spacing | Nos. | 8350 | 1 | 8350 | [8 empty] | 8350
238 | II0I001003 | Single Suspension -Single String-Twin Moose - Drop'450 mm sub conductor spacing | Nos. | 6400 | 1 | 6400 | [8 empty] | 6400
239 | II0I001003 | Single Suspension-Single String-Quad Moose - Through'450 mm sub conductor spacing | Nos. | 7900 | 1 | 7900 | [8 empty] | 7900
240 | II0I001003 | Single Suspension-Single String-Quad Moose - Drop'450 mm sub conductor spacing | Nos. | 8410 | 1 | 8410 | [8 empty] | 8410
| V | CLAMPS AND CONNECTORS |  |  |  | 0 | [8 empty] | 0
241 | N/A | Al. Tube Flexible type | Nos. | 3195 | 4 | 12780 | [8 empty] | 12780
242 | N/A | Breaker - Quad Moose - Horizontal | Nos. | 3058 | 1 | 3058 | [8 empty] | 3058
243 | N/A | Universal take off | Nos. | 2300 | 1 | 2300 | [8 empty] | 2300
244 | N/A | Al. Tube Rigid type | Nos. | 2700 | 1 | 2700 | [8 empty] | 2700
245 | N/A | Al. Tube Flexible type | Nos. | 4750 | 3 | 14250 | [8 empty] | 14250
|  | Terminal connector for Isolator to receive |  |  |  | 0 | [8 empty] | 0
246 | N/A | Isolator-4"IPS-Tandem | Nos. | 2205 | 3 | 6615 | [8 empty] | 6615
247 | N/A | Al. Tube Rigid type | Nos. | 2170 | 2 | 4340 | [8 empty] | 4340
248 | N/A | Al. Tube Flexible type | Nos. | 4805 | 3 | 14415 | [8 empty] | 14415
|  | ACSR Twin Moose Conductor |  |  |  | 0 | [8 empty] | 0
249 | N/A | (i) Universal take off | Nos. | 2205 | 4 | 8820 | [8 empty] | 8820
250 | N/A | (ii) Isolator-TM-Horizontal | Nos. | 2230 | 2 | 4460 | [8 empty] | 4460
251 | N/A | Isolator-QM-Tandem-Vertical | Nos. | 3996 | 1 | 3996 | [8 empty] | 3996
252 | N/A | Isolator-Quad-Horizontal | Nos. | 3528 | 1 | 3528 | [8 empty] | 3528
253 | N/A | Terminal connector for CVT to receive ACSR Twin Moose Conductor (i) Universal take off | Nos. | 2430 | 1 | 2430 | [8 empty] | 2430
254 | N/A | Terminal connector for LA to receive ACSR Twin Moose Conductor (i) Universal take off | Nos. | 2470 | 2 | 4940 | [8 empty] | 4940
| N/A | Terminal Connector for Auto Trafo. to receive On HT side ACSR Twin Moose Conductor |  |  |  | 0 | [8 empty] | 0
255 | N/A | (i) Horizontal take off | Nos. | 1803 | 1 | 1803 | [8 empty] | 1803
256 | N/A | (ii) Transformer - Pad - Neutral | Nos. | 980 | 1 | 980 | [8 empty] | 980
| N/A | Terminal connector for WT to receive ACSR Twin MooseConductor |  |  |  | 0 | [8 empty] | 0
257 | N/A | (i) Universal take off | Nos. | 2200 | 1 | 2200 | [8 empty] | 2200
258 | N/A | (ii) Al. Tube Rigid / Sliding type | Nos. | 2200 | 1 | 2200 | [8 empty] | 2200
| N/A | Terminal connector for BPI to receive |  |  |  | 0 | [8 empty] | 0
259 | N/A | Al. Tube Rigid / Sliding type | Nos. | 2350 | 2 | 4700 | [8 empty] | 4700
| N/A | ACSR Twin MooseConductor |  |  |  | 0 | [8 empty] | 0
260 | N/A | (i) Through -Type | Nos. | 3600 | 1 | 3600 | [8 empty] | 3600
261 | N/A | BPI-4"IPS- Flexible |  | 4900 | 3 | 14700 | [8 empty] | 14700
262 | N/A | BPI-Quad Moose- Through | Nos. | 3350 | 1 | 3350 | [8 empty] | 3350
263 | II4I404004 | Spacers for ACSR Twin Moose Conductor (450 mm spacer for ACSR Twin Moose - Rigid type) | Nos. | 1400 | 38 | 53200 | [8 empty] | 53200
264 | II4I404003 | Spacers for ACSR Quad Moose Conductor (450mm spacer for ACSR Quad Moose - Rigid type) | Nos. | 1890 | 23 | 43470 | [8 empty] | 43470
| N/A | Terminal Connector for Reactor & accessories to receive ACSR Twin Moose Conductor |  |  |  | 0 | [8 empty] | 0
265 | N/A | (i) On Reactor Primary side - Horizontal take off | Nos. | 3700 | 1 | 3700 | [8 empty] | 3700
266 | N/A | (ii) Reactor-N - Twin Moose - Hor | Nos. | 3200 | 1 | 3200 | [8 empty] | 3200
267 | N/A | `T' Clamp for ACSR Moose Conductor | Nos. | 2300 | 6 | 13800 | [8 empty] | 13800
268 | N/A | Twin-single Inter connector | Nos. | 3700 | 10 | 37000 | [8 empty] | 37000
269 | I003 | PG. Clamp for ACSR Moose Conductor | Nos. | 3860 | 8 | 30880 | [8 empty] | 30880
| N/A | Shield wire clamps and accessories |  |  |  | 0 | [8 empty] | 0
270 | N/A | Shield wire tension clamps. | Nos. | 578 | 4 | 2312 | [8 empty] | 2312
271 | N/A | Pad type clamp for Shield Wire | Nos. | 680 | 3 | 2040 | [8 empty] | 2040
272 | N/A | Cleat type clamp for Shield Wire | Nos. | 270 | 31 | 8370 | [8 empty] | 8370
273 | N/A | PG Clamp for Shield wire | Nos. | 475 | 6 | 2850 | [8 empty] | 2850
274 | I205 | Cleat for earth strip | Nos. | 95 | 115 | 10925 | [8 empty] | 10925
275 | I205 | Cleat for earth strip | Nos. | 95 | 5 | 475 | [8 empty] | 475
|  | 132kV System |  |  |  | 0 | [8 empty] | 0
276 | N/A | Transformer to Twin Moose -Vertical Type | Nos. | 2340 | 1 | 2340 | [8 empty] | 2340
277 | N/A | Transformer-Neutral to Pad Type -Horizontal Type | Nos. | 2700 | 1 | 2700 | [8 empty] | 2700
|  | 33kV System |  |  |  | 0 | [8 empty] | 0
278 | N/A | Aux Trafo to Single Moose-Through type | Nos. | 2600 | 1 | 2600 | [8 empty] | 2600
279 | N/A | VCB to Single Moose-Horizontal type | Nos. | 1670 | 1 | 1670 | [8 empty] | 1670
280 | N/A | CT to Single Moose-Horizontal type | Nos. | 1680 | 1 | 1680 | [8 empty] | 1680
281 | N/A | PT to Single Moose-Through Type | Nos. | 1670 | 1 | 1670 | [8 empty] | 1670
282 | N/A | Isolator to Single Moose-Horizontal type | Nos. | 2300 | 1 | 2300 | [8 empty] | 2300
283 | N/A | BPI to Single Moose - Through Type- Rigid connection | Nos. | 2650 | 2 | 5300 | [8 empty] | 5300
| AA3A301004 | CONDUCTORS / AL. TUBE |  |  |  | 0 | [8 empty] | 0
|  | Cut lengths (mts) |  |  |  | 0 | [8 empty] | 0
284 |  | 7 | Nos. | 9933 | 8 | 79464 | [8 empty] | 79464
285 |  | 5.5 | Nos. | 7804 | 4 | 31216 | [8 empty] | 31216
286 |  | 4 | Nos. | 5676 | 2 | 11352 | [8 empty] | 11352
287 | A302 | Welding Sleeves with PIN | Nos. | 1150 | 6 | 6900 | [8 empty] | 6900
| N/A | BUS SUPPORT INSULATORS |  |  |  | 0 | [8 empty] | 0
288 | N/A | Bus Support Insulators Voltage Rating | Nos | 32500 | 5 | 162500 | [8 empty] | 162500
|  | INSULATOR STRINGS / HARDWARE |  |  |  | 0 | [8 empty] | 0
289 | II0I001003 | Double Tension Insulator String (without hardware) suitable for twin ACSR Moose conductor Disc Insulator | Nos. | 890 | 90 | 80100 | [8 empty] | 80100
290 | II0I001003 | Double Tension Insulator String (without hardware) suitable for quad ACSR Moose conductor Quantity of Disc Insulator | Nos. | 890 | 117 | 104130 | [8 empty] | 104130
291 | II0I001003 | Single suspension Insulator String (without hardware) for twin ACSR Moose conductor Quantity of Disc Insulator | Nos. | 890 | 15 | 13350 | [8 empty] | 13350
292 | II0I001003 | Single suspension Insulator String (without hardware) for Quad ACSR Moose conductor Quantity of Disc Insulator | Nos. | 890 | 3 | 2670 | [8 empty] | 2670
|  | INSULATOR HARDWARE |  |  |  | 0 | [8 empty] | 0
293 | II0I001003 | Double Tension-Double String-Twin Moose without turnbuckel per conductor), 250 mm sub conductor spacing | Nos. | 11800 | 2 | 23600 | [8 empty] | 23600
294 | II0I001003 | Double Tension-Double String-Twin Moose with turnbuckel per conductor), 250 mm sub conductor spacing | Nos. | 10790 | 2 | 21580 | [8 empty] | 21580
295 | II0I001003 | Double Tension-Double String-Quad Moose without turnbuckel per conductor), 250 mm sub conductor spacing | Nos. | 12700 | 2 | 25400 | [8 empty] | 25400
296 | II0I001003 | Double Tension-Double String-Quad Moose with turnbuckel per conductor), 250 mm sub conductor spacing | Nos. | 17860 | 2 | 35720 | [8 empty] | 35720
|  | Single Suspension hardware with Single anchoring point with all accessories for Moose Conductor |  |  |  | 0 | [8 empty] | 0
297 | II0I001003 | Single Tension-Single String-Twin Moose - Drop 250 mm sub conductor spacing | Nos. | 5200 | 1 | 5200 | [8 empty] | 5200
298 | II0I001003 | Single Tension-Single String-Quad Moose - Drop 250 mm sub conductor spacing | Nos. | 7200 | 1 | 7200 | [8 empty] | 7200
| V | CLAMPS AND CONNECTORS |  |  |  | 0 | [8 empty] | 0
| N/A | Terminal Connector for CB to receive |  |  |  | 0 | [8 empty] | 0
299 | N/A | Al. Tube Flexible type | Nos. | 4600 | 3 | 13800 | [8 empty] | 13800
| N/A | Terminal Connector for CT to receive |  |  |  | 0 | [8 empty] | 0
300 | N/A | Al. Tube Rigid type | Nos. | 3800 | 1 | 3800 | [8 empty] | 3800
301 | N/A | Al. Tube Flexible type | Nos. | 4750 | 2 | 9500 | [8 empty] | 9500
| N/A | ACSR Twin Moose Conductor |  |  |  | 0 | [8 empty] | 0
302 | N/A | (i) Universal take off-Horizontal | Nos. | 5300 | 1 | 5300 | [8 empty] | 5300
303 | N/A | (ii) Universal take off-Vertical | Nos. | 4200 | 1 | 4200 | [8 empty] | 4200
304 | N/A | Terminal connector for Isolator to receive Al. Tube Rigid Through type for Tandem Isolator | Nos. | 1799 | 3 | 5397 | [8 empty] | 5397
305 | N/A | (i) Isolator-TM-Tandem-Vertical | Nos. | 1653 | 4 | 6612 | [8 empty] | 6612
306 | N/A | (ii) Isolator-TM-Horizontal | Nos. | 1370 | 1 | 1370 | [8 empty] | 1370
307 | N/A | Isolator-4"IPS-Horizontal-Flex | Nos. | 2058 | 4 | 8232 | [8 empty] | 8232
308 | N/A | Isolator-4"IPS-Horizontal-Rigid | Nos. | 1700 | 2 | 3400 | [8 empty] | 3400
309 | N/A | Terminal connector for CVT to receive ACSR Twin Moose Conductor (i) Universal take off | Nos. | 4405 | 1 | 4405 | [8 empty] | 4405
310 | N/A | Terminal connector for LA to receive ACSR Twin Moose Conductor (i) Universal take off | Nos. | 2250 | 2 | 4500 | [8 empty] | 4500
| N/A | Terminal Connector for Auto Trafo. to receive On LT side ACSR Twin MooseConductor |  |  |  | 0 | [8 empty] | 0
311 | N/A | (i) Universal take off | Nos. | 1450 | 1 | 1450 | [8 empty] | 1450
312 | N/A | Transformer - 4"IPS - Hor-Rigid | Nos. | 1421 | 1 | 1421 | [8 empty] | 1421
313 | N/A | Transformer - Pad - Neutral | Nos. | 1450 | 1 | 1450 | [8 empty] | 1450
| N/A | Terminal connector for WT to receive |  |  |  | 0 | [8 empty] | 0
314 | N/A | ACSR Twin MooseConductor (i) Universal take off | Nos. | 1300 | 1 | 1300 | [8 empty] | 1300
| N/A | Terminal connector for BPI to receive |  |  |  | 0 | [8 empty] | 0
315 | N/A | Al. Tube Rigid / Sliding Type | Nos. | 4870 | 3 | 14610 | [8 empty] | 14610
316 | N/A | Al. Tube Flexible type | Nos. | 5032 | 3 | 15096 | [8 empty] | 15096
317 | N/A | ACSR Twin Moose Conductor (i) Universal take off |  | 5200 | 1 | 5200 | [8 empty] | 5200
318 | N/A | 250mm spacer for ACSR Twin Moose - Rigid type | Nos. | 1600 | 44 | 70400 | [8 empty] | 70400
319 | II4I404003 | 250mm spacer for ACSR Quad Moose - Rigid type | Nos. | 1950 | 26 | 50700 | [8 empty] | 50700
320 | N/A | `T' Clamp for ACSR Moose Conductor | Nos. | 2700 | 9 | 24300 | [8 empty] | 24300
321 | N/A | Inter connector for 250mm spacing ACSR Twin Moose to ACSR Single Moose Conductor | Nos. | 2450 | 5 | 12250 | [8 empty] | 12250
322 | N/A | Tee Interconnector-4"IPS-TM-Tee | Nos. | 3500 | 1 | 3500 | [8 empty] | 3500
323 | N/A | Tee Interconnector-4"IPS-QM-Tee | Nos. | 3883 | 1 | 3883 | [8 empty] | 3883
324 | N/A | Tee Interconnector-4"IPS-TM-Hor | Nos. | 3800 | 1 | 3800 | [8 empty] | 3800
325 | N/A | PG. Clamp for ACSR Moose Conductor | Nos. | 3860 | 9 | 34740 | [8 empty] | 34740
326 | N/A | Tee Interconnector-4"IPS-SM-Hor | Nos. | 5400 | 2 | 10800 | [8 empty] | 10800
|  | Shield wire clamps and accessories |  |  |  | 0 | [8 empty] | 0
327 | N/A | Shield wire tension clamps. | Nos. | 778 | 3 | 2334 | [8 empty] | 2334
328 | N/A | Pad type clamp for Shield Wire | Nos. | 680 | 2 | 1360 | [8 empty] | 1360
329 | N/A | Cleat type clamp for Shield Wire | Nos. | 270 | 21 | 5670 | [8 empty] | 5670
330 | N/A | PG Clamp for Shield Wire | Nos. | 196 | 4 | 784 | [8 empty] | 784
331 | N/A | Cleat for earth strip | Nos. | 95 | 77 | 7315 | [8 empty] | 7315
332 | N/A | Cleat for earth strip | Nos. | 95 | 5 | 475 | [8 empty] | 475
|  | 11kV System |  |  |  | 0 | [8 empty] | 0
333 | N/A | Aux Trafo to Single Moose-Through type | Nos | 2650 | 1 | 2650 | [8 empty] | 2650
334 | N/A | HG Fuse to Single Moose-Horizontal Type | Nos | 682 | 1 | 682 | [8 empty] | 682
335 | N/A | LA to Single Moose-Through Type | Nos | 2280 | 1 | 2280 | [8 empty] | 2280
336 | N/A | Isolator to Single Moose-Horizontal type | Nos | 2800 | 1 | 2800 | [8 empty] | 2800
337 | PP1P144007 | FIBERGLASS TELESCOPIC EARTH DISCHARGE ROD | Nos | 13275 | 3 | 39825 | [8 empty] | 39825
338 | N/A | REQUIREMENT OF 1.5 MM NON RETURN VALVE | Nos | 289.1 | 20 | 5782 | [8 empty] | 5782
339 | N/A | Overload protection relay3U5000-1F used with Contactor 3tf3101-0A(Seimens make) | Nos | 2926.5 | 4 | 11706 | [8 empty] | 11706
340 | N/A | Power contactor 3TF3101-0A (Seimens make) | Nos | 2926.5 | 4 | 11706 | [8 empty] | 11706
341 | VV2V204001 | EHV grade transformer oil IS335/1993(209 ltr. Each drum) | Drum | 15357 | 0.5 | 7678.5 | [8 empty] | 7678.5
342 |  | HDPE PIPE 1.25 inch, Pressure class PN4 or above suitable for submersible pump | Mtr. | 174.64 | 35 | 6112.4 | [8 empty] | 6112.4
343 |  | Switchyard LED Lights | No's | 21840 | 1 | 21840 | [8 empty] | 21840
344 |  | 245kV Current Transformer (damaged) (1600/800/1 Ratio) | No's | 13432 |  |  | 1 | 13432 | [6 empty] | 13432
345 |  | Copper contact fingers for female & male contracts (Burned & unusable) | Set | 4200 | [8 empty] | 1 | 4200 | 4200
346 |  | Moving Male Contact (only Rod) for 245kV Isolator (Burned & Unusable) | No's | 2500 |  |  | 1 | 2500 | [6 empty] | 2500
347 |  | HPSV Lamps 150 watt | No. | 708 | 3 | 2124 | [8 empty] | 2124
348 |  | Choke for 400 watt HPSV Lamp | No. | 2360 | 2 | 4720 | [8 empty] | 4720
349 |  | Choke for 250 watt HPSV Lamp | No. | 1652 | 3 | 4956 | [8 empty] | 4956
350 |  | Choke for 150 watt HPSV Lamp | No. | 1180 | 6 | 7080 | [8 empty] | 7080
351 |  | Ignitors for 400/250/150watt HPSV Lamp | No. | 531 | 6 | 3186 | [8 empty] | 3186
352 |  | Condenser for 400 watt HPSV Lamp (42MFD) | No. | 177 | 4 | 708 | [8 empty] | 708
353 |  | Condenser for 250 watt HPSV Lamp (33MFD) | No. | 177 | 5 | 885 | [8 empty] | 885
354 |  | Condenser for150 watt HPSV Lamp (33MFD) | No. | 118 | 4 | 472 | [8 empty] | 472
355 |  | 420kv CVT (Capacitive Voltage Transformers) old, used, non functional | No. | 5000 |  |  | 1 | 5000 | [6 empty] | 5000
356 |  | ABB Make REC 670 BPCU(Bay Protection controlling unit) (old &used) | No. | 20000 | 1 | 20000 | [8 empty] | 20000
357 |  | Contactor 40A,3 Pole (1NO&1NC) (Havells/L&T/ABB/Siemens) | No. | 4130 | 4 | 16520 | [8 empty] | 16520
358 |  | MCB(4Pole)(Havells/L&T/ABB) 16A | No. | 2124 | 5 | 10620 | [8 empty] | 10620
359 |  | MCB(4Pole)(Havells/L&T/ABB) 32A | No. | 2124 | 5 | 10620 | [8 empty] | 10620
360 |  | MCB(4Pole)(Havells/L&T/ABB) 63A | No. | 2360 | 6 | 14160 | [8 empty] | 14160
361 |  | MCB(2 Pole)(Havells/L&T/ABB) 10A | No. | 826 | 6 | 4956 | [8 empty] | 4956
362 |  | MCB(2 Pole)(Havells/L&T/ABB) 16A | No. | 826 | 6 | 4956 | [8 empty] | 4956
363 |  | MCB(2 Pole)(Havells/L&T/ABB) 20A | No. | 826 | 5 | 4130 | [8 empty] | 4130
364 |  | MCB(2 Pole)(Havells/L&T/ABB) 32A | No. | 826 | 4 | 3304 | [8 empty] | 3304
365 |  | MCB(1 Pole)(Havells/ABB/L&T) 4A | No. | 590 | 9 | 5310 | [8 empty] | 5310
366 |  | MCB(1 Pole)(Havells/ABB/L&T) 6A | No. | 236 | 8 | 1888 | [8 empty] | 1888
367 |  | MCB(1 Pole)(Havells/ABB/L&T) 10A | No. | 236 | 9 | 2124 | [8 empty] | 2124
368 |  | MCB(1 Pole)(Havells/ABB/L&T) 16A | No. | 236 | 9 | 2124 | [8 empty] | 2124
369 |  | MCB(1 Pole)(Havells/ABB/L&T) 20A | No. | 236 | 9 | 2124 | [8 empty] | 2124
370 |  | MCB(1 Pole)(Havells/ABB/L&T) 32A | No. | 236 | 9 | 2124 | [8 empty] | 2124
371 |  | MCCB 100A(Havells/L&T/ABB | No. | 6490 | 4 | 25960 | [8 empty] | 25960
372 |  | Control Cable Copper (PVC) 2Core X 2.5sqmm | Km. | 152000 | 0.26 | 39520 | [8 empty] | 39520
373 |  | Power Cable Aluminium (PVC) 3.5 Core X 3.5sqmm | Km. | 317000 | 0.2 | 63400 | [8 empty] | 63400
374 |  | 220V DC, 120A Float cum boost cahrger (input 3-phase AC) | No. | 1227200 | 1 | 1227200 | [8 empty] | 1227200
375 |  | 48V DC, 60A Float cum boost cahrger (input 3-phase AC) | No. | 684400 | 1 | 684400 | [8 empty] | 684400
376 |  | CRC 500ml (Push and spray) | No. | 944 | 16 | 15104 | [8 empty] | 15104
377 |  | HT insulation Tap 3/4" | Tin | 1121 | 2 | 2242 | [8 empty] | 2242
378 |  | ABB make REC 670 BCU(Bay controlling unit) (old &used) | No. | 50000 | 1 | 50000 | [8 empty] | 50000
379 |  | 420KV CVT(Capacitive voltage Transformer) (Old,used,Non functional) | No. | 5000 |  |  | 1 | 5000 | [6 empty] | 5000
380 |  | Station Transformer 800kVA (33/.4KV) (Make) (old, used & Damaged) | No. | 50000 |  |  | 1 | 50000 | [6 empty] | 50000
381 |  | Y Phase Current Transformer (Line Voltage-33kV) (Ratio-50/1) (Old, Used and damaged) | No. | 5000 |  |  | 1 | 5000 | [6 empty] | 5000
382 |  | 145KV Bus Isolator clamp for twin AAAC Tarantulla Conductor | No. | 1758.2 | 1 | 1758.2 | [8 empty] | 1758.2
383 |  | 145Kv Bus CVT clamp for twin AAAC Tarantulla conductor | No. | 1758.2 | 2 | 3516.4 | [8 empty] | 3516.4
384 |  | flexible Copper bond | No. | 1097.4 | 30 | 32922 | [8 empty] | 32922
385 |  | Silica Gel(Blue crystal)size 8-12mm | KG | 590 | 100 | 59000 | [8 empty] | 59000
386 |  | White Petrollium jelly | KG | 649 | 25 | 16225 | [8 empty] | 16225
387 |  | Electronegative SF6 Gas | KG | 6549 | 26.9 | 176168.1 | [8 empty] | 176168.1
388 |  | Complete Suspension type insulator string suitable for twin tarantulla conductor | No. | 5000 | 3 | 15000 | [8 empty] | 15000
389 |  | 145kv Capacitive Voltage Transformer(fail,Nonfunctional) | No. | 4000 |  |  | 1 | 4000 | [6 empty] | 4000
390 |  | Back up protection relay with 3 0/C and 1 E/F element (Old, Used & Defective) | No. | 50000 | 1 | 50000 | [8 empty] | 50000
Total (In Rs.) | [5 empty] | 23106048.348 |  | 169932 |  | 0 |  | 0 |  | 4325 | 23280305.348
Sub-Total (A) |  |  |  | 23280305.348
391 | PP3P301013 | INSULATING GLOVES | Nos. |  | 5 | [9 empty] | 0
392 | II1I106003 | 145 kv wedge type connector for AAAC TARNTULLA TO ZEBRA | Nos. |  | 11 | [9 empty] | 0
393 | N/A | 145 kc wedge type connector for PANTHER LINE CONDUCTOR ON MAIN WAY SINGLE ACSR ON BRANCH WAY | Nos. |  | 6 | [9 empty] | 0
394 | II1I106001 | 145 kc wedge type connector TO SUIT TARNTULLA AAAC on main way and single tarantulla on branch way for transfer bus | Nos. |  | 23 | [9 empty] | 0
395 | N/A | 145 KV inter connector TO SUIT 4" IPS alluminium tube (EH type ) on main way & single ZEBRA ACSR on branch way | Nos. |  | 6 | [9 empty] | 0
396 | N/A | 145 KV inter connector TO SUIT 4" IPS alluminium tube (EH type ) on main way & single TARANTULLA AAAC on branch way | Nos. | Rates not available | 4 | [9 empty] | 0
397 | N/A | 145 KV BUS POST CLAMP TO SUIT 4" IPS ALUMINIUM TUBE THROUGH TYPE (EH TYPE) RIGID/ SLIDING | Nos. |  | 7 | [9 empty] | 0
398 | N/A | 145 KV TERMINAL CONNECTOR (FLEXIBLE TYPE ) SUITABLE CONNECTING OF CIRCUIT BREAKER & 4" IPS ALLUMINUM TUBE (EH TYPE) | Nos. |  | 54 | [9 empty] | 0
399 | AA3A301004 | 4" IPS ALUMINIUM TUBE (EH TYPE) TWISTED in different size in pieces | Mtr. |  | 224.1 | [9 empty] | 0
400 | N/A | 7/3.66mm GI SHIELD WIRE | Mtr. |  | 32 | [9 empty] | 0
(B) | JE (SUBSTATION) Renuka | [13 empty] | 0
1 |  | LT Stay set complete | Nos | 885 | 39 | 34515 | [8 empty] | 34515
2 |  | LT XLPE cable 3 1/2 core 240 mm sq | Mtr. | 1180 | 50 | 59000 | [8 empty] | 59000
3 |  | Street light complete fitting | Mtr. | 9204 | 9 | 82836 | [8 empty] | 82836
Total (In Rs.) | [5 empty] | 176351 |  | 0 |  | 0 |  | 0 |  | 0 | 176351
Sub-Total (B) |  |  |  | 176351
(C) | JE (LINE) Chandrashekhar | [13 empty] | 0
1 | II3I306001 | Jumper Cone for ACSR Moose Conductor | Nos. | 885 | 30 | 26550 | [8 empty] | 26550
2 | II3I301001 | Mid span compression joint for ACSR Moose Conductor | Nos. | 1416 | 20 | 28320 | [8 empty] | 28320
3 | II3I302001 | Repair Sleeve for ACSR Moose Conductor | Nos. | 1416 | 20 | 28320 | [8 empty] | 28320
4 | II3I301008 | Mid span compression joint for 7/9 SWG earthwire | Nos. | 2360 | 12 | 28320 | [8 empty] | 28320
5 | II3I302008 | Repair Sleeve for 7/9 SWG earthwire | Nos. | 590 | 10 | 5900 | [8 empty] | 5900
6 | II3I301003 | Mid Span Compression Joint for ASCR Zebra Conductor | Nos. | 1439.6 | 19 | 27352.4 | [8 empty] | 27352.4
7 | II3I302003 | Repair Sleeve for ACSR Zebra Conductor | Nos. | 1121 | 17 | 19057 | [8 empty] | 19057
8 | FF4F403007 | Flexible Copper Bond for 7/10 SWG Earthwire | Nos. | 1121 | 40 | 44840 | [8 empty] | 44840
9 | II3I306003 | Jumper Cone for ACSR Zebra Conductor | Nos. | 1062 | 20 | 21240 | [8 empty] | 21240
10 | AA0A002003 | ACSR Zebra Conductor | KM | 264500 | 1.373 | 363158.5 | [8 empty] | 363158.5
11 |  | Tower parts of 220KV "C" Type Tower with 0, 1.5, 3 Mtr. Leg Extension along with Nut, Bolt & Washers | MT | 66572.064 | 10.8822 | 724450.5149 | [8 empty] | 724450.5149
12 |  | Various Damaged Tower parts of 220KV & 132KV Towers (as scrap) | MT | 10000 | [8 empty] | 1 | 10000 | 10000
13 | II0I005001 | PG Clamp (with nut & bolt) made of Aluminum Alloy Suitable for Zebra Conductor | No. | 2124 | 50 | 106200 | [8 empty] | 106200
14 |  | Clamp suitable for 7/3.15 or 7/9 or 7/10 SWG Earth wire | Nos. | 826 | 5 | 4130 | [8 empty] | 4130
15 |  | Earthwire Bracket/Downlead clamp suitable for GS earthwire 7/9 or 7/10 SWG | Nos. | 118 | 100 | 11800 | [8 empty] | 11800
16 |  | Single Tension Fitting (160 KN) for single ACSR Zebra Conductor along with accessories | No. | 13540.5 | 0 | 0 | [8 empty] | 0
17 |  | ACSR Zebra Conductor (Old & Used) | KM | 26450 | 0.177 | 4681.65 | [8 empty] | 4681.65
18 |  | Aluminium scrap (various type) | KG | 30 | [8 empty] | 8 | 240 | 240
19 |  | PG Clamp (with nut & bolt) made of Aluminum Alloy suitable for ACSR Zebra Conductor | Nos | 2289.2 | 150 | 343380 | [8 empty] | 343380
Total (In Rs.) | [5 empty] | 1787700.0649 |  | 0 |  | 0 |  | 0 |  | 10240 | 1797940.0649
Sub-Total (C) |  |  |  | 1797940.0649
Total (A+B+C) (In Rs.) | [5 empty] | 25070099.4129 |  | 169932 |  | 0 |  | 0 |  | 14565 | 25254596.4129